Commercial | Com ¦ ECM MOTORS FOR HVAC APPLICATION (FAN-POWERED VAV BOX) | 2022 | SC B | MW | Before Competition Groups | 0.077425 | 0 | 0 | 381.1713 | 0.00020312 | 50 | Commercial_2022_SC B_MW_Before Competition Groups_50 | ECM MOTORS FOR HVAC APPLICATION (FAN-POWERED VAV BOX) | 0.02031% | 0 | 0.077425 | Commercial_2022_SC B_MW_Before Competition Groups_ECM MOTORS FOR HVAC APPLICATION (FAN-POWERED VAV BOX)
Commercial | Com ¦ Demand controlled Circulating Systems | 2022 | SC B | MW | Before Competition Groups | 0.042751 | 0 | 0 | 381.1713 | 0.00011216 | 51 | Commercial_2022_SC B_MW_Before Competition Groups_51 | Demand controlled Circulating Systems | 0.01122% | 0 | 0.042751 | Commercial_2022_SC B_MW_Before Competition Groups_Demand controlled Circulating Systems
Commercial | Com ¦ Auto Off Time Switch or Time Clock control | 2022 | SC B | MW | Before Competition Groups | 0.042456 | 0 | 0 | 381.1713 | 0.00011138 | 52 | Commercial_2022_SC B_MW_Before Competition Groups_52 | Auto Off Time Switch or Time Clock control | 0.01114% | 0 | 0.042456 | Commercial_2022_SC B_MW_Before Competition Groups_Auto Off Time Switch or Time Clock control
Commercial | Com ¦ CEE Tier 2/Energy Star Clothes Washers | 2022 | SC B | MW | Before Competition Groups | 0.038378 | 0 | 0 | 381.1713 | 0.00010069 | 53 | Commercial_2022_SC B_MW_Before Competition Groups_53 | CEE Tier 2/Energy Star Clothes Washers | 0.01007% | 0 | 0.038378 | Commercial_2022_SC B_MW_Before Competition Groups_CEE Tier 2/Energy Star Clothes Washers
Commercial | Com ¦ HVAC Optimization | 2022 | SC B | MW | Before Competition Groups | 0.037841 | 0 | 0 | 381.1713 | 9.9276e-05 | 54 | Commercial_2022_SC B_MW_Before Competition Groups_54 | HVAC Optimization | 0.009928% | 0 | 0.037841 | Commercial_2022_SC B_MW_Before Competition Groups_HVAC Optimization
Commercial | COM ¦ Ductless Mini-Split Heat Pumps | 2022 | SC B | MW | Before Competition Groups | 0.036003 | 0 | 0 | 381.1713 | 9.4454e-05 | 55 | Commercial_2022_SC B_MW_Before Competition Groups_55 | Ductless Mini-Split Heat Pumps | 0.009445% | 0 | 0.036003 | Commercial_2022_SC B_MW_Before Competition Groups_Ductless Mini-Split Heat Pumps
Commercial | Com ¦ PTAC (12 EER/10,000 BTU) | 2022 | SC B | MW | Before Competition Groups | 0.028249 | 0 | 0 | 381.1713 | 7.4112e-05 | 56 | Commercial_2022_SC B_MW_Before Competition Groups_56 | PTAC (12 EER/10,000 BTU) | 0.007411% | 0 | 0.028249 | Commercial_2022_SC B_MW_Before Competition Groups_PTAC (12 EER/10,000 BTU)
Commercial | Com ¦ Low Flow Pre-Rinse Spray Nozzle | 2022 | SC B | MW | Before Competition Groups | 0.024555 | 0 | 0 | 381.1713 | 6.442e-05 | 57 | Commercial_2022_SC B_MW_Before Competition Groups_57 | Low Flow Pre-Rinse Spray Nozzle | 0.006442% | 0 | 0.024555 | Commercial_2022_SC B_MW_Before Competition Groups_Low Flow Pre-Rinse Spray Nozzle
Commercial | Com ¦ Condensing Make Up Air Unit | 2022 | SC B | MW | Before Competition Groups | 0.021471 | 0 | 0 | 381.1713 | 5.6328e-05 | 58 | Commercial_2022_SC B_MW_Before Competition Groups_58 | Condensing Make Up Air Unit | 0.005633% | 0 | 0.021471 | Commercial_2022_SC B_MW_Before Competition Groups_Condensing Make Up Air Unit
Commercial | Com ¦ Wall Insulation | 2022 | SC B | MW | Before Competition Groups | 0.014862 | 0 | 0 | 381.1713 | 3.8989e-05 | 59 | Commercial_2022_SC B_MW_Before Competition Groups_59 | Wall Insulation | 0.003899% | 0 | 0.014862 | Commercial_2022_SC B_MW_Before Competition Groups_Wall Insulation
Commercial | Com ¦ Condensing Unit Heaters or other Efficient Unit Heating System | 2022 | SC B | MW | Before Competition Groups | 0.014226 | 0 | 0 | 381.1713 | 3.7321e-05 | 60 | Commercial_2022_SC B_MW_Before Competition Groups_60 | Condensing Unit Heaters or other Efficient Unit Heating System | 0.003732% | 0 | 0.014226 | Commercial_2022_SC B_MW_Before Competition Groups_Condensing Unit Heaters or other Efficient Unit Heating System
Commercial | Com ¦ Notched V belts for HVAC Systems | 2022 | SC B | MW | Before Competition Groups | 0.011966 | 0 | 0 | 381.1713 | 3.1394e-05 | 61 | Commercial_2022_SC B_MW_Before Competition Groups_61 | Notched V belts for HVAC Systems | 0.003139% | 0 | 0.011966 | Commercial_2022_SC B_MW_Before Competition Groups_Notched V belts for HVAC Systems
Commercial | Com ¦ Solar Water Preheat (Pools/DHW) | 2022 | SC B | MW | Before Competition Groups | 0.011367 | 0 | 0 | 381.1713 | 2.9822e-05 | 62 | Commercial_2022_SC B_MW_Before Competition Groups_62 | Solar Water Preheat (Pools/DHW) | 0.002982% | 0 | 0.011367 | Commercial_2022_SC B_MW_Before Competition Groups_Solar Water Preheat (Pools/DHW)
Commercial | Com ¦ Commercial Hot Food Holding Cabinets | 2022 | SC B | MW | Before Competition Groups | 0.010239 | 0 | 0 | 381.1713 | 2.6863e-05 | 63 | Commercial_2022_SC B_MW_Before Competition Groups_63 | Commercial Hot Food Holding Cabinets | 0.002686% | 0 | 0.010239 | Commercial_2022_SC B_MW_Before Competition Groups_Commercial Hot Food Holding Cabinets
Commercial | Com ¦ High Efficiency Chiller (avg of water and air cooled) | 2022 | SC B | MW | Before Competition Groups | 0.0061654 | 0 | 0 | 381.1713 | 1.6175e-05 | 64 | Commercial_2022_SC B_MW_Before Competition Groups_64 | High Efficiency Chiller (avg of water and air cooled) | 0.001617% | 0 | 0.0061654 | Commercial_2022_SC B_MW_Before Competition Groups_High Efficiency Chiller (avg of water and air cooled)
Commercial | Com ¦ VSD Air Compressor | 2022 | SC B | MW | Before Competition Groups | 0.005079 | 0 | 0 | 381.1713 | 1.3325e-05 | 65 | Commercial_2022_SC B_MW_Before Competition Groups_65 | VSD Air Compressor | 0.001332% | 0 | 0.005079 | Commercial_2022_SC B_MW_Before Competition Groups_VSD Air Compressor
Commercial | Com ¦ Room AC (w/ louvered sides) 14 SEER from 12 SEER code | 2022 | SC B | MW | Before Competition Groups | 0.0031031 | 0 | 0 | 381.1713 | 8.1409e-06 | 66 | Commercial_2022_SC B_MW_Before Competition Groups_66 | Room AC (w/ louvered sides) 14 SEER from 12 SEER code | 0.0008141% | 0 | 0.0031031 | Commercial_2022_SC B_MW_Before Competition Groups_Room AC (w/ louvered sides) 14 SEER from 12 SEER code
Commercial | Com ¦ Energy Recovery Ventilation and Ventilation (Enhanced) | 2022 | SC B | MW | Before Competition Groups | 0.002808 | 0 | 0 | 381.1713 | 7.3668e-06 | 67 | Commercial_2022_SC B_MW_Before Competition Groups_67 | Energy Recovery Ventilation and Ventilation (Enhanced) | 0.0007367% | 0 | 0.002808 | Commercial_2022_SC B_MW_Before Competition Groups_Energy Recovery Ventilation and Ventilation (Enhanced)
Commercial | Com ¦ Air Curtains | 2022 | SC B | MW | Before Competition Groups | 0.0016787 | 0 | 0 | 381.1713 | 4.4042e-06 | 68 | Commercial_2022_SC B_MW_Before Competition Groups_68 | Air Curtains | 0.0004404% | 0 | 0.0016787 | Commercial_2022_SC B_MW_Before Competition Groups_Air Curtains
Commercial | Com ¦ EC Plug Fan for Data Center (under cabinet) | 2022 | SC B | MW | Before Competition Groups | 0.00042677 | 0 | 0 | 381.1713 | 1.1196e-06 | 69 | Commercial_2022_SC B_MW_Before Competition Groups_69 | EC Plug Fan for Data Center (under cabinet) | 0.000112% | 0 | 0.00042677 | Commercial_2022_SC B_MW_Before Competition Groups_EC Plug Fan for Data Center (under cabinet)
Commercial | Com ¦ High Efficiency Small Instantaneous Water Heater | 2022 | SC B | MW | Before Competition Groups | 0.00024466 | 0 | 0 | 381.1713 | 6.4186e-07 | 70 | Commercial_2022_SC B_MW_Before Competition Groups_70 | High Efficiency Small Instantaneous Water Heater | 6.419e-05% | 0 | 0.00024466 | Commercial_2022_SC B_MW_Before Competition Groups_High Efficiency Small Instantaneous Water Heater
Commercial | Com ¦ Electric Convection Combination Ovens | 2022 | SC B | MW | Before Competition Groups | 9.4429e-05 | 0 | 0 | 381.1713 | 2.4773e-07 | 71 | Commercial_2022_SC B_MW_Before Competition Groups_71 | Electric Convection Combination Ovens | 2.477e-05% | 0 | 9.4429e-05 | Commercial_2022_SC B_MW_Before Competition Groups_Electric Convection Combination Ovens
Commercial | Com ¦ LLLC - Low Impact Application | 2022 | SC B | MW | Before Competition Groups | 1.8535e-19 | 0 | 0 | 381.1713 | 4.8626e-22 | 72 | Commercial_2022_SC B_MW_Before Competition Groups_72 | LLLC - Low Impact Application | 4.863e-20% | 0 | 1.8535e-19 | Commercial_2022_SC B_MW_Before Competition Groups_LLLC - Low Impact Application
Commercial | Com ¦ LLLC - High Impact Application | 2022 | SC B | MW | Before Competition Groups | 6.0139e-20 | 0 | 0 | 381.1713 | 1.5777e-22 | 73 | Commercial_2022_SC B_MW_Before Competition Groups_73 | LLLC - High Impact Application | 1.578e-20% | 0 | 6.0139e-20 | Commercial_2022_SC B_MW_Before Competition Groups_LLLC - High Impact Application
Commercial | Com ¦ Networked/Connected - High Impact Application | 2022 | SC B | MW | Before Competition Groups | 4.2581e-22 | 0 | 0 | 381.1713 | 1.1171e-24 | 74 | Commercial_2022_SC B_MW_Before Competition Groups_74 | Networked/Connected - High Impact Application | 1.117e-22% | 0 | 4.2581e-22 | Commercial_2022_SC B_MW_Before Competition Groups_Networked/Connected - High Impact Application
Commercial | Com ¦ Networked/Connected - Low Impact Application | 2022 | SC B | MW | Before Competition Groups | 1.1101e-22 | 0 | 0 | 381.1713 | 2.9123e-25 | 75 | Commercial_2022_SC B_MW_Before Competition Groups_75 | Networked/Connected - Low Impact Application | 2.912e-23% | 0 | 1.1101e-22 | Commercial_2022_SC B_MW_Before Competition Groups_Networked/Connected - Low Impact Application
Commercial | Com ¦ Door Gasket Freezer/Refrigerator | 2022 | SC B | MW | Before Competition Groups | 0 | 0 | 0 | 381.1713 | 0 | 76 | Commercial_2022_SC B_MW_Before Competition Groups_76 | Door Gasket Freezer/Refrigerator | 0% | 0 | 0 | Commercial_2022_SC B_MW_Before Competition Groups_Door Gasket Freezer/Refrigerator
Commercial | Com ¦ Efficient compressor motor | 2022 | SC B | MW | Before Competition Groups | 0 | 0 | 0 | 381.1713 | 0 | 77 | Commercial_2022_SC B_MW_Before Competition Groups_77 | Efficient compressor motor | 0% | 0 | 0 | Commercial_2022_SC B_MW_Before Competition Groups_Efficient compressor motor
Commercial | Com ¦ Indoor Daylight Sensors/Photocell Dimming Control | 2022 | SC B | MW | Before Competition Groups | 0 | 0 | 0 | 381.1713 | 0 | 78 | Commercial_2022_SC B_MW_Before Competition Groups_78 | Indoor Daylight Sensors/Photocell Dimming Control | 0% | 0 | 0 | Commercial_2022_SC B_MW_Before Competition Groups_Indoor Daylight Sensors/Photocell Dimming Control
Commercial | Com ¦ LED RECESSED DOWNLIGHTS | 2022 | SC B | MW | Before Competition Groups | 0 | 0 | 0 | 381.1713 | 0 | 79 | Commercial_2022_SC B_MW_Before Competition Groups_79 | LED RECESSED DOWNLIGHTS | 0% | 0 | 0 | Commercial_2022_SC B_MW_Before Competition Groups_LED RECESSED DOWNLIGHTS
Commercial | Com ¦ Variable Refrigerant Flow Heat Pump | 2022 | SC B | MW | Before Competition Groups | 0 | 0 | 0 | 381.1713 | 0 | 80 | Commercial_2022_SC B_MW_Before Competition Groups_80 | Variable Refrigerant Flow Heat Pump | 0% | 0 | 0 | Commercial_2022_SC B_MW_Before Competition Groups_Variable Refrigerant Flow Heat Pump
Commercial | Com ¦ ENERGY STAR LED LAMPS (REFLECTOR LAMPs/MR16/PAR 16) | 2022 | SC C | MW | Before Competition Groups | 58.5903 | 0 | 0 | 282.6987 | 0.20725 | 1 | Commercial_2022_SC C_MW_Before Competition Groups_1 | ENERGY STAR LED LAMPS (REFLECTOR LAMPs/MR16/PAR 16) | 20.73% | 0 | 58.5903 | Commercial_2022_SC C_MW_Before Competition Groups_ENERGY STAR LED LAMPS (REFLECTOR LAMPs/MR16/PAR 16)
Commercial | Com ¦ LED Troffer/Surface/Suspended | 2022 | SC C | MW | Before Competition Groups | 28.5212 | 0 | 0 | 282.6987 | 0.10089 | 2 | Commercial_2022_SC C_MW_Before Competition Groups_2 | LED Troffer/Surface/Suspended | 10.09% | 0 | 28.5212 | Commercial_2022_SC C_MW_Before Competition Groups_LED Troffer/Surface/Suspended
Commercial | Com ¦ LED Low/High Bay | 2022 | SC C | MW | Before Competition Groups | 28.3486 | 0 | 0 | 282.6987 | 0.10028 | 3 | Commercial_2022_SC C_MW_Before Competition Groups_3 | LED Low/High Bay | 10.03% | 0 | 28.3486 | Commercial_2022_SC C_MW_Before Competition Groups_LED Low/High Bay
Commercial | Com ¦ LED Replacement Lamp (Tube) | 2022 | SC C | MW | Before Competition Groups | 23.9393 | 0 | 0 | 282.6987 | 0.084681 | 4 | Commercial_2022_SC C_MW_Before Competition Groups_4 | LED Replacement Lamp (Tube) | 8.468% | 0 | 23.9393 | Commercial_2022_SC C_MW_Before Competition Groups_LED Replacement Lamp (Tube)
Commercial | Com ¦ High Efficiency Air Source Heat Pump | 2022 | SC C | MW | Before Competition Groups | 17.1924 | 0 | 0 | 282.6987 | 0.060815 | 5 | Commercial_2022_SC C_MW_Before Competition Groups_5 | High Efficiency Air Source Heat Pump | 6.082% | 0 | 17.1924 | Commercial_2022_SC C_MW_Before Competition Groups_High Efficiency Air Source Heat Pump
Commercial | Com ¦ Building Recommissioning, Operations and Maintenance (O&M) Improvements | 2022 | SC C | MW | Before Competition Groups | 12.3311 | 0 | 0 | 282.6987 | 0.043619 | 6 | Commercial_2022_SC C_MW_Before Competition Groups_6 | Building Recommissioning, Operations and Maintenance (O&M) Improvements | 4.362% | 0 | 12.3311 | Commercial_2022_SC C_MW_Before Competition Groups_Building Recommissioning, Operations and Maintenance (O&M) Improvements
Commercial | Com ¦ Data Center Storage/Server Virtualization | 2022 | SC C | MW | Before Competition Groups | 11.1975 | 0 | 0 | 282.6987 | 0.039609 | 7 | Commercial_2022_SC C_MW_Before Competition Groups_7 | Data Center Storage/Server Virtualization | 3.961% | 0 | 11.1975 | Commercial_2022_SC C_MW_Before Competition Groups_Data Center Storage/Server Virtualization
Commercial | Com ¦ Education and Capacity Building/Energy Behavior | 2022 | SC C | MW | Before Competition Groups | 11.1357 | 0 | 0 | 282.6987 | 0.039391 | 8 | Commercial_2022_SC C_MW_Before Competition Groups_8 | Education and Capacity Building/Energy Behavior | 3.939% | 0 | 11.1357 | Commercial_2022_SC C_MW_Before Competition Groups_Education and Capacity Building/Energy Behavior
Commercial | Com ¦ LED or Equivalent Sign Lighting | 2022 | SC C | MW | Before Competition Groups | 9.8187 | 0 | 0 | 282.6987 | 0.034732 | 9 | Commercial_2022_SC C_MW_Before Competition Groups_9 | LED or Equivalent Sign Lighting | 3.473% | 0 | 9.8187 | Commercial_2022_SC C_MW_Before Competition Groups_LED or Equivalent Sign Lighting
Commercial | Com ¦ ENERGY STAR LED LAMPS (General Service Lamps) | 2022 | SC C | MW | Before Competition Groups | 9.1623 | 0 | 0 | 282.6987 | 0.03241 | 10 | Commercial_2022_SC C_MW_Before Competition Groups_10 | ENERGY STAR LED LAMPS (General Service Lamps) | 3.241% | 0 | 9.1623 | Commercial_2022_SC C_MW_Before Competition Groups_ENERGY STAR LED LAMPS (General Service Lamps)
Commercial | Com ¦ Advanced BAS/Controllers | 2022 | SC C | MW | Before Competition Groups | 7.868 | 0 | 0 | 282.6987 | 0.027832 | 11 | Commercial_2022_SC C_MW_Before Competition Groups_11 | Advanced BAS/Controllers | 2.783% | 0 | 7.868 | Commercial_2022_SC C_MW_Before Competition Groups_Advanced BAS/Controllers
Commercial | Com ¦ Reach-in Shaded Pole to ECM/PSC Evaporator Fan Motor | 2022 | SC C | MW | Before Competition Groups | 6.7032 | 0 | 0 | 282.6987 | 0.023711 | 12 | Commercial_2022_SC C_MW_Before Competition Groups_12 | Reach-in Shaded Pole to ECM/PSC Evaporator Fan Motor | 2.371% | 0 | 6.7032 | Commercial_2022_SC C_MW_Before Competition Groups_Reach-in Shaded Pole to ECM/PSC Evaporator Fan Motor
Commercial | Com ¦ Unitary Air-Conditioning Unit | 2022 | SC C | MW | Before Competition Groups | 6.2237 | 0 | 0 | 282.6987 | 0.022015 | 13 | Commercial_2022_SC C_MW_Before Competition Groups_13 | Unitary Air-Conditioning Unit | 2.202% | 0 | 6.2237 | Commercial_2022_SC C_MW_Before Competition Groups_Unitary Air-Conditioning Unit
Commercial | Com ¦ Adaptive Thermostats | 2022 | SC C | MW | Before Competition Groups | 5.1577 | 0 | 0 | 282.6987 | 0.018245 | 14 | Commercial_2022_SC C_MW_Before Competition Groups_14 | Adaptive Thermostats | 1.824% | 0 | 5.1577 | Commercial_2022_SC C_MW_Before Competition Groups_Adaptive Thermostats
Commercial | Com ¦ Strip Curtains | 2022 | SC C | MW | Before Competition Groups | 4.5991 | 0 | 0 | 282.6987 | 0.016269 | 15 | Commercial_2022_SC C_MW_Before Competition Groups_15 | Strip Curtains | 1.627% | 0 | 4.5991 | Commercial_2022_SC C_MW_Before Competition Groups_Strip Curtains
Commercial | Com ¦ Chilled Water Optimization | 2022 | SC C | MW | Before Competition Groups | 4.2848 | 0 | 0 | 282.6987 | 0.015157 | 16 | Commercial_2022_SC C_MW_Before Competition Groups_16 | Chilled Water Optimization | 1.516% | 0 | 4.2848 | Commercial_2022_SC C_MW_Before Competition Groups_Chilled Water Optimization
Commercial | Com ¦ Furnace Tune-Up | 2022 | SC C | MW | Before Competition Groups | 3.353 | 0 | 0 | 282.6987 | 0.011861 | 17 | Commercial_2022_SC C_MW_Before Competition Groups_17 | Furnace Tune-Up | 1.186% | 0 | 3.353 | Commercial_2022_SC C_MW_Before Competition Groups_Furnace Tune-Up
Commercial | Com ¦ Centrally controlled desktop PC/NETWORK PC POWER MANAGEMENT SOFTWARE | 2022 | SC C | MW | Before Competition Groups | 2.7203 | 0 | 0 | 282.6987 | 0.0096228 | 18 | Commercial_2022_SC C_MW_Before Competition Groups_18 | Centrally controlled desktop PC/NETWORK PC POWER MANAGEMENT SOFTWARE | 0.9623% | 0 | 2.7203 | Commercial_2022_SC C_MW_Before Competition Groups_Centrally controlled desktop PC/NETWORK PC POWER MANAGEMENT SOFTWARE
Commercial | Com ¦ LED parking lot fixture | 2022 | SC C | MW | Before Competition Groups | 2.6521 | 0 | 0 | 282.6987 | 0.0093814 | 19 | Commercial_2022_SC C_MW_Before Competition Groups_19 | LED parking lot fixture | 0.9381% | 0 | 2.6521 | Commercial_2022_SC C_MW_Before Competition Groups_LED parking lot fixture
Commercial | Com ¦ LED EXTERIOR AREA LIGHTS - LED fixture (200W) | 2022 | SC C | MW | Before Competition Groups | 2.6506 | 0 | 0 | 282.6987 | 0.0093762 | 20 | Commercial_2022_SC C_MW_Before Competition Groups_20 | LED EXTERIOR AREA LIGHTS - LED fixture (200W) | 0.9376% | 0 | 2.6506 | Commercial_2022_SC C_MW_Before Competition Groups_LED EXTERIOR AREA LIGHTS - LED fixture (200W)
Commercial | Com ¦ Demand Control Ventilation | 2022 | SC C | MW | Before Competition Groups | 2.5096 | 0 | 0 | 282.6987 | 0.0088774 | 21 | Commercial_2022_SC C_MW_Before Competition Groups_21 | Demand Control Ventilation | 0.8877% | 0 | 2.5096 | Commercial_2022_SC C_MW_Before Competition Groups_Demand Control Ventilation
Commercial | Com ¦ Refrigerated Display Case Doors | 2022 | SC C | MW | Before Competition Groups | 2.4677 | 0 | 0 | 282.6987 | 0.0087289 | 22 | Commercial_2022_SC C_MW_Before Competition Groups_22 | Refrigerated Display Case Doors | 0.8729% | 0 | 2.4677 | Commercial_2022_SC C_MW_Before Competition Groups_Refrigerated Display Case Doors
Commercial | Com ¦ Variable Frequency Drive (VFD) | 2022 | SC C | MW | Before Competition Groups | 2.3594 | 0 | 0 | 282.6987 | 0.0083459 | 23 | Commercial_2022_SC C_MW_Before Competition Groups_23 | Variable Frequency Drive (VFD) | 0.8346% | 0 | 2.3594 | Commercial_2022_SC C_MW_Before Competition Groups_Variable Frequency Drive (VFD)
Commercial | Com ¦ VFD on Pumps | 2022 | SC C | MW | Before Competition Groups | 2.2037 | 0 | 0 | 282.6987 | 0.0077953 | 24 | Commercial_2022_SC C_MW_Before Competition Groups_24 | VFD on Pumps | 0.7795% | 0 | 2.2037 | Commercial_2022_SC C_MW_Before Competition Groups_VFD on Pumps
Commercial | Com ¦ Refrigerated Display Case LED | 2022 | SC C | MW | Before Competition Groups | 2.1548 | 0 | 0 | 282.6987 | 0.0076221 | 25 | Commercial_2022_SC C_MW_Before Competition Groups_25 | Refrigerated Display Case LED | 0.7622% | 0 | 2.1548 | Commercial_2022_SC C_MW_Before Competition Groups_Refrigerated Display Case LED
Commercial | Com ¦ LED street light fixture | 2022 | SC C | MW | Before Competition Groups | 1.4824 | 0 | 0 | 282.6987 | 0.0052436 | 26 | Commercial_2022_SC C_MW_Before Competition Groups_26 | LED street light fixture | 0.5244% | 0 | 1.4824 | Commercial_2022_SC C_MW_Before Competition Groups_LED street light fixture
Commercial | Com ¦ ENERGY STAR Griddle (74% eff) | 2022 | SC C | MW | Before Competition Groups | 1.3581 | 0 | 0 | 282.6987 | 0.004804 | 27 | Commercial_2022_SC C_MW_Before Competition Groups_27 | ENERGY STAR Griddle (74% eff) | 0.4804% | 0 | 1.3581 | Commercial_2022_SC C_MW_Before Competition Groups_ENERGY STAR Griddle (74% eff)
Commercial | Com ¦ Air Handler with Dedicated Outdoor Air Systems | 2022 | SC C | MW | Before Competition Groups | 1.3479 | 0 | 0 | 282.6987 | 0.004768 | 28 | Commercial_2022_SC C_MW_Before Competition Groups_28 | Air Handler with Dedicated Outdoor Air Systems | 0.4768% | 0 | 1.3479 | Commercial_2022_SC C_MW_Before Competition Groups_Air Handler with Dedicated Outdoor Air Systems
Commercial | Com ¦ ECM MOTORS FOR EVAPORATOR FANS for refrigeration (WALK-IN) | 2022 | SC C | MW | Before Competition Groups | 1.2098 | 0 | 0 | 282.6987 | 0.0042795 | 29 | Commercial_2022_SC C_MW_Before Competition Groups_29 | ECM MOTORS FOR EVAPORATOR FANS for refrigeration (WALK-IN) | 0.4279% | 0 | 1.2098 | Commercial_2022_SC C_MW_Before Competition Groups_ECM MOTORS FOR EVAPORATOR FANS for refrigeration (WALK-IN)
Commercial | Com ¦ Freezer Case Light Sensor | 2022 | SC C | MW | Before Competition Groups | 1.0438 | 0 | 0 | 282.6987 | 0.0036921 | 30 | Commercial_2022_SC C_MW_Before Competition Groups_30 | Freezer Case Light Sensor | 0.3692% | 0 | 1.0438 | Commercial_2022_SC C_MW_Before Competition Groups_Freezer Case Light Sensor
Commercial | Com ¦ Evaporator Fan Controls | 2022 | SC C | MW | Before Competition Groups | 1.0169 | 0 | 0 | 282.6987 | 0.003597 | 31 | Commercial_2022_SC C_MW_Before Competition Groups_31 | Evaporator Fan Controls | 0.3597% | 0 | 1.0169 | Commercial_2022_SC C_MW_Before Competition Groups_Evaporator Fan Controls
Commercial | Com ¦ Demand Control Kitchen Ventilation | 2022 | SC C | MW | Before Competition Groups | 0.87875 | 0 | 0 | 282.6987 | 0.0031084 | 32 | Commercial_2022_SC C_MW_Before Competition Groups_32 | Demand Control Kitchen Ventilation | 0.3108% | 0 | 0.87875 | Commercial_2022_SC C_MW_Before Competition Groups_Demand Control Kitchen Ventilation
Commercial | Com ¦ Occupancy Sensors | 2022 | SC C | MW | Before Competition Groups | 0.84086 | 0 | 0 | 282.6987 | 0.0029744 | 33 | Commercial_2022_SC C_MW_Before Competition Groups_33 | Occupancy Sensors | 0.2974% | 0 | 0.84086 | Commercial_2022_SC C_MW_Before Competition Groups_Occupancy Sensors
Commercial | Com ¦ Duct Insulation, R8 | 2022 | SC C | MW | Before Competition Groups | 0.62175 | 0 | 0 | 282.6987 | 0.0021993 | 34 | Commercial_2022_SC C_MW_Before Competition Groups_34 | Duct Insulation, R8 | 0.2199% | 0 | 0.62175 | Commercial_2022_SC C_MW_Before Competition Groups_Duct Insulation, R8
Commercial | Com ¦ Water Source Heat Pump (4 ton) | 2022 | SC C | MW | Before Competition Groups | 0.51497 | 0 | 0 | 282.6987 | 0.0018216 | 35 | Commercial_2022_SC C_MW_Before Competition Groups_35 | Water Source Heat Pump (4 ton) | 0.1822% | 0 | 0.51497 | Commercial_2022_SC C_MW_Before Competition Groups_Water Source Heat Pump (4 ton)
Commercial | Com ¦ ENERGY STAR Fryer (84% eff) | 2022 | SC C | MW | Before Competition Groups | 0.39239 | 0 | 0 | 282.6987 | 0.001388 | 36 | Commercial_2022_SC C_MW_Before Competition Groups_36 | ENERGY STAR Fryer (84% eff) | 0.1388% | 0 | 0.39239 | Commercial_2022_SC C_MW_Before Competition Groups_ENERGY STAR Fryer (84% eff)
Commercial | Com ¦ Thermostat Setback | 2022 | SC C | MW | Before Competition Groups | 0.37419 | 0 | 0 | 282.6987 | 0.0013236 | 37 | Commercial_2022_SC C_MW_Before Competition Groups_37 | Thermostat Setback | 0.1324% | 0 | 0.37419 | Commercial_2022_SC C_MW_Before Competition Groups_Thermostat Setback
Commercial | Com ¦ Temperature Adjustment in Commercial Freezers | 2022 | SC C | MW | Before Competition Groups | 0.37212 | 0 | 0 | 282.6987 | 0.0013163 | 38 | Commercial_2022_SC C_MW_Before Competition Groups_38 | Temperature Adjustment in Commercial Freezers | 0.1316% | 0 | 0.37212 | Commercial_2022_SC C_MW_Before Competition Groups_Temperature Adjustment in Commercial Freezers
Commercial | Com ¦ Elec Storage WH 2.30 Et | 2022 | SC C | MW | Before Competition Groups | 0.34504 | 0 | 0 | 282.6987 | 0.0012205 | 39 | Commercial_2022_SC C_MW_Before Competition Groups_39 | Elec Storage WH 2.30 Et | 0.1221% | 0 | 0.34504 | Commercial_2022_SC C_MW_Before Competition Groups_Elec Storage WH 2.30 Et
Commercial | Com ¦ Vertical Night Covers | 2022 | SC C | MW | Before Competition Groups | 0.30744 | 0 | 0 | 282.6987 | 0.0010875 | 40 | Commercial_2022_SC C_MW_Before Competition Groups_40 | Vertical Night Covers | 0.1088% | 0 | 0.30744 | Commercial_2022_SC C_MW_Before Competition Groups_Vertical Night Covers
Commercial | Com ¦ CO Sensors for parking garage exhaust fans | 2022 | SC C | MW | Before Competition Groups | 0.30638 | 0 | 0 | 282.6987 | 0.0010838 | 41 | Commercial_2022_SC C_MW_Before Competition Groups_41 | CO Sensors for parking garage exhaust fans | 0.1084% | 0 | 0.30638 | Commercial_2022_SC C_MW_Before Competition Groups_CO Sensors for parking garage exhaust fans
Commercial | Com ¦ BEVERAGE VENDING MACHINE CONTROLS | 2022 | SC C | MW | Before Competition Groups | 0.29332 | 0 | 0 | 282.6987 | 0.0010376 | 42 | Commercial_2022_SC C_MW_Before Competition Groups_42 | BEVERAGE VENDING MACHINE CONTROLS | 0.1038% | 0 | 0.29332 | Commercial_2022_SC C_MW_Before Competition Groups_BEVERAGE VENDING MACHINE CONTROLS
Commercial | Com ¦ Outside Air Economizer | 2022 | SC C | MW | Before Competition Groups | 0.28396 | 0 | 0 | 282.6987 | 0.0010045 | 43 | Commercial_2022_SC C_MW_Before Competition Groups_43 | Outside Air Economizer | 0.1004% | 0 | 0.28396 | Commercial_2022_SC C_MW_Before Competition Groups_Outside Air Economizer
Commercial | Com ¦ Energy Efficient Laboratory Fume Hood | 2022 | SC C | MW | Before Competition Groups | 0.27413 | 0 | 0 | 282.6987 | 0.00096968 | 44 | Commercial_2022_SC C_MW_Before Competition Groups_44 | Energy Efficient Laboratory Fume Hood | 0.09697% | 0 | 0.27413 | Commercial_2022_SC C_MW_Before Competition Groups_Energy Efficient Laboratory Fume Hood
Commercial | Com ¦ ENERGY STAR Steam Cookers | 2022 | SC C | MW | Before Competition Groups | 0.24992 | 0 | 0 | 282.6987 | 0.00088405 | 45 | Commercial_2022_SC C_MW_Before Competition Groups_45 | ENERGY STAR Steam Cookers | 0.08841% | 0 | 0.24992 | Commercial_2022_SC C_MW_Before Competition Groups_ENERGY STAR Steam Cookers
Commercial | Com ¦ Water Heating (DHW) Pipe Insulation (Add 3/4\ Foam)" | 2022 | SC C | MW | Before Competition Groups | 0.23593 | 0 | 0 | 282.6987 | 0.00083456 | 46 | Commercial_2022_SC C_MW_Before Competition Groups_46 | Water Heating (DHW) Pipe Insulation (Add 3/4\ Foam)" | 0.08346% | 0 | 0.23593 | Commercial_2022_SC C_MW_Before Competition Groups_Water Heating (DHW) Pipe Insulation (Add 3/4\ Foam)"
Commercial | Com ¦ ENERGY STAR Dishwasher | 2022 | SC C | MW | Before Competition Groups | 0.17253 | 0 | 0 | 282.6987 | 0.00061029 | 47 | Commercial_2022_SC C_MW_Before Competition Groups_47 | ENERGY STAR Dishwasher | 0.06103% | 0 | 0.17253 | Commercial_2022_SC C_MW_Before Competition Groups_ENERGY STAR Dishwasher
Commercial | Com ¦ Suction Pipe Insulation Freezer/Refrigerator | 2022 | SC C | MW | Before Competition Groups | 0.16002 | 0 | 0 | 282.6987 | 0.00056605 | 48 | Commercial_2022_SC C_MW_Before Competition Groups_48 | Suction Pipe Insulation Freezer/Refrigerator | 0.05661% | 0 | 0.16002 | Commercial_2022_SC C_MW_Before Competition Groups_Suction Pipe Insulation Freezer/Refrigerator
Commercial | Com ¦ LLLC - High Impact Application | 2022 | SC C | MW | Before Competition Groups | 0.083365 | 0 | 0 | 282.6987 | 0.00029489 | 49 | Commercial_2022_SC C_MW_Before Competition Groups_49 | LLLC - High Impact Application | 0.02949% | 0 | 0.083365 | Commercial_2022_SC C_MW_Before Competition Groups_LLLC - High Impact Application
Commercial | Com ¦ Ozone Laundry Treatment | 2022 | SC C | MW | Before Competition Groups | 0.074621 | 0 | 0 | 282.6987 | 0.00026396 | 50 | Commercial_2022_SC C_MW_Before Competition Groups_50 | Ozone Laundry Treatment | 0.0264% | 0 | 0.074621 | Commercial_2022_SC C_MW_Before Competition Groups_Ozone Laundry Treatment
Commercial | Com ¦ LLLC - Low Impact Application | 2022 | SC C | MW | Before Competition Groups | 0.052862 | 0 | 0 | 282.6987 | 0.00018699 | 51 | Commercial_2022_SC C_MW_Before Competition Groups_51 | LLLC - Low Impact Application | 0.0187% | 0 | 0.052862 | Commercial_2022_SC C_MW_Before Competition Groups_LLLC - Low Impact Application
Commercial | Com ¦ HVAC Optimization | 2022 | SC C | MW | Before Competition Groups | 0.037841 | 0 | 0 | 282.6987 | 0.00013386 | 52 | Commercial_2022_SC C_MW_Before Competition Groups_52 | HVAC Optimization | 0.01339% | 0 | 0.037841 | Commercial_2022_SC C_MW_Before Competition Groups_HVAC Optimization
Commercial | Com ¦ ECM MOTORS FOR HVAC APPLICATION (FAN-POWERED VAV BOX) | 2022 | SC C | MW | Before Competition Groups | 0.036157 | 0 | 0 | 282.6987 | 0.0001279 | 53 | Commercial_2022_SC C_MW_Before Competition Groups_53 | ECM MOTORS FOR HVAC APPLICATION (FAN-POWERED VAV BOX) | 0.01279% | 0 | 0.036157 | Commercial_2022_SC C_MW_Before Competition Groups_ECM MOTORS FOR HVAC APPLICATION (FAN-POWERED VAV BOX)
Commercial | Com ¦ CEE Tier 2/Energy Star Clothes Washers | 2022 | SC C | MW | Before Competition Groups | 0.033982 | 0 | 0 | 282.6987 | 0.00012021 | 54 | Commercial_2022_SC C_MW_Before Competition Groups_54 | CEE Tier 2/Energy Star Clothes Washers | 0.01202% | 0 | 0.033982 | Commercial_2022_SC C_MW_Before Competition Groups_CEE Tier 2/Energy Star Clothes Washers
Commercial | COM ¦ Ductless Mini-Split Heat Pumps | 2022 | SC C | MW | Before Competition Groups | 0.028866 | 0 | 0 | 282.6987 | 0.00010211 | 55 | Commercial_2022_SC C_MW_Before Competition Groups_55 | Ductless Mini-Split Heat Pumps | 0.01021% | 0 | 0.028866 | Commercial_2022_SC C_MW_Before Competition Groups_Ductless Mini-Split Heat Pumps
Commercial | Com ¦ Low Flow Pre-Rinse Spray Nozzle | 2022 | SC C | MW | Before Competition Groups | 0.020254 | 0 | 0 | 282.6987 | 7.1646e-05 | 56 | Commercial_2022_SC C_MW_Before Competition Groups_56 | Low Flow Pre-Rinse Spray Nozzle | 0.007165% | 0 | 0.020254 | Commercial_2022_SC C_MW_Before Competition Groups_Low Flow Pre-Rinse Spray Nozzle
Commercial | Com ¦ Auto Off Time Switch or Time Clock control | 2022 | SC C | MW | Before Competition Groups | 0.016672 | 0 | 0 | 282.6987 | 5.8975e-05 | 57 | Commercial_2022_SC C_MW_Before Competition Groups_57 | Auto Off Time Switch or Time Clock control | 0.005897% | 0 | 0.016672 | Commercial_2022_SC C_MW_Before Competition Groups_Auto Off Time Switch or Time Clock control
Commercial | Com ¦ Demand controlled Circulating Systems | 2022 | SC C | MW | Before Competition Groups | 0.015954 | 0 | 0 | 282.6987 | 5.6433e-05 | 58 | Commercial_2022_SC C_MW_Before Competition Groups_58 | Demand controlled Circulating Systems | 0.005643% | 0 | 0.015954 | Commercial_2022_SC C_MW_Before Competition Groups_Demand controlled Circulating Systems
Commercial | Com ¦ Condensing Make Up Air Unit | 2022 | SC C | MW | Before Competition Groups | 0.01469 | 0 | 0 | 282.6987 | 5.1963e-05 | 59 | Commercial_2022_SC C_MW_Before Competition Groups_59 | Condensing Make Up Air Unit | 0.005196% | 0 | 0.01469 | Commercial_2022_SC C_MW_Before Competition Groups_Condensing Make Up Air Unit
Commercial | Com ¦ PTAC (12 EER/10,000 BTU) | 2022 | SC C | MW | Before Competition Groups | 0.010596 | 0 | 0 | 282.6987 | 3.748e-05 | 60 | Commercial_2022_SC C_MW_Before Competition Groups_60 | PTAC (12 EER/10,000 BTU) | 0.003748% | 0 | 0.010596 | Commercial_2022_SC C_MW_Before Competition Groups_PTAC (12 EER/10,000 BTU)
Commercial | Com ¦ Commercial Hot Food Holding Cabinets | 2022 | SC C | MW | Before Competition Groups | 0.0079825 | 0 | 0 | 282.6987 | 2.8237e-05 | 61 | Commercial_2022_SC C_MW_Before Competition Groups_61 | Commercial Hot Food Holding Cabinets | 0.002824% | 0 | 0.0079825 | Commercial_2022_SC C_MW_Before Competition Groups_Commercial Hot Food Holding Cabinets
Commercial | Com ¦ High Efficiency Chiller (avg of water and air cooled) | 2022 | SC C | MW | Before Competition Groups | 0.0061658 | 0 | 0 | 282.6987 | 2.181e-05 | 62 | Commercial_2022_SC C_MW_Before Competition Groups_62 | High Efficiency Chiller (avg of water and air cooled) | 0.002181% | 0 | 0.0061658 | Commercial_2022_SC C_MW_Before Competition Groups_High Efficiency Chiller (avg of water and air cooled)
Commercial | Com ¦ Wall Insulation | 2022 | SC C | MW | Before Competition Groups | 0.0055429 | 0 | 0 | 282.6987 | 1.9607e-05 | 63 | Commercial_2022_SC C_MW_Before Competition Groups_63 | Wall Insulation | 0.001961% | 0 | 0.0055429 | Commercial_2022_SC C_MW_Before Competition Groups_Wall Insulation
Commercial | Com ¦ Condensing Unit Heaters or other Efficient Unit Heating System | 2022 | SC C | MW | Before Competition Groups | 0.0053054 | 0 | 0 | 282.6987 | 1.8767e-05 | 64 | Commercial_2022_SC C_MW_Before Competition Groups_64 | Condensing Unit Heaters or other Efficient Unit Heating System | 0.001877% | 0 | 0.0053054 | Commercial_2022_SC C_MW_Before Competition Groups_Condensing Unit Heaters or other Efficient Unit Heating System
Commercial | Com ¦ Notched V belts for HVAC Systems | 2022 | SC C | MW | Before Competition Groups | 0.0048315 | 0 | 0 | 282.6987 | 1.709e-05 | 65 | Commercial_2022_SC C_MW_Before Competition Groups_65 | Notched V belts for HVAC Systems | 0.001709% | 0 | 0.0048315 | Commercial_2022_SC C_MW_Before Competition Groups_Notched V belts for HVAC Systems
Commercial | Com ¦ VSD Air Compressor | 2022 | SC C | MW | Before Competition Groups | 0.0044902 | 0 | 0 | 282.6987 | 1.5883e-05 | 66 | Commercial_2022_SC C_MW_Before Competition Groups_66 | VSD Air Compressor | 0.001588% | 0 | 0.0044902 | Commercial_2022_SC C_MW_Before Competition Groups_VSD Air Compressor
Commercial | Com ¦ Air Curtains | 2022 | SC C | MW | Before Competition Groups | 0.0043694 | 0 | 0 | 282.6987 | 1.5456e-05 | 67 | Commercial_2022_SC C_MW_Before Competition Groups_67 | Air Curtains | 0.001546% | 0 | 0.0043694 | Commercial_2022_SC C_MW_Before Competition Groups_Air Curtains
Commercial | Com ¦ Solar Water Preheat (Pools/DHW) | 2022 | SC C | MW | Before Competition Groups | 0.0042769 | 0 | 0 | 282.6987 | 1.5129e-05 | 68 | Commercial_2022_SC C_MW_Before Competition Groups_68 | Solar Water Preheat (Pools/DHW) | 0.001513% | 0 | 0.0042769 | Commercial_2022_SC C_MW_Before Competition Groups_Solar Water Preheat (Pools/DHW)
Commercial | Com ¦ Room AC (w/ louvered sides) 14 SEER from 12 SEER code | 2022 | SC C | MW | Before Competition Groups | 0.0011673 | 0 | 0 | 282.6987 | 4.1292e-06 | 69 | Commercial_2022_SC C_MW_Before Competition Groups_69 | Room AC (w/ louvered sides) 14 SEER from 12 SEER code | 0.0004129% | 0 | 0.0011673 | Commercial_2022_SC C_MW_Before Competition Groups_Room AC (w/ louvered sides) 14 SEER from 12 SEER code
Commercial | Com ¦ Energy Recovery Ventilation and Ventilation (Enhanced) | 2022 | SC C | MW | Before Competition Groups | 0.00069912 | 0 | 0 | 282.6987 | 2.473e-06 | 70 | Commercial_2022_SC C_MW_Before Competition Groups_70 | Energy Recovery Ventilation and Ventilation (Enhanced) | 0.0002473% | 0 | 0.00069912 | Commercial_2022_SC C_MW_Before Competition Groups_Energy Recovery Ventilation and Ventilation (Enhanced)
Commercial | Com ¦ EC Plug Fan for Data Center (under cabinet) | 2022 | SC C | MW | Before Competition Groups | 0.0003492 | 0 | 0 | 282.6987 | 1.2352e-06 | 71 | Commercial_2022_SC C_MW_Before Competition Groups_71 | EC Plug Fan for Data Center (under cabinet) | 0.0001235% | 0 | 0.0003492 | Commercial_2022_SC C_MW_Before Competition Groups_EC Plug Fan for Data Center (under cabinet)
Commercial | Com ¦ Networked/Connected - High Impact Application | 2022 | SC C | MW | Before Competition Groups | 0.00022438 | 0 | 0 | 282.6987 | 7.9371e-07 | 72 | Commercial_2022_SC C_MW_Before Competition Groups_72 | Networked/Connected - High Impact Application | 7.937e-05% | 0 | 0.00022438 | Commercial_2022_SC C_MW_Before Competition Groups_Networked/Connected - High Impact Application
Commercial | Com ¦ Electric Convection Combination Ovens | 2022 | SC C | MW | Before Competition Groups | 8.828e-05 | 0 | 0 | 282.6987 | 3.1227e-07 | 73 | Commercial_2022_SC C_MW_Before Competition Groups_73 | Electric Convection Combination Ovens | 3.123e-05% | 0 | 8.828e-05 | Commercial_2022_SC C_MW_Before Competition Groups_Electric Convection Combination Ovens
Commercial | Com ¦ Networked/Connected - Low Impact Application | 2022 | SC C | MW | Before Competition Groups | 8.8185e-06 | 0 | 0 | 282.6987 | 3.1194e-08 | 74 | Commercial_2022_SC C_MW_Before Competition Groups_74 | Networked/Connected - Low Impact Application | 3.119e-06% | 0 | 8.8185e-06 | Commercial_2022_SC C_MW_Before Competition Groups_Networked/Connected - Low Impact Application
Commercial | Com ¦ High Efficiency Small Instantaneous Water Heater | 2022 | SC C | MW | Before Competition Groups | 4.3509e-06 | 0 | 0 | 282.6987 | 1.539e-08 | 75 | Commercial_2022_SC C_MW_Before Competition Groups_75 | High Efficiency Small Instantaneous Water Heater | 1.539e-06% | 0 | 4.3509e-06 | Commercial_2022_SC C_MW_Before Competition Groups_High Efficiency Small Instantaneous Water Heater
Commercial | Com ¦ Door Gasket Freezer/Refrigerator | 2022 | SC C | MW | Before Competition Groups | 0 | 0 | 0 | 282.6987 | 0 | 76 | Commercial_2022_SC C_MW_Before Competition Groups_76 | Door Gasket Freezer/Refrigerator | 0% | 0 | 0 | Commercial_2022_SC C_MW_Before Competition Groups_Door Gasket Freezer/Refrigerator
Commercial | Com ¦ Efficient compressor motor | 2022 | SC C | MW | Before Competition Groups | 0 | 0 | 0 | 282.6987 | 0 | 77 | Commercial_2022_SC C_MW_Before Competition Groups_77 | Efficient compressor motor | 0% | 0 | 0 | Commercial_2022_SC C_MW_Before Competition Groups_Efficient compressor motor
Commercial | Com ¦ Indoor Daylight Sensors/Photocell Dimming Control | 2022 | SC C | MW | Before Competition Groups | 0 | 0 | 0 | 282.6987 | 0 | 78 | Commercial_2022_SC C_MW_Before Competition Groups_78 | Indoor Daylight Sensors/Photocell Dimming Control | 0% | 0 | 0 | Commercial_2022_SC C_MW_Before Competition Groups_Indoor Daylight Sensors/Photocell Dimming Control
Commercial | Com ¦ LED RECESSED DOWNLIGHTS | 2022 | SC C | MW | Before Competition Groups | 0 | 0 | 0 | 282.6987 | 0 | 79 | Commercial_2022_SC C_MW_Before Competition Groups_79 | LED RECESSED DOWNLIGHTS | 0% | 0 | 0 | Commercial_2022_SC C_MW_Before Competition Groups_LED RECESSED DOWNLIGHTS
Commercial | Com ¦ Variable Refrigerant Flow Heat Pump | 2022 | SC C | MW | Before Competition Groups | 0 | 0 | 0 | 282.6987 | 0 | 80 | Commercial_2022_SC C_MW_Before Competition Groups_80 | Variable Refrigerant Flow Heat Pump | 0% | 0 | 0 | Commercial_2022_SC C_MW_Before Competition Groups_Variable Refrigerant Flow Heat Pump
Commercial | Com ¦ ENERGY STAR LED LAMPS (REFLECTOR LAMPs/MR16/PAR 16) | 2022 | SC D | MW | Before Competition Groups | 58.5887 | 0 | 0 | 265.4416 | 0.22072 | 1 | Commercial_2022_SC D_MW_Before Competition Groups_1 | ENERGY STAR LED LAMPS (REFLECTOR LAMPs/MR16/PAR 16) | 22.07% | 0 | 58.5887 | Commercial_2022_SC D_MW_Before Competition Groups_ENERGY STAR LED LAMPS (REFLECTOR LAMPs/MR16/PAR 16)
Commercial | Com ¦ LED Low/High Bay | 2022 | SC D | MW | Before Competition Groups | 24.0863 | 0 | 0 | 265.4416 | 0.09074 | 2 | Commercial_2022_SC D_MW_Before Competition Groups_2 | LED Low/High Bay | 9.074% | 0 | 24.0863 | Commercial_2022_SC D_MW_Before Competition Groups_LED Low/High Bay
Commercial | Com ¦ LED Replacement Lamp (Tube) | 2022 | SC D | MW | Before Competition Groups | 23.9393 | 0 | 0 | 265.4416 | 0.090187 | 3 | Commercial_2022_SC D_MW_Before Competition Groups_3 | LED Replacement Lamp (Tube) | 9.019% | 0 | 23.9393 | Commercial_2022_SC D_MW_Before Competition Groups_LED Replacement Lamp (Tube)
Commercial | Com ¦ LED Troffer/Surface/Suspended | 2022 | SC D | MW | Before Competition Groups | 22.0272 | 0 | 0 | 265.4416 | 0.082983 | 4 | Commercial_2022_SC D_MW_Before Competition Groups_4 | LED Troffer/Surface/Suspended | 8.298% | 0 | 22.0272 | Commercial_2022_SC D_MW_Before Competition Groups_LED Troffer/Surface/Suspended
Commercial | Com ¦ High Efficiency Air Source Heat Pump | 2022 | SC D | MW | Before Competition Groups | 17.1924 | 0 | 0 | 265.4416 | 0.064769 | 5 | Commercial_2022_SC D_MW_Before Competition Groups_5 | High Efficiency Air Source Heat Pump | 6.477% | 0 | 17.1924 | Commercial_2022_SC D_MW_Before Competition Groups_High Efficiency Air Source Heat Pump
Commercial | Com ¦ Building Recommissioning, Operations and Maintenance (O&M) Improvements | 2022 | SC D | MW | Before Competition Groups | 12.298 | 0 | 0 | 265.4416 | 0.04633 | 6 | Commercial_2022_SC D_MW_Before Competition Groups_6 | Building Recommissioning, Operations and Maintenance (O&M) Improvements | 4.633% | 0 | 12.298 | Commercial_2022_SC D_MW_Before Competition Groups_Building Recommissioning, Operations and Maintenance (O&M) Improvements
Commercial | Com ¦ Data Center Storage/Server Virtualization | 2022 | SC D | MW | Before Competition Groups | 11.1975 | 0 | 0 | 265.4416 | 0.042184 | 7 | Commercial_2022_SC D_MW_Before Competition Groups_7 | Data Center Storage/Server Virtualization | 4.218% | 0 | 11.1975 | Commercial_2022_SC D_MW_Before Competition Groups_Data Center Storage/Server Virtualization
Commercial | Com ¦ Education and Capacity Building/Energy Behavior | 2022 | SC D | MW | Before Competition Groups | 11.1357 | 0 | 0 | 265.4416 | 0.041952 | 8 | Commercial_2022_SC D_MW_Before Competition Groups_8 | Education and Capacity Building/Energy Behavior | 4.195% | 0 | 11.1357 | Commercial_2022_SC D_MW_Before Competition Groups_Education and Capacity Building/Energy Behavior
Commercial | Com ¦ ENERGY STAR LED LAMPS (General Service Lamps) | 2022 | SC D | MW | Before Competition Groups | 9.1621 | 0 | 0 | 265.4416 | 0.034517 | 9 | Commercial_2022_SC D_MW_Before Competition Groups_9 | ENERGY STAR LED LAMPS (General Service Lamps) | 3.452% | 0 | 9.1621 | Commercial_2022_SC D_MW_Before Competition Groups_ENERGY STAR LED LAMPS (General Service Lamps)
Commercial | Com ¦ Advanced BAS/Controllers | 2022 | SC D | MW | Before Competition Groups | 8.2742 | 0 | 0 | 265.4416 | 0.031172 | 10 | Commercial_2022_SC D_MW_Before Competition Groups_10 | Advanced BAS/Controllers | 3.117% | 0 | 8.2742 | Commercial_2022_SC D_MW_Before Competition Groups_Advanced BAS/Controllers
Commercial | Com ¦ LED or Equivalent Sign Lighting | 2022 | SC D | MW | Before Competition Groups | 7.1381 | 0 | 0 | 265.4416 | 0.026891 | 11 | Commercial_2022_SC D_MW_Before Competition Groups_11 | LED or Equivalent Sign Lighting | 2.689% | 0 | 7.1381 | Commercial_2022_SC D_MW_Before Competition Groups_LED or Equivalent Sign Lighting
Commercial | Com ¦ Reach-in Shaded Pole to ECM/PSC Evaporator Fan Motor | 2022 | SC D | MW | Before Competition Groups | 6.7032 | 0 | 0 | 265.4416 | 0.025253 | 12 | Commercial_2022_SC D_MW_Before Competition Groups_12 | Reach-in Shaded Pole to ECM/PSC Evaporator Fan Motor | 2.525% | 0 | 6.7032 | Commercial_2022_SC D_MW_Before Competition Groups_Reach-in Shaded Pole to ECM/PSC Evaporator Fan Motor
Commercial | Com ¦ Unitary Air-Conditioning Unit | 2022 | SC D | MW | Before Competition Groups | 5.4095 | 0 | 0 | 265.4416 | 0.020379 | 13 | Commercial_2022_SC D_MW_Before Competition Groups_13 | Unitary Air-Conditioning Unit | 2.038% | 0 | 5.4095 | Commercial_2022_SC D_MW_Before Competition Groups_Unitary Air-Conditioning Unit
Commercial | Com ¦ Adaptive Thermostats | 2022 | SC D | MW | Before Competition Groups | 4.9462 | 0 | 0 | 265.4416 | 0.018634 | 14 | Commercial_2022_SC D_MW_Before Competition Groups_14 | Adaptive Thermostats | 1.863% | 0 | 4.9462 | Commercial_2022_SC D_MW_Before Competition Groups_Adaptive Thermostats
Commercial | Com ¦ Strip Curtains | 2022 | SC D | MW | Before Competition Groups | 4.5974 | 0 | 0 | 265.4416 | 0.01732 | 15 | Commercial_2022_SC D_MW_Before Competition Groups_15 | Strip Curtains | 1.732% | 0 | 4.5974 | Commercial_2022_SC D_MW_Before Competition Groups_Strip Curtains
Commercial | Com ¦ Chilled Water Optimization | 2022 | SC D | MW | Before Competition Groups | 4.2848 | 0 | 0 | 265.4416 | 0.016142 | 16 | Commercial_2022_SC D_MW_Before Competition Groups_16 | Chilled Water Optimization | 1.614% | 0 | 4.2848 | Commercial_2022_SC D_MW_Before Competition Groups_Chilled Water Optimization
Commercial | Com ¦ Furnace Tune-Up | 2022 | SC D | MW | Before Competition Groups | 3.353 | 0 | 0 | 265.4416 | 0.012632 | 17 | Commercial_2022_SC D_MW_Before Competition Groups_17 | Furnace Tune-Up | 1.263% | 0 | 3.353 | Commercial_2022_SC D_MW_Before Competition Groups_Furnace Tune-Up
Commercial | Com ¦ Centrally controlled desktop PC/NETWORK PC POWER MANAGEMENT SOFTWARE | 2022 | SC D | MW | Before Competition Groups | 2.7175 | 0 | 0 | 265.4416 | 0.010238 | 18 | Commercial_2022_SC D_MW_Before Competition Groups_18 | Centrally controlled desktop PC/NETWORK PC POWER MANAGEMENT SOFTWARE | 1.024% | 0 | 2.7175 | Commercial_2022_SC D_MW_Before Competition Groups_Centrally controlled desktop PC/NETWORK PC POWER MANAGEMENT SOFTWARE
Commercial | Com ¦ LED parking lot fixture | 2022 | SC D | MW | Before Competition Groups | 2.6521 | 0 | 0 | 265.4416 | 0.0099914 | 19 | Commercial_2022_SC D_MW_Before Competition Groups_19 | LED parking lot fixture | 0.9991% | 0 | 2.6521 | Commercial_2022_SC D_MW_Before Competition Groups_LED parking lot fixture
Commercial | Com ¦ LED EXTERIOR AREA LIGHTS - LED fixture (200W) | 2022 | SC D | MW | Before Competition Groups | 2.5432 | 0 | 0 | 265.4416 | 0.0095809 | 20 | Commercial_2022_SC D_MW_Before Competition Groups_20 | LED EXTERIOR AREA LIGHTS - LED fixture (200W) | 0.9581% | 0 | 2.5432 | Commercial_2022_SC D_MW_Before Competition Groups_LED EXTERIOR AREA LIGHTS - LED fixture (200W)
Commercial | Com ¦ Variable Frequency Drive (VFD) | 2022 | SC D | MW | Before Competition Groups | 2.2973 | 0 | 0 | 265.4416 | 0.0086546 | 21 | Commercial_2022_SC D_MW_Before Competition Groups_21 | Variable Frequency Drive (VFD) | 0.8655% | 0 | 2.2973 | Commercial_2022_SC D_MW_Before Competition Groups_Variable Frequency Drive (VFD)
Commercial | Com ¦ VFD on Pumps | 2022 | SC D | MW | Before Competition Groups | 2.1338 | 0 | 0 | 265.4416 | 0.0080386 | 22 | Commercial_2022_SC D_MW_Before Competition Groups_22 | VFD on Pumps | 0.8039% | 0 | 2.1338 | Commercial_2022_SC D_MW_Before Competition Groups_VFD on Pumps
Commercial | Com ¦ Refrigerated Display Case LED | 2022 | SC D | MW | Before Competition Groups | 2.0141 | 0 | 0 | 265.4416 | 0.0075878 | 23 | Commercial_2022_SC D_MW_Before Competition Groups_23 | Refrigerated Display Case LED | 0.7588% | 0 | 2.0141 | Commercial_2022_SC D_MW_Before Competition Groups_Refrigerated Display Case LED
Commercial | Com ¦ Demand Control Ventilation | 2022 | SC D | MW | Before Competition Groups | 1.9454 | 0 | 0 | 265.4416 | 0.007329 | 24 | Commercial_2022_SC D_MW_Before Competition Groups_24 | Demand Control Ventilation | 0.7329% | 0 | 1.9454 | Commercial_2022_SC D_MW_Before Competition Groups_Demand Control Ventilation
Commercial | Com ¦ Refrigerated Display Case Doors | 2022 | SC D | MW | Before Competition Groups | 1.7618 | 0 | 0 | 265.4416 | 0.0066373 | 25 | Commercial_2022_SC D_MW_Before Competition Groups_25 | Refrigerated Display Case Doors | 0.6637% | 0 | 1.7618 | Commercial_2022_SC D_MW_Before Competition Groups_Refrigerated Display Case Doors
Commercial | Com ¦ ENERGY STAR Griddle (74% eff) | 2022 | SC D | MW | Before Competition Groups | 1.3581 | 0 | 0 | 265.4416 | 0.0051163 | 26 | Commercial_2022_SC D_MW_Before Competition Groups_26 | ENERGY STAR Griddle (74% eff) | 0.5116% | 0 | 1.3581 | Commercial_2022_SC D_MW_Before Competition Groups_ENERGY STAR Griddle (74% eff)
Commercial | Com ¦ ECM MOTORS FOR EVAPORATOR FANS for refrigeration (WALK-IN) | 2022 | SC D | MW | Before Competition Groups | 1.1975 | 0 | 0 | 265.4416 | 0.0045114 | 27 | Commercial_2022_SC D_MW_Before Competition Groups_27 | ECM MOTORS FOR EVAPORATOR FANS for refrigeration (WALK-IN) | 0.4511% | 0 | 1.1975 | Commercial_2022_SC D_MW_Before Competition Groups_ECM MOTORS FOR EVAPORATOR FANS for refrigeration (WALK-IN)
Commercial | Com ¦ LED street light fixture | 2022 | SC D | MW | Before Competition Groups | 1.1276 | 0 | 0 | 265.4416 | 0.0042481 | 28 | Commercial_2022_SC D_MW_Before Competition Groups_28 | LED street light fixture | 0.4248% | 0 | 1.1276 | Commercial_2022_SC D_MW_Before Competition Groups_LED street light fixture
Commercial | Com ¦ Air Handler with Dedicated Outdoor Air Systems | 2022 | SC D | MW | Before Competition Groups | 1.0291 | 0 | 0 | 265.4416 | 0.0038771 | 29 | Commercial_2022_SC D_MW_Before Competition Groups_29 | Air Handler with Dedicated Outdoor Air Systems | 0.3877% | 0 | 1.0291 | Commercial_2022_SC D_MW_Before Competition Groups_Air Handler with Dedicated Outdoor Air Systems
Commercial | Com ¦ Evaporator Fan Controls | 2022 | SC D | MW | Before Competition Groups | 1.0169 | 0 | 0 | 265.4416 | 0.0038309 | 30 | Commercial_2022_SC D_MW_Before Competition Groups_30 | Evaporator Fan Controls | 0.3831% | 0 | 1.0169 | Commercial_2022_SC D_MW_Before Competition Groups_Evaporator Fan Controls
Commercial | Com ¦ Occupancy Sensors | 2022 | SC D | MW | Before Competition Groups | 0.84086 | 0 | 0 | 265.4416 | 0.0031678 | 31 | Commercial_2022_SC D_MW_Before Competition Groups_31 | Occupancy Sensors | 0.3168% | 0 | 0.84086 | Commercial_2022_SC D_MW_Before Competition Groups_Occupancy Sensors
Commercial | Com ¦ Demand Control Kitchen Ventilation | 2022 | SC D | MW | Before Competition Groups | 0.81451 | 0 | 0 | 265.4416 | 0.0030685 | 32 | Commercial_2022_SC D_MW_Before Competition Groups_32 | Demand Control Kitchen Ventilation | 0.3068% | 0 | 0.81451 | Commercial_2022_SC D_MW_Before Competition Groups_Demand Control Kitchen Ventilation
Commercial | Com ¦ Freezer Case Light Sensor | 2022 | SC D | MW | Before Competition Groups | 0.75238 | 0 | 0 | 265.4416 | 0.0028344 | 33 | Commercial_2022_SC D_MW_Before Competition Groups_33 | Freezer Case Light Sensor | 0.2834% | 0 | 0.75238 | Commercial_2022_SC D_MW_Before Competition Groups_Freezer Case Light Sensor
Commercial | Com ¦ Duct Insulation, R8 | 2022 | SC D | MW | Before Competition Groups | 0.61853 | 0 | 0 | 265.4416 | 0.0023302 | 34 | Commercial_2022_SC D_MW_Before Competition Groups_34 | Duct Insulation, R8 | 0.233% | 0 | 0.61853 | Commercial_2022_SC D_MW_Before Competition Groups_Duct Insulation, R8
Commercial | Com ¦ Water Source Heat Pump (4 ton) | 2022 | SC D | MW | Before Competition Groups | 0.42937 | 0 | 0 | 265.4416 | 0.0016176 | 35 | Commercial_2022_SC D_MW_Before Competition Groups_35 | Water Source Heat Pump (4 ton) | 0.1618% | 0 | 0.42937 | Commercial_2022_SC D_MW_Before Competition Groups_Water Source Heat Pump (4 ton)
Commercial | Com ¦ ENERGY STAR Fryer (84% eff) | 2022 | SC D | MW | Before Competition Groups | 0.38952 | 0 | 0 | 265.4416 | 0.0014674 | 36 | Commercial_2022_SC D_MW_Before Competition Groups_36 | ENERGY STAR Fryer (84% eff) | 0.1467% | 0 | 0.38952 | Commercial_2022_SC D_MW_Before Competition Groups_ENERGY STAR Fryer (84% eff)
Commercial | Com ¦ Thermostat Setback | 2022 | SC D | MW | Before Competition Groups | 0.37419 | 0 | 0 | 265.4416 | 0.0014097 | 37 | Commercial_2022_SC D_MW_Before Competition Groups_37 | Thermostat Setback | 0.141% | 0 | 0.37419 | Commercial_2022_SC D_MW_Before Competition Groups_Thermostat Setback
Commercial | Com ¦ Temperature Adjustment in Commercial Freezers | 2022 | SC D | MW | Before Competition Groups | 0.37212 | 0 | 0 | 265.4416 | 0.0014019 | 38 | Commercial_2022_SC D_MW_Before Competition Groups_38 | Temperature Adjustment in Commercial Freezers | 0.1402% | 0 | 0.37212 | Commercial_2022_SC D_MW_Before Competition Groups_Temperature Adjustment in Commercial Freezers
Commercial | Com ¦ Elec Storage WH 2.30 Et | 2022 | SC D | MW | Before Competition Groups | 0.30977 | 0 | 0 | 265.4416 | 0.001167 | 39 | Commercial_2022_SC D_MW_Before Competition Groups_39 | Elec Storage WH 2.30 Et | 0.1167% | 0 | 0.30977 | Commercial_2022_SC D_MW_Before Competition Groups_Elec Storage WH 2.30 Et
Commercial | Com ¦ Vertical Night Covers | 2022 | SC D | MW | Before Competition Groups | 0.29407 | 0 | 0 | 265.4416 | 0.0011079 | 40 | Commercial_2022_SC D_MW_Before Competition Groups_40 | Vertical Night Covers | 0.1108% | 0 | 0.29407 | Commercial_2022_SC D_MW_Before Competition Groups_Vertical Night Covers
Commercial | Com ¦ Outside Air Economizer | 2022 | SC D | MW | Before Competition Groups | 0.28396 | 0 | 0 | 265.4416 | 0.0010698 | 41 | Commercial_2022_SC D_MW_Before Competition Groups_41 | Outside Air Economizer | 0.107% | 0 | 0.28396 | Commercial_2022_SC D_MW_Before Competition Groups_Outside Air Economizer
Commercial | Com ¦ BEVERAGE VENDING MACHINE CONTROLS | 2022 | SC D | MW | Before Competition Groups | 0.28214 | 0 | 0 | 265.4416 | 0.0010629 | 42 | Commercial_2022_SC D_MW_Before Competition Groups_42 | BEVERAGE VENDING MACHINE CONTROLS | 0.1063% | 0 | 0.28214 | Commercial_2022_SC D_MW_Before Competition Groups_BEVERAGE VENDING MACHINE CONTROLS
Commercial | Com ¦ ENERGY STAR Steam Cookers | 2022 | SC D | MW | Before Competition Groups | 0.24858 | 0 | 0 | 265.4416 | 0.00093648 | 43 | Commercial_2022_SC D_MW_Before Competition Groups_43 | ENERGY STAR Steam Cookers | 0.09365% | 0 | 0.24858 | Commercial_2022_SC D_MW_Before Competition Groups_ENERGY STAR Steam Cookers
Commercial | Com ¦ CO Sensors for parking garage exhaust fans | 2022 | SC D | MW | Before Competition Groups | 0.24676 | 0 | 0 | 265.4416 | 0.00092962 | 44 | Commercial_2022_SC D_MW_Before Competition Groups_44 | CO Sensors for parking garage exhaust fans | 0.09296% | 0 | 0.24676 | Commercial_2022_SC D_MW_Before Competition Groups_CO Sensors for parking garage exhaust fans
Commercial | Com ¦ Energy Efficient Laboratory Fume Hood | 2022 | SC D | MW | Before Competition Groups | 0.22934 | 0 | 0 | 265.4416 | 0.00086399 | 45 | Commercial_2022_SC D_MW_Before Competition Groups_45 | Energy Efficient Laboratory Fume Hood | 0.0864% | 0 | 0.22934 | Commercial_2022_SC D_MW_Before Competition Groups_Energy Efficient Laboratory Fume Hood
Commercial | Com ¦ Water Heating (DHW) Pipe Insulation (Add 3/4\ Foam)" | 2022 | SC D | MW | Before Competition Groups | 0.22479 | 0 | 0 | 265.4416 | 0.00084684 | 46 | Commercial_2022_SC D_MW_Before Competition Groups_46 | Water Heating (DHW) Pipe Insulation (Add 3/4\ Foam)" | 0.08468% | 0 | 0.22479 | Commercial_2022_SC D_MW_Before Competition Groups_Water Heating (DHW) Pipe Insulation (Add 3/4\ Foam)"
Commercial | Com ¦ ENERGY STAR Dishwasher | 2022 | SC D | MW | Before Competition Groups | 0.15284 | 0 | 0 | 265.4416 | 0.0005758 | 47 | Commercial_2022_SC D_MW_Before Competition Groups_47 | ENERGY STAR Dishwasher | 0.05758% | 0 | 0.15284 | Commercial_2022_SC D_MW_Before Competition Groups_ENERGY STAR Dishwasher
Commercial | Com ¦ Suction Pipe Insulation Freezer/Refrigerator | 2022 | SC D | MW | Before Competition Groups | 0.14833 | 0 | 0 | 265.4416 | 0.0005588 | 48 | Commercial_2022_SC D_MW_Before Competition Groups_48 | Suction Pipe Insulation Freezer/Refrigerator | 0.05588% | 0 | 0.14833 | Commercial_2022_SC D_MW_Before Competition Groups_Suction Pipe Insulation Freezer/Refrigerator
Commercial | Com ¦ Ozone Laundry Treatment | 2022 | SC D | MW | Before Competition Groups | 0.054023 | 0 | 0 | 265.4416 | 0.00020352 | 49 | Commercial_2022_SC D_MW_Before Competition Groups_49 | Ozone Laundry Treatment | 0.02035% | 0 | 0.054023 | Commercial_2022_SC D_MW_Before Competition Groups_Ozone Laundry Treatment
Commercial | Com ¦ HVAC Optimization | 2022 | SC D | MW | Before Competition Groups | 0.037841 | 0 | 0 | 265.4416 | 0.00014256 | 50 | Commercial_2022_SC D_MW_Before Competition Groups_50 | HVAC Optimization | 0.01426% | 0 | 0.037841 | Commercial_2022_SC D_MW_Before Competition Groups_HVAC Optimization
Commercial | Com ¦ ECM MOTORS FOR HVAC APPLICATION (FAN-POWERED VAV BOX) | 2022 | SC D | MW | Before Competition Groups | 0.034697 | 0 | 0 | 265.4416 | 0.00013072 | 51 | Commercial_2022_SC D_MW_Before Competition Groups_51 | ECM MOTORS FOR HVAC APPLICATION (FAN-POWERED VAV BOX) | 0.01307% | 0 | 0.034697 | Commercial_2022_SC D_MW_Before Competition Groups_ECM MOTORS FOR HVAC APPLICATION (FAN-POWERED VAV BOX)
Commercial | Com ¦ CEE Tier 2/Energy Star Clothes Washers | 2022 | SC D | MW | Before Competition Groups | 0.032296 | 0 | 0 | 265.4416 | 0.00012167 | 52 | Commercial_2022_SC D_MW_Before Competition Groups_52 | CEE Tier 2/Energy Star Clothes Washers | 0.01217% | 0 | 0.032296 | Commercial_2022_SC D_MW_Before Competition Groups_CEE Tier 2/Energy Star Clothes Washers
Commercial | COM ¦ Ductless Mini-Split Heat Pumps | 2022 | SC D | MW | Before Competition Groups | 0.028866 | 0 | 0 | 265.4416 | 0.00010875 | 53 | Commercial_2022_SC D_MW_Before Competition Groups_53 | Ductless Mini-Split Heat Pumps | 0.01087% | 0 | 0.028866 | Commercial_2022_SC D_MW_Before Competition Groups_Ductless Mini-Split Heat Pumps
Commercial | Com ¦ Low Flow Pre-Rinse Spray Nozzle | 2022 | SC D | MW | Before Competition Groups | 0.020196 | 0 | 0 | 265.4416 | 7.6084e-05 | 54 | Commercial_2022_SC D_MW_Before Competition Groups_54 | Low Flow Pre-Rinse Spray Nozzle | 0.007608% | 0 | 0.020196 | Commercial_2022_SC D_MW_Before Competition Groups_Low Flow Pre-Rinse Spray Nozzle
Commercial | Com ¦ Auto Off Time Switch or Time Clock control | 2022 | SC D | MW | Before Competition Groups | 0.016672 | 0 | 0 | 265.4416 | 6.2809e-05 | 55 | Commercial_2022_SC D_MW_Before Competition Groups_55 | Auto Off Time Switch or Time Clock control | 0.006281% | 0 | 0.016672 | Commercial_2022_SC D_MW_Before Competition Groups_Auto Off Time Switch or Time Clock control
Commercial | Com ¦ Demand controlled Circulating Systems | 2022 | SC D | MW | Before Competition Groups | 0.015741 | 0 | 0 | 265.4416 | 5.9302e-05 | 56 | Commercial_2022_SC D_MW_Before Competition Groups_56 | Demand controlled Circulating Systems | 0.00593% | 0 | 0.015741 | Commercial_2022_SC D_MW_Before Competition Groups_Demand controlled Circulating Systems
Commercial | Com ¦ PTAC (12 EER/10,000 BTU) | 2022 | SC D | MW | Before Competition Groups | 0.010256 | 0 | 0 | 265.4416 | 3.8639e-05 | 57 | Commercial_2022_SC D_MW_Before Competition Groups_57 | PTAC (12 EER/10,000 BTU) | 0.003864% | 0 | 0.010256 | Commercial_2022_SC D_MW_Before Competition Groups_PTAC (12 EER/10,000 BTU)
Commercial | Com ¦ Condensing Make Up Air Unit | 2022 | SC D | MW | Before Competition Groups | 0.0091109 | 0 | 0 | 265.4416 | 3.4323e-05 | 58 | Commercial_2022_SC D_MW_Before Competition Groups_58 | Condensing Make Up Air Unit | 0.003432% | 0 | 0.0091109 | Commercial_2022_SC D_MW_Before Competition Groups_Condensing Make Up Air Unit
Commercial | Com ¦ Commercial Hot Food Holding Cabinets | 2022 | SC D | MW | Before Competition Groups | 0.0079825 | 0 | 0 | 265.4416 | 3.0073e-05 | 59 | Commercial_2022_SC D_MW_Before Competition Groups_59 | Commercial Hot Food Holding Cabinets | 0.003007% | 0 | 0.0079825 | Commercial_2022_SC D_MW_Before Competition Groups_Commercial Hot Food Holding Cabinets
Commercial | Com ¦ Condensing Unit Heaters or other Efficient Unit Heating System | 2022 | SC D | MW | Before Competition Groups | 0.0052853 | 0 | 0 | 265.4416 | 1.9911e-05 | 60 | Commercial_2022_SC D_MW_Before Competition Groups_60 | Condensing Unit Heaters or other Efficient Unit Heating System | 0.001991% | 0 | 0.0052853 | Commercial_2022_SC D_MW_Before Competition Groups_Condensing Unit Heaters or other Efficient Unit Heating System
Commercial | Com ¦ Wall Insulation | 2022 | SC D | MW | Before Competition Groups | 0.0050415 | 0 | 0 | 265.4416 | 1.8993e-05 | 61 | Commercial_2022_SC D_MW_Before Competition Groups_61 | Wall Insulation | 0.001899% | 0 | 0.0050415 | Commercial_2022_SC D_MW_Before Competition Groups_Wall Insulation
Commercial | Com ¦ VSD Air Compressor | 2022 | SC D | MW | Before Competition Groups | 0.0044902 | 0 | 0 | 265.4416 | 1.6916e-05 | 62 | Commercial_2022_SC D_MW_Before Competition Groups_62 | VSD Air Compressor | 0.001692% | 0 | 0.0044902 | Commercial_2022_SC D_MW_Before Competition Groups_VSD Air Compressor
Commercial | Com ¦ Notched V belts for HVAC Systems | 2022 | SC D | MW | Before Competition Groups | 0.0043471 | 0 | 0 | 265.4416 | 1.6377e-05 | 63 | Commercial_2022_SC D_MW_Before Competition Groups_63 | Notched V belts for HVAC Systems | 0.001638% | 0 | 0.0043471 | Commercial_2022_SC D_MW_Before Competition Groups_Notched V belts for HVAC Systems
Commercial | Com ¦ Solar Water Preheat (Pools/DHW) | 2022 | SC D | MW | Before Competition Groups | 0.0042769 | 0 | 0 | 265.4416 | 1.6112e-05 | 64 | Commercial_2022_SC D_MW_Before Competition Groups_64 | Solar Water Preheat (Pools/DHW) | 0.001611% | 0 | 0.0042769 | Commercial_2022_SC D_MW_Before Competition Groups_Solar Water Preheat (Pools/DHW)
Commercial | Com ¦ Air Curtains | 2022 | SC D | MW | Before Competition Groups | 0.003868 | 0 | 0 | 265.4416 | 1.4572e-05 | 65 | Commercial_2022_SC D_MW_Before Competition Groups_65 | Air Curtains | 0.001457% | 0 | 0.003868 | Commercial_2022_SC D_MW_Before Competition Groups_Air Curtains
Commercial | Com ¦ High Efficiency Chiller (avg of water and air cooled) | 2022 | SC D | MW | Before Competition Groups | 0.0038413 | 0 | 0 | 265.4416 | 1.4471e-05 | 66 | Commercial_2022_SC D_MW_Before Competition Groups_66 | High Efficiency Chiller (avg of water and air cooled) | 0.001447% | 0 | 0.0038413 | Commercial_2022_SC D_MW_Before Competition Groups_High Efficiency Chiller (avg of water and air cooled)
Commercial | Com ¦ Room AC (w/ louvered sides) 14 SEER from 12 SEER code | 2022 | SC D | MW | Before Competition Groups | 0.0011662 | 0 | 0 | 265.4416 | 4.3934e-06 | 67 | Commercial_2022_SC D_MW_Before Competition Groups_67 | Room AC (w/ louvered sides) 14 SEER from 12 SEER code | 0.0004393% | 0 | 0.0011662 | Commercial_2022_SC D_MW_Before Competition Groups_Room AC (w/ louvered sides) 14 SEER from 12 SEER code
Commercial | Com ¦ LLLC - High Impact Application | 2022 | SC D | MW | Before Competition Groups | 0.00076624 | 0 | 0 | 265.4416 | 2.8867e-06 | 68 | Commercial_2022_SC D_MW_Before Competition Groups_68 | LLLC - High Impact Application | 0.0002887% | 0 | 0.00076624 | Commercial_2022_SC D_MW_Before Competition Groups_LLLC - High Impact Application
Commercial | Com ¦ Energy Recovery Ventilation and Ventilation (Enhanced) | 2022 | SC D | MW | Before Competition Groups | 0.00039852 | 0 | 0 | 265.4416 | 1.5014e-06 | 69 | Commercial_2022_SC D_MW_Before Competition Groups_69 | Energy Recovery Ventilation and Ventilation (Enhanced) | 0.0001501% | 0 | 0.00039852 | Commercial_2022_SC D_MW_Before Competition Groups_Energy Recovery Ventilation and Ventilation (Enhanced)
Commercial | Com ¦ EC Plug Fan for Data Center (under cabinet) | 2022 | SC D | MW | Before Competition Groups | 0.00031401 | 0 | 0 | 265.4416 | 1.183e-06 | 70 | Commercial_2022_SC D_MW_Before Competition Groups_70 | EC Plug Fan for Data Center (under cabinet) | 0.0001183% | 0 | 0.00031401 | Commercial_2022_SC D_MW_Before Competition Groups_EC Plug Fan for Data Center (under cabinet)
Commercial | Com ¦ Electric Convection Combination Ovens | 2022 | SC D | MW | Before Competition Groups | 8.828e-05 | 0 | 0 | 265.4416 | 3.3258e-07 | 71 | Commercial_2022_SC D_MW_Before Competition Groups_71 | Electric Convection Combination Ovens | 3.326e-05% | 0 | 8.828e-05 | Commercial_2022_SC D_MW_Before Competition Groups_Electric Convection Combination Ovens
Commercial | Com ¦ LLLC - Low Impact Application | 2022 | SC D | MW | Before Competition Groups | 2.2864e-05 | 0 | 0 | 265.4416 | 8.6135e-08 | 72 | Commercial_2022_SC D_MW_Before Competition Groups_72 | LLLC - Low Impact Application | 8.613e-06% | 0 | 2.2864e-05 | Commercial_2022_SC D_MW_Before Competition Groups_LLLC - Low Impact Application
Commercial | Com ¦ High Efficiency Small Instantaneous Water Heater | 2022 | SC D | MW | Before Competition Groups | 4.0035e-06 | 0 | 0 | 265.4416 | 1.5082e-08 | 73 | Commercial_2022_SC D_MW_Before Competition Groups_73 | High Efficiency Small Instantaneous Water Heater | 1.508e-06% | 0 | 4.0035e-06 | Commercial_2022_SC D_MW_Before Competition Groups_High Efficiency Small Instantaneous Water Heater
Commercial | Com ¦ Networked/Connected - High Impact Application | 2022 | SC D | MW | Before Competition Groups | 6.1271e-10 | 0 | 0 | 265.4416 | 2.3083e-12 | 74 | Commercial_2022_SC D_MW_Before Competition Groups_74 | Networked/Connected - High Impact Application | 2.308e-10% | 0 | 6.1271e-10 | Commercial_2022_SC D_MW_Before Competition Groups_Networked/Connected - High Impact Application
Commercial | Com ¦ Networked/Connected - Low Impact Application | 2022 | SC D | MW | Before Competition Groups | 1.2834e-23 | 0 | 0 | 265.4416 | 4.8349e-26 | 75 | Commercial_2022_SC D_MW_Before Competition Groups_75 | Networked/Connected - Low Impact Application | 4.835e-24% | 0 | 1.2834e-23 | Commercial_2022_SC D_MW_Before Competition Groups_Networked/Connected - Low Impact Application
Commercial | Com ¦ Door Gasket Freezer/Refrigerator | 2022 | SC D | MW | Before Competition Groups | 0 | 0 | 0 | 265.4416 | 0 | 76 | Commercial_2022_SC D_MW_Before Competition Groups_76 | Door Gasket Freezer/Refrigerator | 0% | 0 | 0 | Commercial_2022_SC D_MW_Before Competition Groups_Door Gasket Freezer/Refrigerator
Commercial | Com ¦ Efficient compressor motor | 2022 | SC D | MW | Before Competition Groups | 0 | 0 | 0 | 265.4416 | 0 | 77 | Commercial_2022_SC D_MW_Before Competition Groups_77 | Efficient compressor motor | 0% | 0 | 0 | Commercial_2022_SC D_MW_Before Competition Groups_Efficient compressor motor
Commercial | Com ¦ Indoor Daylight Sensors/Photocell Dimming Control | 2022 | SC D | MW | Before Competition Groups | 0 | 0 | 0 | 265.4416 | 0 | 78 | Commercial_2022_SC D_MW_Before Competition Groups_78 | Indoor Daylight Sensors/Photocell Dimming Control | 0% | 0 | 0 | Commercial_2022_SC D_MW_Before Competition Groups_Indoor Daylight Sensors/Photocell Dimming Control
Commercial | Com ¦ LED RECESSED DOWNLIGHTS | 2022 | SC D | MW | Before Competition Groups | 0 | 0 | 0 | 265.4416 | 0 | 79 | Commercial_2022_SC D_MW_Before Competition Groups_79 | LED RECESSED DOWNLIGHTS | 0% | 0 | 0 | Commercial_2022_SC D_MW_Before Competition Groups_LED RECESSED DOWNLIGHTS
Commercial | Com ¦ Variable Refrigerant Flow Heat Pump | 2022 | SC D | MW | Before Competition Groups | 0 | 0 | 0 | 265.4416 | 0 | 80 | Commercial_2022_SC D_MW_Before Competition Groups_80 | Variable Refrigerant Flow Heat Pump | 0% | 0 | 0 | Commercial_2022_SC D_MW_Before Competition Groups_Variable Refrigerant Flow Heat Pump
Commercial | Com ¦ Building Recommissioning, Operations and Maintenance (O&M) Improvements | 2022 | Technical | MW | Before Competition Groups | 291.4355 | 0 | 0 | 2629.9579 | 0.11081 | 1 | Commercial_2022_Technical_MW_Before Competition Groups_1 | Building Recommissioning, Operations and Maintenance (O&M) Improvements | 11.08% | 0 | 291.4355 | Commercial_2022_Technical_MW_Before Competition Groups_Building Recommissioning, Operations and Maintenance (O&M) Improvements
Commercial | Com ¦ Education and Capacity Building/Energy Behavior | 2022 | Technical | MW | Before Competition Groups | 262.6805 | 0 | 0 | 2629.9579 | 0.09988 | 2 | Commercial_2022_Technical_MW_Before Competition Groups_2 | Education and Capacity Building/Energy Behavior | 9.988% | 0 | 262.6805 | Commercial_2022_Technical_MW_Before Competition Groups_Education and Capacity Building/Energy Behavior
Commercial | Com ¦ LED Low/High Bay | 2022 | Technical | MW | Before Competition Groups | 209.5315 | 0 | 0 | 2629.9579 | 0.079671 | 3 | Commercial_2022_Technical_MW_Before Competition Groups_3 | LED Low/High Bay | 7.967% | 0 | 209.5315 | Commercial_2022_Technical_MW_Before Competition Groups_LED Low/High Bay
Commercial | Com ¦ LED Troffer/Surface/Suspended | 2022 | Technical | MW | Before Competition Groups | 156.0508 | 0 | 0 | 2629.9579 | 0.059336 | 4 | Commercial_2022_Technical_MW_Before Competition Groups_4 | LED Troffer/Surface/Suspended | 5.934% | 0 | 156.0508 | Commercial_2022_Technical_MW_Before Competition Groups_LED Troffer/Surface/Suspended
Commercial | Com ¦ LLLC - Low Impact Application | 2022 | Technical | MW | Before Competition Groups | 144.6058 | 0 | 0 | 2629.9579 | 0.054984 | 5 | Commercial_2022_Technical_MW_Before Competition Groups_5 | LLLC - Low Impact Application | 5.498% | 0 | 144.6058 | Commercial_2022_Technical_MW_Before Competition Groups_LLLC - Low Impact Application
Commercial | Com ¦ LLLC - High Impact Application | 2022 | Technical | MW | Before Competition Groups | 133.6432 | 0 | 0 | 2629.9579 | 0.050816 | 6 | Commercial_2022_Technical_MW_Before Competition Groups_6 | LLLC - High Impact Application | 5.082% | 0 | 133.6432 | Commercial_2022_Technical_MW_Before Competition Groups_LLLC - High Impact Application
Commercial | Com ¦ ENERGY STAR LED LAMPS (REFLECTOR LAMPs/MR16/PAR 16) | 2022 | Technical | MW | Before Competition Groups | 127.2221 | 0 | 0 | 2629.9579 | 0.048374 | 7 | Commercial_2022_Technical_MW_Before Competition Groups_7 | ENERGY STAR LED LAMPS (REFLECTOR LAMPs/MR16/PAR 16) | 4.837% | 0 | 127.2221 | Commercial_2022_Technical_MW_Before Competition Groups_ENERGY STAR LED LAMPS (REFLECTOR LAMPs/MR16/PAR 16)
Commercial | Com ¦ Networked/Connected - Low Impact Application | 2022 | Technical | MW | Before Competition Groups | 122.5507 | 0 | 0 | 2629.9579 | 0.046598 | 8 | Commercial_2022_Technical_MW_Before Competition Groups_8 | Networked/Connected - Low Impact Application | 4.66% | 0 | 122.5507 | Commercial_2022_Technical_MW_Before Competition Groups_Networked/Connected - Low Impact Application
Commercial | Com ¦ Networked/Connected - High Impact Application | 2022 | Technical | MW | Before Competition Groups | 116.3107 | 0 | 0 | 2629.9579 | 0.044225 | 9 | Commercial_2022_Technical_MW_Before Competition Groups_9 | Networked/Connected - High Impact Application | 4.423% | 0 | 116.3107 | Commercial_2022_Technical_MW_Before Competition Groups_Networked/Connected - High Impact Application
Commercial | Com ¦ Variable Refrigerant Flow Heat Pump | 2022 | Technical | MW | Before Competition Groups | 105.5098 | 0 | 0 | 2629.9579 | 0.040118 | 10 | Commercial_2022_Technical_MW_Before Competition Groups_10 | Variable Refrigerant Flow Heat Pump | 4.012% | 0 | 105.5098 | Commercial_2022_Technical_MW_Before Competition Groups_Variable Refrigerant Flow Heat Pump
Commercial | Com ¦ Advanced BAS/Controllers | 2022 | Technical | MW | Before Competition Groups | 91.8605 | 0 | 0 | 2629.9579 | 0.034928 | 11 | Commercial_2022_Technical_MW_Before Competition Groups_11 | Advanced BAS/Controllers | 3.493% | 0 | 91.8605 | Commercial_2022_Technical_MW_Before Competition Groups_Advanced BAS/Controllers
Commercial | Com ¦ Central Lighting Control System | 2022 | Technical | MW | Before Competition Groups | 88.6371 | 0 | 0 | 2629.9579 | 0.033703 | 12 | Commercial_2022_Technical_MW_Before Competition Groups_12 | Central Lighting Control System | 3.37% | 0 | 88.6371 | Commercial_2022_Technical_MW_Before Competition Groups_Central Lighting Control System
Commercial | Com ¦ High Efficiency Air Source Heat Pump | 2022 | Technical | MW | Before Competition Groups | 64.4977 | 0 | 0 | 2629.9579 | 0.024524 | 13 | Commercial_2022_Technical_MW_Before Competition Groups_13 | High Efficiency Air Source Heat Pump | 2.452% | 0 | 64.4977 | Commercial_2022_Technical_MW_Before Competition Groups_High Efficiency Air Source Heat Pump
Commercial | Com ¦ Unitary Air-Conditioning Unit | 2022 | Technical | MW | Before Competition Groups | 43.4832 | 0 | 0 | 2629.9579 | 0.016534 | 14 | Commercial_2022_Technical_MW_Before Competition Groups_14 | Unitary Air-Conditioning Unit | 1.653% | 0 | 43.4832 | Commercial_2022_Technical_MW_Before Competition Groups_Unitary Air-Conditioning Unit
Commercial | Com ¦ Adaptive Thermostats | 2022 | Technical | MW | Before Competition Groups | 39.2364 | 0 | 0 | 2629.9579 | 0.014919 | 15 | Commercial_2022_Technical_MW_Before Competition Groups_15 | Adaptive Thermostats | 1.492% | 0 | 39.2364 | Commercial_2022_Technical_MW_Before Competition Groups_Adaptive Thermostats
Commercial | Com ¦ Furnace Tune-Up | 2022 | Technical | MW | Before Competition Groups | 34.8021 | 0 | 0 | 2629.9579 | 0.013233 | 16 | Commercial_2022_Technical_MW_Before Competition Groups_16 | Furnace Tune-Up | 1.323% | 0 | 34.8021 | Commercial_2022_Technical_MW_Before Competition Groups_Furnace Tune-Up
Commercial | Com ¦ Smart Strip Plug Outlets | 2022 | Technical | MW | Before Competition Groups | 32.2969 | 0 | 0 | 2629.9579 | 0.01228 | 17 | Commercial_2022_Technical_MW_Before Competition Groups_17 | Smart Strip Plug Outlets | 1.228% | 0 | 32.2969 | Commercial_2022_Technical_MW_Before Competition Groups_Smart Strip Plug Outlets
Commercial | Com ¦ LED Replacement Lamp (Tube) | 2022 | Technical | MW | Before Competition Groups | 31.8014 | 0 | 0 | 2629.9579 | 0.012092 | 18 | Commercial_2022_Technical_MW_Before Competition Groups_18 | LED Replacement Lamp (Tube) | 1.209% | 0 | 31.8014 | Commercial_2022_Technical_MW_Before Competition Groups_LED Replacement Lamp (Tube)
Commercial | Com ¦ Strip Curtains | 2022 | Technical | MW | Before Competition Groups | 29.6209 | 0 | 0 | 2629.9579 | 0.011263 | 19 | Commercial_2022_Technical_MW_Before Competition Groups_19 | Strip Curtains | 1.126% | 0 | 29.6209 | Commercial_2022_Technical_MW_Before Competition Groups_Strip Curtains
Commercial | Com ¦ Data Center Storage/Server Virtualization | 2022 | Technical | MW | Before Competition Groups | 25.8482 | 0 | 0 | 2629.9579 | 0.0098284 | 20 | Commercial_2022_Technical_MW_Before Competition Groups_20 | Data Center Storage/Server Virtualization | 0.9828% | 0 | 25.8482 | Commercial_2022_Technical_MW_Before Competition Groups_Data Center Storage/Server Virtualization
Commercial | Com ¦ Demand Control Ventilation | 2022 | Technical | MW | Before Competition Groups | 25.5208 | 0 | 0 | 2629.9579 | 0.0097039 | 21 | Commercial_2022_Technical_MW_Before Competition Groups_21 | Demand Control Ventilation | 0.9704% | 0 | 25.5208 | Commercial_2022_Technical_MW_Before Competition Groups_Demand Control Ventilation
Commercial | Com ¦ Variable Frequency Drive (VFD) | 2022 | Technical | MW | Before Competition Groups | 24.2228 | 0 | 0 | 2629.9579 | 0.0092103 | 22 | Commercial_2022_Technical_MW_Before Competition Groups_22 | Variable Frequency Drive (VFD) | 0.921% | 0 | 24.2228 | Commercial_2022_Technical_MW_Before Competition Groups_Variable Frequency Drive (VFD)
Commercial | Com ¦ Refrigerated Display Case LED | 2022 | Technical | MW | Before Competition Groups | 23.5525 | 0 | 0 | 2629.9579 | 0.0089555 | 23 | Commercial_2022_Technical_MW_Before Competition Groups_23 | Refrigerated Display Case LED | 0.8955% | 0 | 23.5525 | Commercial_2022_Technical_MW_Before Competition Groups_Refrigerated Display Case LED
Commercial | Com ¦ Adding reflective (White) roof treatment or a green roof | 2022 | Technical | MW | Before Competition Groups | 23.4309 | 0 | 0 | 2629.9579 | 0.0089092 | 24 | Commercial_2022_Technical_MW_Before Competition Groups_24 | Adding reflective (White) roof treatment or a green roof | 0.8909% | 0 | 23.4309 | Commercial_2022_Technical_MW_Before Competition Groups_Adding reflective (White) roof treatment or a green roof
Commercial | Com ¦ VFD on Pumps | 2022 | Technical | MW | Before Competition Groups | 22.6697 | 0 | 0 | 2629.9579 | 0.0086198 | 25 | Commercial_2022_Technical_MW_Before Competition Groups_25 | VFD on Pumps | 0.862% | 0 | 22.6697 | Commercial_2022_Technical_MW_Before Competition Groups_VFD on Pumps
Commercial | Com ¦ LED or Equivalent Sign Lighting | 2022 | Technical | MW | Before Competition Groups | 20.9764 | 0 | 0 | 2629.9579 | 0.0079759 | 26 | Commercial_2022_Technical_MW_Before Competition Groups_26 | LED or Equivalent Sign Lighting | 0.7976% | 0 | 20.9764 | Commercial_2022_Technical_MW_Before Competition Groups_LED or Equivalent Sign Lighting
Commercial | Com ¦ Refrigerated Display Case Doors | 2022 | Technical | MW | Before Competition Groups | 19.739 | 0 | 0 | 2629.9579 | 0.0075054 | 27 | Commercial_2022_Technical_MW_Before Competition Groups_27 | Refrigerated Display Case Doors | 0.7505% | 0 | 19.739 | Commercial_2022_Technical_MW_Before Competition Groups_Refrigerated Display Case Doors
Commercial | Com ¦ Centrally controlled desktop PC/NETWORK PC POWER MANAGEMENT SOFTWARE | 2022 | Technical | MW | Before Competition Groups | 19.3098 | 0 | 0 | 2629.9579 | 0.0073422 | 28 | Commercial_2022_Technical_MW_Before Competition Groups_28 | Centrally controlled desktop PC/NETWORK PC POWER MANAGEMENT SOFTWARE | 0.7342% | 0 | 19.3098 | Commercial_2022_Technical_MW_Before Competition Groups_Centrally controlled desktop PC/NETWORK PC POWER MANAGEMENT SOFTWARE
Commercial | Com ¦ HOTEL OCCUPANCY CONTROLS (HVAC + LIGHTING) | 2022 | Technical | MW | Before Competition Groups | 18.7927 | 0 | 0 | 2629.9579 | 0.0071456 | 29 | Commercial_2022_Technical_MW_Before Competition Groups_29 | HOTEL OCCUPANCY CONTROLS (HVAC + LIGHTING) | 0.7146% | 0 | 18.7927 | Commercial_2022_Technical_MW_Before Competition Groups_HOTEL OCCUPANCY CONTROLS (HVAC + LIGHTING)
Commercial | Com ¦ Air Handler with Dedicated Outdoor Air Systems | 2022 | Technical | MW | Before Competition Groups | 18.4878 | 0 | 0 | 2629.9579 | 0.0070297 | 30 | Commercial_2022_Technical_MW_Before Competition Groups_30 | Air Handler with Dedicated Outdoor Air Systems | 0.703% | 0 | 18.4878 | Commercial_2022_Technical_MW_Before Competition Groups_Air Handler with Dedicated Outdoor Air Systems
Commercial | Com ¦ Door Gasket Freezer/Refrigerator | 2022 | Technical | MW | Before Competition Groups | 16.5444 | 0 | 0 | 2629.9579 | 0.0062907 | 31 | Commercial_2022_Technical_MW_Before Competition Groups_31 | Door Gasket Freezer/Refrigerator | 0.6291% | 0 | 16.5444 | Commercial_2022_Technical_MW_Before Competition Groups_Door Gasket Freezer/Refrigerator
Commercial | Com ¦ Refrigeration Optimization | 2022 | Technical | MW | Before Competition Groups | 15.1734 | 0 | 0 | 2629.9579 | 0.0057694 | 32 | Commercial_2022_Technical_MW_Before Competition Groups_32 | Refrigeration Optimization | 0.5769% | 0 | 15.1734 | Commercial_2022_Technical_MW_Before Competition Groups_Refrigeration Optimization
Commercial | Com ¦ ENERGY STAR LED LAMPS (General Service Lamps) | 2022 | Technical | MW | Before Competition Groups | 14.6471 | 0 | 0 | 2629.9579 | 0.0055693 | 33 | Commercial_2022_Technical_MW_Before Competition Groups_33 | ENERGY STAR LED LAMPS (General Service Lamps) | 0.5569% | 0 | 14.6471 | Commercial_2022_Technical_MW_Before Competition Groups_ENERGY STAR LED LAMPS (General Service Lamps)
Commercial | Com ¦ Indoor Daylight Sensors/Photocell Dimming Control | 2022 | Technical | MW | Before Competition Groups | 13.542 | 0 | 0 | 2629.9579 | 0.0051491 | 34 | Commercial_2022_Technical_MW_Before Competition Groups_34 | Indoor Daylight Sensors/Photocell Dimming Control | 0.5149% | 0 | 13.542 | Commercial_2022_Technical_MW_Before Competition Groups_Indoor Daylight Sensors/Photocell Dimming Control
Commercial | Com ¦ ECM MOTORS FOR EVAPORATOR FANS for refrigeration (WALK-IN) | 2022 | Technical | MW | Before Competition Groups | 12.6008 | 0 | 0 | 2629.9579 | 0.0047912 | 35 | Commercial_2022_Technical_MW_Before Competition Groups_35 | ECM MOTORS FOR EVAPORATOR FANS for refrigeration (WALK-IN) | 0.4791% | 0 | 12.6008 | Commercial_2022_Technical_MW_Before Competition Groups_ECM MOTORS FOR EVAPORATOR FANS for refrigeration (WALK-IN)
Commercial | Com ¦ Reach-in Shaded Pole to ECM/PSC Evaporator Fan Motor | 2022 | Technical | MW | Before Competition Groups | 12.3763 | 0 | 0 | 2629.9579 | 0.0047059 | 36 | Commercial_2022_Technical_MW_Before Competition Groups_36 | Reach-in Shaded Pole to ECM/PSC Evaporator Fan Motor | 0.4706% | 0 | 12.3763 | Commercial_2022_Technical_MW_Before Competition Groups_Reach-in Shaded Pole to ECM/PSC Evaporator Fan Motor
Commercial | Com ¦ High R-Value Glass Doors/no-heat glass door | 2022 | Technical | MW | Before Competition Groups | 11.9263 | 0 | 0 | 2629.9579 | 0.0045348 | 37 | Commercial_2022_Technical_MW_Before Competition Groups_37 | High R-Value Glass Doors/no-heat glass door | 0.4535% | 0 | 11.9263 | Commercial_2022_Technical_MW_Before Competition Groups_High R-Value Glass Doors/no-heat glass door
Commercial | Com ¦ ENERGY STAR FREEZER | 2022 | Technical | MW | Before Competition Groups | 11.2363 | 0 | 0 | 2629.9579 | 0.0042724 | 38 | Commercial_2022_Technical_MW_Before Competition Groups_38 | ENERGY STAR FREEZER | 0.4272% | 0 | 11.2363 | Commercial_2022_Technical_MW_Before Competition Groups_ENERGY STAR FREEZER
Commercial | Com ¦ Freezer Case Light Sensor | 2022 | Technical | MW | Before Competition Groups | 10.9024 | 0 | 0 | 2629.9579 | 0.0041455 | 39 | Commercial_2022_Technical_MW_Before Competition Groups_39 | Freezer Case Light Sensor | 0.4145% | 0 | 10.9024 | Commercial_2022_Technical_MW_Before Competition Groups_Freezer Case Light Sensor
Commercial | Com ¦ Evaporator Fan Controls | 2022 | Technical | MW | Before Competition Groups | 10.6216 | 0 | 0 | 2629.9579 | 0.0040387 | 40 | Commercial_2022_Technical_MW_Before Competition Groups_40 | Evaporator Fan Controls | 0.4039% | 0 | 10.6216 | Commercial_2022_Technical_MW_Before Competition Groups_Evaporator Fan Controls
Commercial | Com ¦ Chilled Water Optimization | 2022 | Technical | MW | Before Competition Groups | 10.2999 | 0 | 0 | 2629.9579 | 0.0039164 | 41 | Commercial_2022_Technical_MW_Before Competition Groups_41 | Chilled Water Optimization | 0.3916% | 0 | 10.2999 | Commercial_2022_Technical_MW_Before Competition Groups_Chilled Water Optimization
Commercial | Com ¦ Occupancy Sensors | 2022 | Technical | MW | Before Competition Groups | 9.476 | 0 | 0 | 2629.9579 | 0.0036031 | 42 | Commercial_2022_Technical_MW_Before Competition Groups_42 | Occupancy Sensors | 0.3603% | 0 | 9.476 | Commercial_2022_Technical_MW_Before Competition Groups_Occupancy Sensors
Commercial | Com ¦ Demand Control Kitchen Ventilation | 2022 | Technical | MW | Before Competition Groups | 8.8436 | 0 | 0 | 2629.9579 | 0.0033627 | 43 | Commercial_2022_Technical_MW_Before Competition Groups_43 | Demand Control Kitchen Ventilation | 0.3363% | 0 | 8.8436 | Commercial_2022_Technical_MW_Before Competition Groups_Demand Control Kitchen Ventilation
Commercial | Com ¦ Refrigeration Commissioning | 2022 | Technical | MW | Before Competition Groups | 7.3979 | 0 | 0 | 2629.9579 | 0.0028129 | 44 | Commercial_2022_Technical_MW_Before Competition Groups_44 | Refrigeration Commissioning | 0.2813% | 0 | 7.3979 | Commercial_2022_Technical_MW_Before Competition Groups_Refrigeration Commissioning
Commercial | Com ¦ Ground Source Heat Pump | 2022 | Technical | MW | Before Competition Groups | 6.5582 | 0 | 0 | 2629.9579 | 0.0024936 | 45 | Commercial_2022_Technical_MW_Before Competition Groups_45 | Ground Source Heat Pump | 0.2494% | 0 | 6.5582 | Commercial_2022_Technical_MW_Before Competition Groups_Ground Source Heat Pump
Commercial | Com ¦ Duct Insulation, R8 | 2022 | Technical | MW | Before Competition Groups | 6.3888 | 0 | 0 | 2629.9579 | 0.0024292 | 46 | Commercial_2022_Technical_MW_Before Competition Groups_46 | Duct Insulation, R8 | 0.2429% | 0 | 6.3888 | Commercial_2022_Technical_MW_Before Competition Groups_Duct Insulation, R8
Commercial | Com ¦ ENERGY STAR ICE MACHINES - Ice Making Head | 2022 | Technical | MW | Before Competition Groups | 6.1119 | 0 | 0 | 2629.9579 | 0.002324 | 47 | Commercial_2022_Technical_MW_Before Competition Groups_47 | ENERGY STAR ICE MACHINES - Ice Making Head | 0.2324% | 0 | 6.1119 | Commercial_2022_Technical_MW_Before Competition Groups_ENERGY STAR ICE MACHINES - Ice Making Head
Commercial | Com ¦ LED EXTERIOR AREA LIGHTS - LED fixture (200W) | 2022 | Technical | MW | Before Competition Groups | 5.4836 | 0 | 0 | 2629.9579 | 0.002085 | 48 | Commercial_2022_Technical_MW_Before Competition Groups_48 | LED EXTERIOR AREA LIGHTS - LED fixture (200W) | 0.2085% | 0 | 5.4836 | Commercial_2022_Technical_MW_Before Competition Groups_LED EXTERIOR AREA LIGHTS - LED fixture (200W)
Commercial | Com ¦ ENERGY STAR Refrigerator | 2022 | Technical | MW | Before Competition Groups | 5.4106 | 0 | 0 | 2629.9579 | 0.0020573 | 49 | Commercial_2022_Technical_MW_Before Competition Groups_49 | ENERGY STAR Refrigerator | 0.2057% | 0 | 5.4106 | Commercial_2022_Technical_MW_Before Competition Groups_ENERGY STAR Refrigerator
Commercial | Com ¦ LED parking lot fixture | 2022 | Technical | MW | Before Competition Groups | 5.3702 | 0 | 0 | 2629.9579 | 0.0020419 | 50 | Commercial_2022_Technical_MW_Before Competition Groups_50 | LED parking lot fixture | 0.2042% | 0 | 5.3702 | Commercial_2022_Technical_MW_Before Competition Groups_LED parking lot fixture
Commercial | Com ¦ Elec Storage WH 2.30 Et | 2022 | Technical | MW | Before Competition Groups | 3.8889 | 0 | 0 | 2629.9579 | 0.0014787 | 51 | Commercial_2022_Technical_MW_Before Competition Groups_51 | Elec Storage WH 2.30 Et | 0.1479% | 0 | 3.8889 | Commercial_2022_Technical_MW_Before Competition Groups_Elec Storage WH 2.30 Et
Commercial | Com ¦ Temperature Adjustment in Commercial Freezers | 2022 | Technical | MW | Before Competition Groups | 3.8832 | 0 | 0 | 2629.9579 | 0.0014765 | 52 | Commercial_2022_Technical_MW_Before Competition Groups_52 | Temperature Adjustment in Commercial Freezers | 0.1477% | 0 | 3.8832 | Commercial_2022_Technical_MW_Before Competition Groups_Temperature Adjustment in Commercial Freezers
Commercial | Com ¦ BEVERAGE VENDING MACHINE CONTROLS | 2022 | Technical | MW | Before Competition Groups | 3.8615 | 0 | 0 | 2629.9579 | 0.0014683 | 53 | Commercial_2022_Technical_MW_Before Competition Groups_53 | BEVERAGE VENDING MACHINE CONTROLS | 0.1468% | 0 | 3.8615 | Commercial_2022_Technical_MW_Before Competition Groups_BEVERAGE VENDING MACHINE CONTROLS
Commercial | Com ¦ Roof Insulation/Ceiling Insulation (R25 Code to R35) | 2022 | Technical | MW | Before Competition Groups | 3.7007 | 0 | 0 | 2629.9579 | 0.0014072 | 54 | Commercial_2022_Technical_MW_Before Competition Groups_54 | Roof Insulation/Ceiling Insulation (R25 Code to R35) | 0.1407% | 0 | 3.7007 | Commercial_2022_Technical_MW_Before Competition Groups_Roof Insulation/Ceiling Insulation (R25 Code to R35)
Commercial | Com ¦ Water Source Heat Pump (4 ton) | 2022 | Technical | MW | Before Competition Groups | 3.5531 | 0 | 0 | 2629.9579 | 0.001351 | 55 | Commercial_2022_Technical_MW_Before Competition Groups_55 | Water Source Heat Pump (4 ton) | 0.1351% | 0 | 3.5531 | Commercial_2022_Technical_MW_Before Competition Groups_Water Source Heat Pump (4 ton)
Commercial | Com ¦ Vertical Night Covers | 2022 | Technical | MW | Before Competition Groups | 3.2113 | 0 | 0 | 2629.9579 | 0.001221 | 56 | Commercial_2022_Technical_MW_Before Competition Groups_56 | Vertical Night Covers | 0.1221% | 0 | 3.2113 | Commercial_2022_Technical_MW_Before Competition Groups_Vertical Night Covers
Commercial | Com ¦ LED street light fixture | 2022 | Technical | MW | Before Competition Groups | 3.1544 | 0 | 0 | 2629.9579 | 0.0011994 | 57 | Commercial_2022_Technical_MW_Before Competition Groups_57 | LED street light fixture | 0.1199% | 0 | 3.1544 | Commercial_2022_Technical_MW_Before Competition Groups_LED street light fixture
Commercial | Com ¦ Energy Efficient Laboratory Fume Hood | 2022 | Technical | MW | Before Competition Groups | 3.1397 | 0 | 0 | 2629.9579 | 0.0011938 | 58 | Commercial_2022_Technical_MW_Before Competition Groups_58 | Energy Efficient Laboratory Fume Hood | 0.1194% | 0 | 3.1397 | Commercial_2022_Technical_MW_Before Competition Groups_Energy Efficient Laboratory Fume Hood
Commercial | Com ¦ Anti-sweat heat (ASH) controls - Cooler/Freezer | 2022 | Technical | MW | Before Competition Groups | 3.0888 | 0 | 0 | 2629.9579 | 0.0011745 | 59 | Commercial_2022_Technical_MW_Before Competition Groups_59 | Anti-sweat heat (ASH) controls - Cooler/Freezer | 0.1174% | 0 | 3.0888 | Commercial_2022_Technical_MW_Before Competition Groups_Anti-sweat heat (ASH) controls - Cooler/Freezer
Commercial | Com ¦ CO Sensors for parking garage exhaust fans | 2022 | Technical | MW | Before Competition Groups | 3.0127 | 0 | 0 | 2629.9579 | 0.0011455 | 60 | Commercial_2022_Technical_MW_Before Competition Groups_60 | CO Sensors for parking garage exhaust fans | 0.1146% | 0 | 3.0127 | Commercial_2022_Technical_MW_Before Competition Groups_CO Sensors for parking garage exhaust fans
Commercial | Com ¦ ENERGY STAR Griddle (74% eff) | 2022 | Technical | MW | Before Competition Groups | 2.6704 | 0 | 0 | 2629.9579 | 0.0010154 | 61 | Commercial_2022_Technical_MW_Before Competition Groups_61 | ENERGY STAR Griddle (74% eff) | 0.1015% | 0 | 2.6704 | Commercial_2022_Technical_MW_Before Competition Groups_ENERGY STAR Griddle (74% eff)
Commercial | Com ¦ Water Heating (DHW) Pipe Insulation (Add 3/4\ Foam)" | 2022 | Technical | MW | Before Competition Groups | 2.4506 | 0 | 0 | 2629.9579 | 0.0009318 | 62 | Commercial_2022_Technical_MW_Before Competition Groups_62 | Water Heating (DHW) Pipe Insulation (Add 3/4\ Foam)" | 0.09318% | 0 | 2.4506 | Commercial_2022_Technical_MW_Before Competition Groups_Water Heating (DHW) Pipe Insulation (Add 3/4\ Foam)"
Commercial | Com ¦ Condensing Make Up Air Unit | 2022 | Technical | MW | Before Competition Groups | 2.4351 | 0 | 0 | 2629.9579 | 0.00092591 | 63 | Commercial_2022_Technical_MW_Before Competition Groups_63 | Condensing Make Up Air Unit | 0.09259% | 0 | 2.4351 | Commercial_2022_Technical_MW_Before Competition Groups_Condensing Make Up Air Unit
Commercial | Com ¦ Super-High Efficiency Furnaces (Emerging Tech) | 2022 | Technical | MW | Before Competition Groups | 2.3591 | 0 | 0 | 2629.9579 | 0.00089702 | 64 | Commercial_2022_Technical_MW_Before Competition Groups_64 | Super-High Efficiency Furnaces (Emerging Tech) | 0.0897% | 0 | 2.3591 | Commercial_2022_Technical_MW_Before Competition Groups_Super-High Efficiency Furnaces (Emerging Tech)
Commercial | Com ¦ Outside Air Economizer | 2022 | Technical | MW | Before Competition Groups | 1.7706 | 0 | 0 | 2629.9579 | 0.00067324 | 65 | Commercial_2022_Technical_MW_Before Competition Groups_65 | Outside Air Economizer | 0.06732% | 0 | 1.7706 | Commercial_2022_Technical_MW_Before Competition Groups_Outside Air Economizer
Commercial | Com ¦ Suction Pipe Insulation Freezer/Refrigerator | 2022 | Technical | MW | Before Competition Groups | 1.669 | 0 | 0 | 2629.9579 | 0.00063461 | 66 | Commercial_2022_Technical_MW_Before Competition Groups_66 | Suction Pipe Insulation Freezer/Refrigerator | 0.06346% | 0 | 1.669 | Commercial_2022_Technical_MW_Before Competition Groups_Suction Pipe Insulation Freezer/Refrigerator
Commercial | Com ¦ Evaporator Coil Defrost (Cooler) | 2022 | Technical | MW | Before Competition Groups | 1.4199 | 0 | 0 | 2629.9579 | 0.00053991 | 67 | Commercial_2022_Technical_MW_Before Competition Groups_67 | Evaporator Coil Defrost (Cooler) | 0.05399% | 0 | 1.4199 | Commercial_2022_Technical_MW_Before Competition Groups_Evaporator Coil Defrost (Cooler)
Commercial | Com ¦ LED RECESSED DOWNLIGHTS | 2022 | Technical | MW | Before Competition Groups | 1.1006 | 0 | 0 | 2629.9579 | 0.0004185 | 68 | Commercial_2022_Technical_MW_Before Competition Groups_68 | LED RECESSED DOWNLIGHTS | 0.04185% | 0 | 1.1006 | Commercial_2022_Technical_MW_Before Competition Groups_LED RECESSED DOWNLIGHTS
Commercial | Com ¦ High Efficiency Small Instantaneous Water Heater | 2022 | Technical | MW | Before Competition Groups | 1.0966 | 0 | 0 | 2629.9579 | 0.00041696 | 69 | Commercial_2022_Technical_MW_Before Competition Groups_69 | High Efficiency Small Instantaneous Water Heater | 0.0417% | 0 | 1.0966 | Commercial_2022_Technical_MW_Before Competition Groups_High Efficiency Small Instantaneous Water Heater
Commercial | Com ¦ ENERGY STAR Dishwasher | 2022 | Technical | MW | Before Competition Groups | 1.0794 | 0 | 0 | 2629.9579 | 0.00041043 | 70 | Commercial_2022_Technical_MW_Before Competition Groups_70 | ENERGY STAR Dishwasher | 0.04104% | 0 | 1.0794 | Commercial_2022_Technical_MW_Before Competition Groups_ENERGY STAR Dishwasher
Commercial | Com ¦ Wall Insulation | 2022 | Technical | MW | Before Competition Groups | 0.76874 | 0 | 0 | 2629.9579 | 0.0002923 | 71 | Commercial_2022_Technical_MW_Before Competition Groups_71 | Wall Insulation | 0.02923% | 0 | 0.76874 | Commercial_2022_Technical_MW_Before Competition Groups_Wall Insulation
Commercial | Com ¦ Solar Preheat Make up Air | 2022 | Technical | MW | Before Competition Groups | 0.75914 | 0 | 0 | 2629.9579 | 0.00028865 | 72 | Commercial_2022_Technical_MW_Before Competition Groups_72 | Solar Preheat Make up Air | 0.02887% | 0 | 0.75914 | Commercial_2022_Technical_MW_Before Competition Groups_Solar Preheat Make up Air
Commercial | Com ¦ ENERGY STAR Fryer (84% eff) | 2022 | Technical | MW | Before Competition Groups | 0.75723 | 0 | 0 | 2629.9579 | 0.00028792 | 73 | Commercial_2022_Technical_MW_Before Competition Groups_73 | ENERGY STAR Fryer (84% eff) | 0.02879% | 0 | 0.75723 | Commercial_2022_Technical_MW_Before Competition Groups_ENERGY STAR Fryer (84% eff)
Commercial | Com ¦ Ozone Laundry Treatment | 2022 | Technical | MW | Before Competition Groups | 0.73975 | 0 | 0 | 2629.9579 | 0.00028128 | 74 | Commercial_2022_Technical_MW_Before Competition Groups_74 | Ozone Laundry Treatment | 0.02813% | 0 | 0.73975 | Commercial_2022_Technical_MW_Before Competition Groups_Ozone Laundry Treatment
Commercial | Com ¦ Room AC (w/ louvered sides) 14 SEER from 12 SEER code | 2022 | Technical | MW | Before Competition Groups | 0.69746 | 0 | 0 | 2629.9579 | 0.0002652 | 75 | Commercial_2022_Technical_MW_Before Competition Groups_75 | Room AC (w/ louvered sides) 14 SEER from 12 SEER code | 0.02652% | 0 | 0.69746 | Commercial_2022_Technical_MW_Before Competition Groups_Room AC (w/ louvered sides) 14 SEER from 12 SEER code
Commercial | Com ¦ Efficient compressor motor | 2022 | Technical | MW | Before Competition Groups | 0.5778 | 0 | 0 | 2629.9579 | 0.0002197 | 76 | Commercial_2022_Technical_MW_Before Competition Groups_76 | Efficient compressor motor | 0.02197% | 0 | 0.5778 | Commercial_2022_Technical_MW_Before Competition Groups_Efficient compressor motor
Commercial | Com ¦ SYNCHRONOUS BELT | 2022 | Technical | MW | Before Competition Groups | 0.54563 | 0 | 0 | 2629.9579 | 0.00020747 | 77 | Commercial_2022_Technical_MW_Before Competition Groups_77 | SYNCHRONOUS BELT | 0.02075% | 0 | 0.54563 | Commercial_2022_Technical_MW_Before Competition Groups_SYNCHRONOUS BELT
Commercial | Com ¦ ENERGY STAR Steam Cookers | 2022 | Technical | MW | Before Competition Groups | 0.49376 | 0 | 0 | 2629.9579 | 0.00018774 | 78 | Commercial_2022_Technical_MW_Before Competition Groups_78 | ENERGY STAR Steam Cookers | 0.01877% | 0 | 0.49376 | Commercial_2022_Technical_MW_Before Competition Groups_ENERGY STAR Steam Cookers
Commercial | Com ¦ Thermostat Setback | 2022 | Technical | MW | Before Competition Groups | 0.44614 | 0 | 0 | 2629.9579 | 0.00016964 | 79 | Commercial_2022_Technical_MW_Before Competition Groups_79 | Thermostat Setback | 0.01696% | 0 | 0.44614 | Commercial_2022_Technical_MW_Before Competition Groups_Thermostat Setback
Commercial | Com ¦ PTAC (12 EER/10,000 BTU) | 2022 | Technical | MW | Before Competition Groups | 0.30924 | 0 | 0 | 2629.9579 | 0.00011758 | 80 | Commercial_2022_Technical_MW_Before Competition Groups_80 | PTAC (12 EER/10,000 BTU) | 0.01176% | 0 | 0.30924 | Commercial_2022_Technical_MW_Before Competition Groups_PTAC (12 EER/10,000 BTU)
Commercial | Com ¦ ECM MOTORS FOR HVAC APPLICATION (FAN-POWERED VAV BOX) | 2022 | Technical | MW | Before Competition Groups | 0.29429 | 0 | 0 | 2629.9579 | 0.0001119 | 81 | Commercial_2022_Technical_MW_Before Competition Groups_81 | ECM MOTORS FOR HVAC APPLICATION (FAN-POWERED VAV BOX) | 0.01119% | 0 | 0.29429 | Commercial_2022_Technical_MW_Before Competition Groups_ECM MOTORS FOR HVAC APPLICATION (FAN-POWERED VAV BOX)
Commercial | Com ¦ Notched V belts for HVAC Systems | 2022 | Technical | MW | Before Competition Groups | 0.27282 | 0 | 0 | 2629.9579 | 0.00010373 | 82 | Commercial_2022_Technical_MW_Before Competition Groups_82 | Notched V belts for HVAC Systems | 0.01037% | 0 | 0.27282 | Commercial_2022_Technical_MW_Before Competition Groups_Notched V belts for HVAC Systems
Commercial | Com ¦ Auto Off Time Switch or Time Clock control | 2022 | Technical | MW | Before Competition Groups | 0.17774 | 0 | 0 | 2629.9579 | 6.7584e-05 | 83 | Commercial_2022_Technical_MW_Before Competition Groups_83 | Auto Off Time Switch or Time Clock control | 0.006758% | 0 | 0.17774 | Commercial_2022_Technical_MW_Before Competition Groups_Auto Off Time Switch or Time Clock control
Commercial | Com ¦ Demand controlled Circulating Systems | 2022 | Technical | MW | Before Competition Groups | 0.15723 | 0 | 0 | 2629.9579 | 5.9783e-05 | 84 | Commercial_2022_Technical_MW_Before Competition Groups_84 | Demand controlled Circulating Systems | 0.005978% | 0 | 0.15723 | Commercial_2022_Technical_MW_Before Competition Groups_Demand controlled Circulating Systems
Commercial | Com ¦ HVAC Optimization | 2022 | Technical | MW | Before Competition Groups | 0.1572 | 0 | 0 | 2629.9579 | 5.9775e-05 | 85 | Commercial_2022_Technical_MW_Before Competition Groups_85 | HVAC Optimization | 0.005977% | 0 | 0.1572 | Commercial_2022_Technical_MW_Before Competition Groups_HVAC Optimization
Commercial | Com ¦ Solar Water Preheat (Pools/DHW) | 2022 | Technical | MW | Before Competition Groups | 0.14502 | 0 | 0 | 2629.9579 | 5.5143e-05 | 86 | Commercial_2022_Technical_MW_Before Competition Groups_86 | Solar Water Preheat (Pools/DHW) | 0.005514% | 0 | 0.14502 | Commercial_2022_Technical_MW_Before Competition Groups_Solar Water Preheat (Pools/DHW)
Commercial | COM ¦ Ductless Mini-Split Heat Pumps | 2022 | Technical | MW | Before Competition Groups | 0.14299 | 0 | 0 | 2629.9579 | 5.4368e-05 | 87 | Commercial_2022_Technical_MW_Before Competition Groups_87 | Ductless Mini-Split Heat Pumps | 0.005437% | 0 | 0.14299 | Commercial_2022_Technical_MW_Before Competition Groups_Ductless Mini-Split Heat Pumps
Commercial | Com ¦ Heat Pump Water Heater (50 Gallons) | 2022 | Technical | MW | Before Competition Groups | 0.14222 | 0 | 0 | 2629.9579 | 5.4077e-05 | 88 | Commercial_2022_Technical_MW_Before Competition Groups_88 | Heat Pump Water Heater (50 Gallons) | 0.005408% | 0 | 0.14222 | Commercial_2022_Technical_MW_Before Competition Groups_Heat Pump Water Heater (50 Gallons)
Commercial | Com ¦ High Efficiency Chiller (avg of water and air cooled) | 2022 | Technical | MW | Before Competition Groups | 0.13947 | 0 | 0 | 2629.9579 | 5.3031e-05 | 89 | Commercial_2022_Technical_MW_Before Competition Groups_89 | High Efficiency Chiller (avg of water and air cooled) | 0.005303% | 0 | 0.13947 | Commercial_2022_Technical_MW_Before Competition Groups_High Efficiency Chiller (avg of water and air cooled)
Commercial | Com ¦ Commercial Hot Food Holding Cabinets | 2022 | Technical | MW | Before Competition Groups | 0.11575 | 0 | 0 | 2629.9579 | 4.401e-05 | 90 | Commercial_2022_Technical_MW_Before Competition Groups_90 | Commercial Hot Food Holding Cabinets | 0.004401% | 0 | 0.11575 | Commercial_2022_Technical_MW_Before Competition Groups_Commercial Hot Food Holding Cabinets
Commercial | Com ¦ CEE Tier 2/Energy Star Clothes Washers | 2022 | Technical | MW | Before Competition Groups | 0.08333 | 0 | 0 | 2629.9579 | 3.1685e-05 | 91 | Commercial_2022_Technical_MW_Before Competition Groups_91 | CEE Tier 2/Energy Star Clothes Washers | 0.003169% | 0 | 0.08333 | Commercial_2022_Technical_MW_Before Competition Groups_CEE Tier 2/Energy Star Clothes Washers
Commercial | Com ¦ Low Flow Pre-Rinse Spray Nozzle | 2022 | Technical | MW | Before Competition Groups | 0.068009 | 0 | 0 | 2629.9579 | 2.5859e-05 | 92 | Commercial_2022_Technical_MW_Before Competition Groups_92 | Low Flow Pre-Rinse Spray Nozzle | 0.002586% | 0 | 0.068009 | Commercial_2022_Technical_MW_Before Competition Groups_Low Flow Pre-Rinse Spray Nozzle
Commercial | Com ¦ Solar Electric Water Heater (50 Gallon) | 2022 | Technical | MW | Before Competition Groups | 0.059136 | 0 | 0 | 2629.9579 | 2.2485e-05 | 93 | Commercial_2022_Technical_MW_Before Competition Groups_93 | Solar Electric Water Heater (50 Gallon) | 0.002249% | 0 | 0.059136 | Commercial_2022_Technical_MW_Before Competition Groups_Solar Electric Water Heater (50 Gallon)
Commercial | Com ¦ Condensing Unit Heaters or other Efficient Unit Heating System | 2022 | Technical | MW | Before Competition Groups | 0.054758 | 0 | 0 | 2629.9579 | 2.0821e-05 | 94 | Commercial_2022_Technical_MW_Before Competition Groups_94 | Condensing Unit Heaters or other Efficient Unit Heating System | 0.002082% | 0 | 0.054758 | Commercial_2022_Technical_MW_Before Competition Groups_Condensing Unit Heaters or other Efficient Unit Heating System
Commercial | Com ¦ EC Plug Fan for Data Center (under cabinet) | 2022 | Technical | MW | Before Competition Groups | 0.021249 | 0 | 0 | 2629.9579 | 8.0797e-06 | 95 | Commercial_2022_Technical_MW_Before Competition Groups_95 | EC Plug Fan for Data Center (under cabinet) | 0.000808% | 0 | 0.021249 | Commercial_2022_Technical_MW_Before Competition Groups_EC Plug Fan for Data Center (under cabinet)
Commercial | Com ¦ Exterior Photocell | 2022 | Technical | MW | Before Competition Groups | 0.017813 | 0 | 0 | 2629.9579 | 6.7731e-06 | 96 | Commercial_2022_Technical_MW_Before Competition Groups_96 | Exterior Photocell | 0.0006773% | 0 | 0.017813 | Commercial_2022_Technical_MW_Before Competition Groups_Exterior Photocell
Commercial | Com ¦ VSD Air Compressor | 2022 | Technical | MW | Before Competition Groups | 0.012495 | 0 | 0 | 2629.9579 | 4.7511e-06 | 97 | Commercial_2022_Technical_MW_Before Competition Groups_97 | VSD Air Compressor | 0.0004751% | 0 | 0.012495 | Commercial_2022_Technical_MW_Before Competition Groups_VSD Air Compressor
Commercial | Com ¦ eCube | 2022 | Technical | MW | Before Competition Groups | 0.0095284 | 0 | 0 | 2629.9579 | 3.623e-06 | 98 | Commercial_2022_Technical_MW_Before Competition Groups_98 | eCube | 0.0003623% | 0 | 0.0095284 | Commercial_2022_Technical_MW_Before Competition Groups_eCube
Commercial | Com ¦ Air Curtains | 2022 | Technical | MW | Before Competition Groups | 0.0063148 | 0 | 0 | 2629.9579 | 2.4011e-06 | 99 | Commercial_2022_Technical_MW_Before Competition Groups_99 | Air Curtains | 0.0002401% | 0 | 0.0063148 | Commercial_2022_Technical_MW_Before Competition Groups_Air Curtains
Commercial | Com ¦ High Efficiency Induction Cooking | 2022 | Technical | MW | Before Competition Groups | 0.0010151 | 0 | 0 | 2629.9579 | 3.8599e-07 | 100 | Commercial_2022_Technical_MW_Before Competition Groups_100 | High Efficiency Induction Cooking | 3.86e-05% | 0 | 0.0010151 | Commercial_2022_Technical_MW_Before Competition Groups_High Efficiency Induction Cooking
Commercial | Com ¦ Electric Convection Combination Ovens | 2022 | Technical | MW | Before Competition Groups | 0.00015531 | 0 | 0 | 2629.9579 | 5.9055e-08 | 101 | Commercial_2022_Technical_MW_Before Competition Groups_101 | Electric Convection Combination Ovens | 5.905e-06% | 0 | 0.00015531 | Commercial_2022_Technical_MW_Before Competition Groups_Electric Convection Combination Ovens
Commercial | Com ¦ Building Recommissioning, Operations and Maintenance (O&M) Improvements | 2023 | Economic | MW | Before Competition Groups | 285.5777 | 0 | 0 | 1763.74 | 0.16192 | 1 | Commercial_2023_Economic_MW_Before Competition Groups_1 | Building Recommissioning, Operations and Maintenance (O&M) Improvements | 16.19% | 0 | 285.5777 | Commercial_2023_Economic_MW_Before Competition Groups_Building Recommissioning, Operations and Maintenance (O&M) Improvements
Commercial | Com ¦ Education and Capacity Building/Energy Behavior | 2023 | Economic | MW | Before Competition Groups | 253.8437 | 0 | 0 | 1763.74 | 0.14392 | 2 | Commercial_2023_Economic_MW_Before Competition Groups_2 | Education and Capacity Building/Energy Behavior | 14.39% | 0 | 253.8437 | Commercial_2023_Economic_MW_Before Competition Groups_Education and Capacity Building/Energy Behavior
Commercial | Com ¦ LED Low/High Bay | 2023 | Economic | MW | Before Competition Groups | 159.9107 | 0 | 0 | 1763.74 | 0.090666 | 3 | Commercial_2023_Economic_MW_Before Competition Groups_3 | LED Low/High Bay | 9.067% | 0 | 159.9107 | Commercial_2023_Economic_MW_Before Competition Groups_LED Low/High Bay
Commercial | Com ¦ LED Troffer/Surface/Suspended | 2023 | Economic | MW | Before Competition Groups | 145.0439 | 0 | 0 | 1763.74 | 0.082237 | 4 | Commercial_2023_Economic_MW_Before Competition Groups_4 | LED Troffer/Surface/Suspended | 8.224% | 0 | 145.0439 | Commercial_2023_Economic_MW_Before Competition Groups_LED Troffer/Surface/Suspended
Commercial | Com ¦ ENERGY STAR LED LAMPS (REFLECTOR LAMPs/MR16/PAR 16) | 2023 | Economic | MW | Before Competition Groups | 116.2912 | 0 | 0 | 1763.74 | 0.065934 | 5 | Commercial_2023_Economic_MW_Before Competition Groups_5 | ENERGY STAR LED LAMPS (REFLECTOR LAMPs/MR16/PAR 16) | 6.593% | 0 | 116.2912 | Commercial_2023_Economic_MW_Before Competition Groups_ENERGY STAR LED LAMPS (REFLECTOR LAMPs/MR16/PAR 16)
Commercial | Com ¦ Advanced BAS/Controllers | 2023 | Economic | MW | Before Competition Groups | 92.2777 | 0 | 0 | 1763.74 | 0.052319 | 6 | Commercial_2023_Economic_MW_Before Competition Groups_6 | Advanced BAS/Controllers | 5.232% | 0 | 92.2777 | Commercial_2023_Economic_MW_Before Competition Groups_Advanced BAS/Controllers
Commercial | Com ¦ High Efficiency Air Source Heat Pump | 2023 | Economic | MW | Before Competition Groups | 78.2288 | 0 | 0 | 1763.74 | 0.044354 | 7 | Commercial_2023_Economic_MW_Before Competition Groups_7 | High Efficiency Air Source Heat Pump | 4.435% | 0 | 78.2288 | Commercial_2023_Economic_MW_Before Competition Groups_High Efficiency Air Source Heat Pump
Commercial | Com ¦ Unitary Air-Conditioning Unit | 2023 | Economic | MW | Before Competition Groups | 52.2104 | 0 | 0 | 1763.74 | 0.029602 | 8 | Commercial_2023_Economic_MW_Before Competition Groups_8 | Unitary Air-Conditioning Unit | 2.96% | 0 | 52.2104 | Commercial_2023_Economic_MW_Before Competition Groups_Unitary Air-Conditioning Unit
Commercial | Com ¦ LLLC - Low Impact Application | 2023 | Economic | MW | Before Competition Groups | 49.3967 | 0 | 0 | 1763.74 | 0.028007 | 9 | Commercial_2023_Economic_MW_Before Competition Groups_9 | LLLC - Low Impact Application | 2.801% | 0 | 49.3967 | Commercial_2023_Economic_MW_Before Competition Groups_LLLC - Low Impact Application
Commercial | Com ¦ Adaptive Thermostats | 2023 | Economic | MW | Before Competition Groups | 39.5887 | 0 | 0 | 1763.74 | 0.022446 | 10 | Commercial_2023_Economic_MW_Before Competition Groups_10 | Adaptive Thermostats | 2.245% | 0 | 39.5887 | Commercial_2023_Economic_MW_Before Competition Groups_Adaptive Thermostats
Commercial | Com ¦ LED Replacement Lamp (Tube) | 2023 | Economic | MW | Before Competition Groups | 38.5312 | 0 | 0 | 1763.74 | 0.021846 | 11 | Commercial_2023_Economic_MW_Before Competition Groups_11 | LED Replacement Lamp (Tube) | 2.185% | 0 | 38.5312 | Commercial_2023_Economic_MW_Before Competition Groups_LED Replacement Lamp (Tube)
Commercial | Com ¦ Furnace Tune-Up | 2023 | Economic | MW | Before Competition Groups | 34.1025 | 0 | 0 | 1763.74 | 0.019335 | 12 | Commercial_2023_Economic_MW_Before Competition Groups_12 | Furnace Tune-Up | 1.934% | 0 | 34.1025 | Commercial_2023_Economic_MW_Before Competition Groups_Furnace Tune-Up
Commercial | Com ¦ LLLC - High Impact Application | 2023 | Economic | MW | Before Competition Groups | 33.8309 | 0 | 0 | 1763.74 | 0.019181 | 13 | Commercial_2023_Economic_MW_Before Competition Groups_13 | LLLC - High Impact Application | 1.918% | 0 | 33.8309 | Commercial_2023_Economic_MW_Before Competition Groups_LLLC - High Impact Application
Commercial | Com ¦ Strip Curtains | 2023 | Economic | MW | Before Competition Groups | 29.8431 | 0 | 0 | 1763.74 | 0.01692 | 14 | Commercial_2023_Economic_MW_Before Competition Groups_14 | Strip Curtains | 1.692% | 0 | 29.8431 | Commercial_2023_Economic_MW_Before Competition Groups_Strip Curtains
Commercial | Com ¦ Data Center Storage/Server Virtualization | 2023 | Economic | MW | Before Competition Groups | 28.8393 | 0 | 0 | 1763.74 | 0.016351 | 15 | Commercial_2023_Economic_MW_Before Competition Groups_15 | Data Center Storage/Server Virtualization | 1.635% | 0 | 28.8393 | Commercial_2023_Economic_MW_Before Competition Groups_Data Center Storage/Server Virtualization
Commercial | Com ¦ Demand Control Ventilation | 2023 | Economic | MW | Before Competition Groups | 26.2364 | 0 | 0 | 1763.74 | 0.014875 | 16 | Commercial_2023_Economic_MW_Before Competition Groups_16 | Demand Control Ventilation | 1.488% | 0 | 26.2364 | Commercial_2023_Economic_MW_Before Competition Groups_Demand Control Ventilation
Commercial | Com ¦ Variable Frequency Drive (VFD) | 2023 | Economic | MW | Before Competition Groups | 23.736 | 0 | 0 | 1763.74 | 0.013458 | 17 | Commercial_2023_Economic_MW_Before Competition Groups_17 | Variable Frequency Drive (VFD) | 1.346% | 0 | 23.736 | Commercial_2023_Economic_MW_Before Competition Groups_Variable Frequency Drive (VFD)
Commercial | Com ¦ VFD on Pumps | 2023 | Economic | MW | Before Competition Groups | 22.214 | 0 | 0 | 1763.74 | 0.012595 | 18 | Commercial_2023_Economic_MW_Before Competition Groups_18 | VFD on Pumps | 1.259% | 0 | 22.214 | Commercial_2023_Economic_MW_Before Competition Groups_VFD on Pumps
Commercial | Com ¦ LED or Equivalent Sign Lighting | 2023 | Economic | MW | Before Competition Groups | 22.1657 | 0 | 0 | 1763.74 | 0.012567 | 19 | Commercial_2023_Economic_MW_Before Competition Groups_19 | LED or Equivalent Sign Lighting | 1.257% | 0 | 22.1657 | Commercial_2023_Economic_MW_Before Competition Groups_LED or Equivalent Sign Lighting
Commercial | Com ¦ Centrally controlled desktop PC/NETWORK PC POWER MANAGEMENT SOFTWARE | 2023 | Economic | MW | Before Competition Groups | 20.3781 | 0 | 0 | 1763.74 | 0.011554 | 20 | Commercial_2023_Economic_MW_Before Competition Groups_20 | Centrally controlled desktop PC/NETWORK PC POWER MANAGEMENT SOFTWARE | 1.155% | 0 | 20.3781 | Commercial_2023_Economic_MW_Before Competition Groups_Centrally controlled desktop PC/NETWORK PC POWER MANAGEMENT SOFTWARE
Commercial | Com ¦ Air Handler with Dedicated Outdoor Air Systems | 2023 | Economic | MW | Before Competition Groups | 18.1162 | 0 | 0 | 1763.74 | 0.010271 | 21 | Commercial_2023_Economic_MW_Before Competition Groups_21 | Air Handler with Dedicated Outdoor Air Systems | 1.027% | 0 | 18.1162 | Commercial_2023_Economic_MW_Before Competition Groups_Air Handler with Dedicated Outdoor Air Systems
Commercial | Com ¦ Refrigerated Display Case LED | 2023 | Economic | MW | Before Competition Groups | 17.6135 | 0 | 0 | 1763.74 | 0.0099865 | 22 | Commercial_2023_Economic_MW_Before Competition Groups_22 | Refrigerated Display Case LED | 0.9986% | 0 | 17.6135 | Commercial_2023_Economic_MW_Before Competition Groups_Refrigerated Display Case LED
Commercial | Com ¦ Reach-in Shaded Pole to ECM/PSC Evaporator Fan Motor | 2023 | Economic | MW | Before Competition Groups | 15.0099 | 0 | 0 | 1763.74 | 0.0085103 | 23 | Commercial_2023_Economic_MW_Before Competition Groups_23 | Reach-in Shaded Pole to ECM/PSC Evaporator Fan Motor | 0.851% | 0 | 15.0099 | Commercial_2023_Economic_MW_Before Competition Groups_Reach-in Shaded Pole to ECM/PSC Evaporator Fan Motor
Commercial | Com ¦ ENERGY STAR LED LAMPS (General Service Lamps) | 2023 | Economic | MW | Before Competition Groups | 14.8276 | 0 | 0 | 1763.74 | 0.0084069 | 24 | Commercial_2023_Economic_MW_Before Competition Groups_24 | ENERGY STAR LED LAMPS (General Service Lamps) | 0.8407% | 0 | 14.8276 | Commercial_2023_Economic_MW_Before Competition Groups_ENERGY STAR LED LAMPS (General Service Lamps)
Commercial | Com ¦ Chilled Water Optimization | 2023 | Economic | MW | Before Competition Groups | 12.5182 | 0 | 0 | 1763.74 | 0.0070975 | 25 | Commercial_2023_Economic_MW_Before Competition Groups_25 | Chilled Water Optimization | 0.7098% | 0 | 12.5182 | Commercial_2023_Economic_MW_Before Competition Groups_Chilled Water Optimization
Commercial | Com ¦ ECM MOTORS FOR EVAPORATOR FANS for refrigeration (WALK-IN) | 2023 | Economic | MW | Before Competition Groups | 12.3475 | 0 | 0 | 1763.74 | 0.0070007 | 26 | Commercial_2023_Economic_MW_Before Competition Groups_26 | ECM MOTORS FOR EVAPORATOR FANS for refrigeration (WALK-IN) | 0.7001% | 0 | 12.3475 | Commercial_2023_Economic_MW_Before Competition Groups_ECM MOTORS FOR EVAPORATOR FANS for refrigeration (WALK-IN)
Commercial | Com ¦ Refrigerated Display Case Doors | 2023 | Economic | MW | Before Competition Groups | 10.9572 | 0 | 0 | 1763.74 | 0.0062125 | 27 | Commercial_2023_Economic_MW_Before Competition Groups_27 | Refrigerated Display Case Doors | 0.6212% | 0 | 10.9572 | Commercial_2023_Economic_MW_Before Competition Groups_Refrigerated Display Case Doors
Commercial | Com ¦ Freezer Case Light Sensor | 2023 | Economic | MW | Before Competition Groups | 10.6832 | 0 | 0 | 1763.74 | 0.0060571 | 28 | Commercial_2023_Economic_MW_Before Competition Groups_28 | Freezer Case Light Sensor | 0.6057% | 0 | 10.6832 | Commercial_2023_Economic_MW_Before Competition Groups_Freezer Case Light Sensor
Commercial | Com ¦ Evaporator Fan Controls | 2023 | Economic | MW | Before Competition Groups | 10.4081 | 0 | 0 | 1763.74 | 0.0059012 | 29 | Commercial_2023_Economic_MW_Before Competition Groups_29 | Evaporator Fan Controls | 0.5901% | 0 | 10.4081 | Commercial_2023_Economic_MW_Before Competition Groups_Evaporator Fan Controls
Commercial | Com ¦ Occupancy Sensors | 2023 | Economic | MW | Before Competition Groups | 9.5618 | 0 | 0 | 1763.74 | 0.0054213 | 30 | Commercial_2023_Economic_MW_Before Competition Groups_30 | Occupancy Sensors | 0.5421% | 0 | 9.5618 | Commercial_2023_Economic_MW_Before Competition Groups_Occupancy Sensors
Commercial | Com ¦ Demand Control Kitchen Ventilation | 2023 | Economic | MW | Before Competition Groups | 8.1897 | 0 | 0 | 1763.74 | 0.0046434 | 31 | Commercial_2023_Economic_MW_Before Competition Groups_31 | Demand Control Kitchen Ventilation | 0.4643% | 0 | 8.1897 | Commercial_2023_Economic_MW_Before Competition Groups_Demand Control Kitchen Ventilation
Commercial | Com ¦ Duct Insulation, R8 | 2023 | Economic | MW | Before Competition Groups | 6.2604 | 0 | 0 | 1763.74 | 0.0035495 | 32 | Commercial_2023_Economic_MW_Before Competition Groups_32 | Duct Insulation, R8 | 0.3549% | 0 | 6.2604 | Commercial_2023_Economic_MW_Before Competition Groups_Duct Insulation, R8
Commercial | Com ¦ LED EXTERIOR AREA LIGHTS - LED fixture (200W) | 2023 | Economic | MW | Before Competition Groups | 5.776 | 0 | 0 | 1763.74 | 0.0032748 | 33 | Commercial_2023_Economic_MW_Before Competition Groups_33 | LED EXTERIOR AREA LIGHTS - LED fixture (200W) | 0.3275% | 0 | 5.776 | Commercial_2023_Economic_MW_Before Competition Groups_LED EXTERIOR AREA LIGHTS - LED fixture (200W)
Commercial | Com ¦ LED parking lot fixture | 2023 | Economic | MW | Before Competition Groups | 5.6409 | 0 | 0 | 1763.74 | 0.0031983 | 34 | Commercial_2023_Economic_MW_Before Competition Groups_34 | LED parking lot fixture | 0.3198% | 0 | 5.6409 | Commercial_2023_Economic_MW_Before Competition Groups_LED parking lot fixture
Commercial | Com ¦ Water Source Heat Pump (4 ton) | 2023 | Economic | MW | Before Competition Groups | 4.2963 | 0 | 0 | 1763.74 | 0.0024359 | 35 | Commercial_2023_Economic_MW_Before Competition Groups_35 | Water Source Heat Pump (4 ton) | 0.2436% | 0 | 4.2963 | Commercial_2023_Economic_MW_Before Competition Groups_Water Source Heat Pump (4 ton)
Commercial | Com ¦ Networked/Connected - Low Impact Application | 2023 | Economic | MW | Before Competition Groups | 4.1342 | 0 | 0 | 1763.74 | 0.002344 | 36 | Commercial_2023_Economic_MW_Before Competition Groups_36 | Networked/Connected - Low Impact Application | 0.2344% | 0 | 4.1342 | Commercial_2023_Economic_MW_Before Competition Groups_Networked/Connected - Low Impact Application
Commercial | Com ¦ Elec Storage WH 2.30 Et | 2023 | Economic | MW | Before Competition Groups | 4.0839 | 0 | 0 | 1763.74 | 0.0023155 | 37 | Commercial_2023_Economic_MW_Before Competition Groups_37 | Elec Storage WH 2.30 Et | 0.2315% | 0 | 4.0839 | Commercial_2023_Economic_MW_Before Competition Groups_Elec Storage WH 2.30 Et
Commercial | Com ¦ BEVERAGE VENDING MACHINE CONTROLS | 2023 | Economic | MW | Before Competition Groups | 4.0731 | 0 | 0 | 1763.74 | 0.0023093 | 38 | Commercial_2023_Economic_MW_Before Competition Groups_38 | BEVERAGE VENDING MACHINE CONTROLS | 0.2309% | 0 | 4.0731 | Commercial_2023_Economic_MW_Before Competition Groups_BEVERAGE VENDING MACHINE CONTROLS
Commercial | Com ¦ Temperature Adjustment in Commercial Freezers | 2023 | Economic | MW | Before Competition Groups | 3.8052 | 0 | 0 | 1763.74 | 0.0021574 | 39 | Commercial_2023_Economic_MW_Before Competition Groups_39 | Temperature Adjustment in Commercial Freezers | 0.2157% | 0 | 3.8052 | Commercial_2023_Economic_MW_Before Competition Groups_Temperature Adjustment in Commercial Freezers
Commercial | Com ¦ Networked/Connected - High Impact Application | 2023 | Economic | MW | Before Competition Groups | 3.4629 | 0 | 0 | 1763.74 | 0.0019634 | 40 | Commercial_2023_Economic_MW_Before Competition Groups_40 | Networked/Connected - High Impact Application | 0.1963% | 0 | 3.4629 | Commercial_2023_Economic_MW_Before Competition Groups_Networked/Connected - High Impact Application
Commercial | Com ¦ LED street light fixture | 2023 | Economic | MW | Before Competition Groups | 3.3411 | 0 | 0 | 1763.74 | 0.0018944 | 41 | Commercial_2023_Economic_MW_Before Competition Groups_41 | LED street light fixture | 0.1894% | 0 | 3.3411 | Commercial_2023_Economic_MW_Before Competition Groups_LED street light fixture
Commercial | Com ¦ ENERGY STAR Griddle (74% eff) | 2023 | Economic | MW | Before Competition Groups | 3.2094 | 0 | 0 | 1763.74 | 0.0018197 | 42 | Commercial_2023_Economic_MW_Before Competition Groups_42 | ENERGY STAR Griddle (74% eff) | 0.182% | 0 | 3.2094 | Commercial_2023_Economic_MW_Before Competition Groups_ENERGY STAR Griddle (74% eff)
Commercial | Com ¦ Vertical Night Covers | 2023 | Economic | MW | Before Competition Groups | 3.1467 | 0 | 0 | 1763.74 | 0.0017841 | 43 | Commercial_2023_Economic_MW_Before Competition Groups_43 | Vertical Night Covers | 0.1784% | 0 | 3.1467 | Commercial_2023_Economic_MW_Before Competition Groups_Vertical Night Covers
Commercial | Com ¦ Energy Efficient Laboratory Fume Hood | 2023 | Economic | MW | Before Competition Groups | 3.0766 | 0 | 0 | 1763.74 | 0.0017444 | 44 | Commercial_2023_Economic_MW_Before Competition Groups_44 | Energy Efficient Laboratory Fume Hood | 0.1744% | 0 | 3.0766 | Commercial_2023_Economic_MW_Before Competition Groups_Energy Efficient Laboratory Fume Hood
Commercial | Com ¦ CO Sensors for parking garage exhaust fans | 2023 | Economic | MW | Before Competition Groups | 3.0433 | 0 | 0 | 1763.74 | 0.0017255 | 45 | Commercial_2023_Economic_MW_Before Competition Groups_45 | CO Sensors for parking garage exhaust fans | 0.1725% | 0 | 3.0433 | Commercial_2023_Economic_MW_Before Competition Groups_CO Sensors for parking garage exhaust fans
Commercial | Com ¦ Water Heating (DHW) Pipe Insulation (Add 3/4\ Foam)" | 2023 | Economic | MW | Before Competition Groups | 2.4013 | 0 | 0 | 1763.74 | 0.0013615 | 46 | Commercial_2023_Economic_MW_Before Competition Groups_46 | Water Heating (DHW) Pipe Insulation (Add 3/4\ Foam)" | 0.1361% | 0 | 2.4013 | Commercial_2023_Economic_MW_Before Competition Groups_Water Heating (DHW) Pipe Insulation (Add 3/4\ Foam)"
Commercial | Com ¦ Outside Air Economizer | 2023 | Economic | MW | Before Competition Groups | 1.7868 | 0 | 0 | 1763.74 | 0.0010131 | 47 | Commercial_2023_Economic_MW_Before Competition Groups_47 | Outside Air Economizer | 0.1013% | 0 | 1.7868 | Commercial_2023_Economic_MW_Before Competition Groups_Outside Air Economizer
Commercial | Com ¦ Suction Pipe Insulation Freezer/Refrigerator | 2023 | Economic | MW | Before Competition Groups | 1.6354 | 0 | 0 | 1763.74 | 0.00092726 | 48 | Commercial_2023_Economic_MW_Before Competition Groups_48 | Suction Pipe Insulation Freezer/Refrigerator | 0.09273% | 0 | 1.6354 | Commercial_2023_Economic_MW_Before Competition Groups_Suction Pipe Insulation Freezer/Refrigerator
Commercial | Com ¦ Door Gasket Freezer/Refrigerator | 2023 | Economic | MW | Before Competition Groups | 1.5633 | 0 | 0 | 1763.74 | 0.00088635 | 49 | Commercial_2023_Economic_MW_Before Competition Groups_49 | Door Gasket Freezer/Refrigerator | 0.08863% | 0 | 1.5633 | Commercial_2023_Economic_MW_Before Competition Groups_Door Gasket Freezer/Refrigerator
Commercial | Com ¦ ENERGY STAR Dishwasher | 2023 | Economic | MW | Before Competition Groups | 1.1271 | 0 | 0 | 1763.74 | 0.00063906 | 50 | Commercial_2023_Economic_MW_Before Competition Groups_50 | ENERGY STAR Dishwasher | 0.06391% | 0 | 1.1271 | Commercial_2023_Economic_MW_Before Competition Groups_ENERGY STAR Dishwasher
Commercial | Com ¦ ENERGY STAR Fryer (84% eff) | 2023 | Economic | MW | Before Competition Groups | 0.91416 | 0 | 0 | 1763.74 | 0.00051831 | 51 | Commercial_2023_Economic_MW_Before Competition Groups_51 | ENERGY STAR Fryer (84% eff) | 0.05183% | 0 | 0.91416 | Commercial_2023_Economic_MW_Before Competition Groups_ENERGY STAR Fryer (84% eff)
Commercial | Com ¦ Ozone Laundry Treatment | 2023 | Economic | MW | Before Competition Groups | 0.74409 | 0 | 0 | 1763.74 | 0.00042188 | 52 | Commercial_2023_Economic_MW_Before Competition Groups_52 | Ozone Laundry Treatment | 0.04219% | 0 | 0.74409 | Commercial_2023_Economic_MW_Before Competition Groups_Ozone Laundry Treatment
Commercial | Com ¦ ENERGY STAR Steam Cookers | 2023 | Economic | MW | Before Competition Groups | 0.59663 | 0 | 0 | 1763.74 | 0.00033828 | 53 | Commercial_2023_Economic_MW_Before Competition Groups_53 | ENERGY STAR Steam Cookers | 0.03383% | 0 | 0.59663 | Commercial_2023_Economic_MW_Before Competition Groups_ENERGY STAR Steam Cookers
Commercial | Com ¦ Thermostat Setback | 2023 | Economic | MW | Before Competition Groups | 0.50532 | 0 | 0 | 1763.74 | 0.0002865 | 54 | Commercial_2023_Economic_MW_Before Competition Groups_54 | Thermostat Setback | 0.02865% | 0 | 0.50532 | Commercial_2023_Economic_MW_Before Competition Groups_Thermostat Setback
Commercial | Com ¦ High Efficiency Small Instantaneous Water Heater | 2023 | Economic | MW | Before Competition Groups | 0.41751 | 0 | 0 | 1763.74 | 0.00023672 | 55 | Commercial_2023_Economic_MW_Before Competition Groups_55 | High Efficiency Small Instantaneous Water Heater | 0.02367% | 0 | 0.41751 | Commercial_2023_Economic_MW_Before Competition Groups_High Efficiency Small Instantaneous Water Heater
Commercial | Com ¦ PTAC (12 EER/10,000 BTU) | 2023 | Economic | MW | Before Competition Groups | 0.35128 | 0 | 0 | 1763.74 | 0.00019917 | 56 | Commercial_2023_Economic_MW_Before Competition Groups_56 | PTAC (12 EER/10,000 BTU) | 0.01992% | 0 | 0.35128 | Commercial_2023_Economic_MW_Before Competition Groups_PTAC (12 EER/10,000 BTU)
Commercial | Com ¦ ECM MOTORS FOR HVAC APPLICATION (FAN-POWERED VAV BOX) | 2023 | Economic | MW | Before Competition Groups | 0.28646 | 0 | 0 | 1763.74 | 0.00016241 | 57 | Commercial_2023_Economic_MW_Before Competition Groups_57 | ECM MOTORS FOR HVAC APPLICATION (FAN-POWERED VAV BOX) | 0.01624% | 0 | 0.28646 | Commercial_2023_Economic_MW_Before Competition Groups_ECM MOTORS FOR HVAC APPLICATION (FAN-POWERED VAV BOX)
Commercial | Com ¦ Notched V belts for HVAC Systems | 2023 | Economic | MW | Before Competition Groups | 0.1971 | 0 | 0 | 1763.74 | 0.00011175 | 58 | Commercial_2023_Economic_MW_Before Competition Groups_58 | Notched V belts for HVAC Systems | 0.01118% | 0 | 0.1971 | Commercial_2023_Economic_MW_Before Competition Groups_Notched V belts for HVAC Systems
Commercial | Com ¦ Auto Off Time Switch or Time Clock control | 2023 | Economic | MW | Before Competition Groups | 0.17935 | 0 | 0 | 1763.74 | 0.00010169 | 59 | Commercial_2023_Economic_MW_Before Competition Groups_59 | Auto Off Time Switch or Time Clock control | 0.01017% | 0 | 0.17935 | Commercial_2023_Economic_MW_Before Competition Groups_Auto Off Time Switch or Time Clock control
Commercial | Com ¦ Solar Water Preheat (Pools/DHW) | 2023 | Economic | MW | Before Competition Groups | 0.17697 | 0 | 0 | 1763.74 | 0.00010034 | 60 | Commercial_2023_Economic_MW_Before Competition Groups_60 | Solar Water Preheat (Pools/DHW) | 0.01003% | 0 | 0.17697 | Commercial_2023_Economic_MW_Before Competition Groups_Solar Water Preheat (Pools/DHW)
Commercial | COM ¦ Ductless Mini-Split Heat Pumps | 2023 | Economic | MW | Before Competition Groups | 0.17349 | 0 | 0 | 1763.74 | 9.8366e-05 | 61 | Commercial_2023_Economic_MW_Before Competition Groups_61 | Ductless Mini-Split Heat Pumps | 0.009837% | 0 | 0.17349 | Commercial_2023_Economic_MW_Before Competition Groups_Ductless Mini-Split Heat Pumps
Commercial | Com ¦ Demand controlled Circulating Systems | 2023 | Economic | MW | Before Competition Groups | 0.15407 | 0 | 0 | 1763.74 | 8.7353e-05 | 62 | Commercial_2023_Economic_MW_Before Competition Groups_62 | Demand controlled Circulating Systems | 0.008735% | 0 | 0.15407 | Commercial_2023_Economic_MW_Before Competition Groups_Demand controlled Circulating Systems
Commercial | Com ¦ Condensing Make Up Air Unit | 2023 | Economic | MW | Before Competition Groups | 0.14967 | 0 | 0 | 1763.74 | 8.4859e-05 | 63 | Commercial_2023_Economic_MW_Before Competition Groups_63 | Condensing Make Up Air Unit | 0.008486% | 0 | 0.14967 | Commercial_2023_Economic_MW_Before Competition Groups_Condensing Make Up Air Unit
Commercial | Com ¦ CEE Tier 2/Energy Star Clothes Washers | 2023 | Economic | MW | Before Competition Groups | 0.09817 | 0 | 0 | 1763.74 | 5.566e-05 | 64 | Commercial_2023_Economic_MW_Before Competition Groups_64 | CEE Tier 2/Energy Star Clothes Washers | 0.005566% | 0 | 0.09817 | Commercial_2023_Economic_MW_Before Competition Groups_CEE Tier 2/Energy Star Clothes Washers
Commercial | Com ¦ HVAC Optimization | 2023 | Economic | MW | Before Competition Groups | 0.095859 | 0 | 0 | 1763.74 | 5.435e-05 | 65 | Commercial_2023_Economic_MW_Before Competition Groups_65 | HVAC Optimization | 0.005435% | 0 | 0.095859 | Commercial_2023_Economic_MW_Before Competition Groups_HVAC Optimization
Commercial | Com ¦ Low Flow Pre-Rinse Spray Nozzle | 2023 | Economic | MW | Before Competition Groups | 0.077446 | 0 | 0 | 1763.74 | 4.391e-05 | 66 | Commercial_2023_Economic_MW_Before Competition Groups_66 | Low Flow Pre-Rinse Spray Nozzle | 0.004391% | 0 | 0.077446 | Commercial_2023_Economic_MW_Before Competition Groups_Low Flow Pre-Rinse Spray Nozzle
Commercial | Com ¦ Wall Insulation | 2023 | Economic | MW | Before Competition Groups | 0.057507 | 0 | 0 | 1763.74 | 3.2605e-05 | 67 | Commercial_2023_Economic_MW_Before Competition Groups_67 | Wall Insulation | 0.003261% | 0 | 0.057507 | Commercial_2023_Economic_MW_Before Competition Groups_Wall Insulation
Commercial | Com ¦ Condensing Unit Heaters or other Efficient Unit Heating System | 2023 | Economic | MW | Before Competition Groups | 0.053658 | 0 | 0 | 1763.74 | 3.0423e-05 | 68 | Commercial_2023_Economic_MW_Before Competition Groups_68 | Condensing Unit Heaters or other Efficient Unit Heating System | 0.003042% | 0 | 0.053658 | Commercial_2023_Economic_MW_Before Competition Groups_Condensing Unit Heaters or other Efficient Unit Heating System
Commercial | Com ¦ Commercial Hot Food Holding Cabinets | 2023 | Economic | MW | Before Competition Groups | 0.05342 | 0 | 0 | 1763.74 | 3.0288e-05 | 69 | Commercial_2023_Economic_MW_Before Competition Groups_69 | Commercial Hot Food Holding Cabinets | 0.003029% | 0 | 0.05342 | Commercial_2023_Economic_MW_Before Competition Groups_Commercial Hot Food Holding Cabinets
Commercial | Com ¦ Room AC (w/ louvered sides) 14 SEER from 12 SEER code | 2023 | Economic | MW | Before Competition Groups | 0.044664 | 0 | 0 | 1763.74 | 2.5323e-05 | 70 | Commercial_2023_Economic_MW_Before Competition Groups_70 | Room AC (w/ louvered sides) 14 SEER from 12 SEER code | 0.002532% | 0 | 0.044664 | Commercial_2023_Economic_MW_Before Competition Groups_Room AC (w/ louvered sides) 14 SEER from 12 SEER code
Commercial | Com ¦ Energy Recovery Ventilation and Ventilation (Enhanced) | 2023 | Economic | MW | Before Competition Groups | 0.029484 | 0 | 0 | 1763.74 | 1.6717e-05 | 71 | Commercial_2023_Economic_MW_Before Competition Groups_71 | Energy Recovery Ventilation and Ventilation (Enhanced) | 0.001672% | 0 | 0.029484 | Commercial_2023_Economic_MW_Before Competition Groups_Energy Recovery Ventilation and Ventilation (Enhanced)
Commercial | Com ¦ VSD Air Compressor | 2023 | Economic | MW | Before Competition Groups | 0.015043 | 0 | 0 | 1763.74 | 8.5289e-06 | 72 | Commercial_2023_Economic_MW_Before Competition Groups_72 | VSD Air Compressor | 0.0008529% | 0 | 0.015043 | Commercial_2023_Economic_MW_Before Competition Groups_VSD Air Compressor
Commercial | Com ¦ High Efficiency Chiller (avg of water and air cooled) | 2023 | Economic | MW | Before Competition Groups | 0.014951 | 0 | 0 | 1763.74 | 8.477e-06 | 73 | Commercial_2023_Economic_MW_Before Competition Groups_73 | High Efficiency Chiller (avg of water and air cooled) | 0.0008477% | 0 | 0.014951 | Commercial_2023_Economic_MW_Before Competition Groups_High Efficiency Chiller (avg of water and air cooled)
Commercial | Com ¦ Air Curtains | 2023 | Economic | MW | Before Competition Groups | 0.0064064 | 0 | 0 | 1763.74 | 3.6323e-06 | 74 | Commercial_2023_Economic_MW_Before Competition Groups_74 | Air Curtains | 0.0003632% | 0 | 0.0064064 | Commercial_2023_Economic_MW_Before Competition Groups_Air Curtains
Commercial | Com ¦ EC Plug Fan for Data Center (under cabinet) | 2023 | Economic | MW | Before Competition Groups | 0.0033807 | 0 | 0 | 1763.74 | 1.9168e-06 | 75 | Commercial_2023_Economic_MW_Before Competition Groups_75 | EC Plug Fan for Data Center (under cabinet) | 0.0001917% | 0 | 0.0033807 | Commercial_2023_Economic_MW_Before Competition Groups_EC Plug Fan for Data Center (under cabinet)
Commercial | Com ¦ Electric Convection Combination Ovens | 2023 | Economic | MW | Before Competition Groups | 0.00018772 | 0 | 0 | 1763.74 | 1.0643e-07 | 76 | Commercial_2023_Economic_MW_Before Competition Groups_76 | Electric Convection Combination Ovens | 1.064e-05% | 0 | 0.00018772 | Commercial_2023_Economic_MW_Before Competition Groups_Electric Convection Combination Ovens
Commercial | Com ¦ Efficient compressor motor | 2023 | Economic | MW | Before Competition Groups | 0 | 0 | 0 | 1763.74 | 0 | 77 | Commercial_2023_Economic_MW_Before Competition Groups_77 | Efficient compressor motor | 0% | 0 | 0 | Commercial_2023_Economic_MW_Before Competition Groups_Efficient compressor motor
Commercial | Com ¦ Indoor Daylight Sensors/Photocell Dimming Control | 2023 | Economic | MW | Before Competition Groups | 0 | 0 | 0 | 1763.74 | 0 | 78 | Commercial_2023_Economic_MW_Before Competition Groups_78 | Indoor Daylight Sensors/Photocell Dimming Control | 0% | 0 | 0 | Commercial_2023_Economic_MW_Before Competition Groups_Indoor Daylight Sensors/Photocell Dimming Control
Commercial | Com ¦ LED RECESSED DOWNLIGHTS | 2023 | Economic | MW | Before Competition Groups | 0 | 0 | 0 | 1763.74 | 0 | 79 | Commercial_2023_Economic_MW_Before Competition Groups_79 | LED RECESSED DOWNLIGHTS | 0% | 0 | 0 | Commercial_2023_Economic_MW_Before Competition Groups_LED RECESSED DOWNLIGHTS
Commercial | Com ¦ Variable Refrigerant Flow Heat Pump | 2023 | Economic | MW | Before Competition Groups | 0 | 0 | 0 | 1763.74 | 0 | 80 | Commercial_2023_Economic_MW_Before Competition Groups_80 | Variable Refrigerant Flow Heat Pump | 0% | 0 | 0 | Commercial_2023_Economic_MW_Before Competition Groups_Variable Refrigerant Flow Heat Pump
Commercial | Com ¦ ENERGY STAR LED LAMPS (REFLECTOR LAMPs/MR16/PAR 16) | 2023 | SC A | MW | Before Competition Groups | 68.3333 | 0 | 0 | 338.9545 | 0.2016 | 1 | Commercial_2023_SC A_MW_Before Competition Groups_1 | ENERGY STAR LED LAMPS (REFLECTOR LAMPs/MR16/PAR 16) | 20.16% | 0 | 68.3333 | Commercial_2023_SC A_MW_Before Competition Groups_ENERGY STAR LED LAMPS (REFLECTOR LAMPs/MR16/PAR 16)
Commercial | Com ¦ LED Low/High Bay | 2023 | SC A | MW | Before Competition Groups | 35.6157 | 0 | 0 | 338.9545 | 0.10508 | 2 | Commercial_2023_SC A_MW_Before Competition Groups_2 | LED Low/High Bay | 10.51% | 0 | 35.6157 | Commercial_2023_SC A_MW_Before Competition Groups_LED Low/High Bay
Commercial | Com ¦ LED Troffer/Surface/Suspended | 2023 | SC A | MW | Before Competition Groups | 35.1274 | 0 | 0 | 338.9545 | 0.10363 | 3 | Commercial_2023_SC A_MW_Before Competition Groups_3 | LED Troffer/Surface/Suspended | 10.36% | 0 | 35.1274 | Commercial_2023_SC A_MW_Before Competition Groups_LED Troffer/Surface/Suspended
Commercial | Com ¦ LED Replacement Lamp (Tube) | 2023 | SC A | MW | Before Competition Groups | 29.6239 | 0 | 0 | 338.9545 | 0.087398 | 4 | Commercial_2023_SC A_MW_Before Competition Groups_4 | LED Replacement Lamp (Tube) | 8.74% | 0 | 29.6239 | Commercial_2023_SC A_MW_Before Competition Groups_LED Replacement Lamp (Tube)
Commercial | Com ¦ High Efficiency Air Source Heat Pump | 2023 | SC A | MW | Before Competition Groups | 21.6181 | 0 | 0 | 338.9545 | 0.063779 | 5 | Commercial_2023_SC A_MW_Before Competition Groups_5 | High Efficiency Air Source Heat Pump | 6.378% | 0 | 21.6181 | Commercial_2023_SC A_MW_Before Competition Groups_High Efficiency Air Source Heat Pump
Commercial | Com ¦ Building Recommissioning, Operations and Maintenance (O&M) Improvements | 2023 | SC A | MW | Before Competition Groups | 15.85 | 0 | 0 | 338.9545 | 0.046762 | 6 | Commercial_2023_SC A_MW_Before Competition Groups_6 | Building Recommissioning, Operations and Maintenance (O&M) Improvements | 4.676% | 0 | 15.85 | Commercial_2023_SC A_MW_Before Competition Groups_Building Recommissioning, Operations and Maintenance (O&M) Improvements
Commercial | Com ¦ Education and Capacity Building/Energy Behavior | 2023 | SC A | MW | Before Competition Groups | 14.2556 | 0 | 0 | 338.9545 | 0.042058 | 7 | Commercial_2023_SC A_MW_Before Competition Groups_7 | Education and Capacity Building/Energy Behavior | 4.206% | 0 | 14.2556 | Commercial_2023_SC A_MW_Before Competition Groups_Education and Capacity Building/Energy Behavior
Commercial | Com ¦ Data Center Storage/Server Virtualization | 2023 | SC A | MW | Before Competition Groups | 13.3701 | 0 | 0 | 338.9545 | 0.039445 | 8 | Commercial_2023_SC A_MW_Before Competition Groups_8 | Data Center Storage/Server Virtualization | 3.945% | 0 | 13.3701 | Commercial_2023_SC A_MW_Before Competition Groups_Data Center Storage/Server Virtualization
Commercial | Com ¦ ENERGY STAR LED LAMPS (General Service Lamps) | 2023 | SC A | MW | Before Competition Groups | 9.9809 | 0 | 0 | 338.9545 | 0.029446 | 9 | Commercial_2023_SC A_MW_Before Competition Groups_9 | ENERGY STAR LED LAMPS (General Service Lamps) | 2.945% | 0 | 9.9809 | Commercial_2023_SC A_MW_Before Competition Groups_ENERGY STAR LED LAMPS (General Service Lamps)
Commercial | Com ¦ Advanced BAS/Controllers | 2023 | SC A | MW | Before Competition Groups | 9.7264 | 0 | 0 | 338.9545 | 0.028695 | 10 | Commercial_2023_SC A_MW_Before Competition Groups_10 | Advanced BAS/Controllers | 2.87% | 0 | 9.7264 | Commercial_2023_SC A_MW_Before Competition Groups_Advanced BAS/Controllers
Commercial | Com ¦ LED or Equivalent Sign Lighting | 2023 | SC A | MW | Before Competition Groups | 9.2002 | 0 | 0 | 338.9545 | 0.027143 | 11 | Commercial_2023_SC A_MW_Before Competition Groups_11 | LED or Equivalent Sign Lighting | 2.714% | 0 | 9.2002 | Commercial_2023_SC A_MW_Before Competition Groups_LED or Equivalent Sign Lighting
Commercial | Com ¦ Reach-in Shaded Pole to ECM/PSC Evaporator Fan Motor | 2023 | SC A | MW | Before Competition Groups | 8.4664 | 0 | 0 | 338.9545 | 0.024978 | 12 | Commercial_2023_SC A_MW_Before Competition Groups_12 | Reach-in Shaded Pole to ECM/PSC Evaporator Fan Motor | 2.498% | 0 | 8.4664 | Commercial_2023_SC A_MW_Before Competition Groups_Reach-in Shaded Pole to ECM/PSC Evaporator Fan Motor
Commercial | Com ¦ Adaptive Thermostats | 2023 | SC A | MW | Before Competition Groups | 6.0951 | 0 | 0 | 338.9545 | 0.017982 | 13 | Commercial_2023_SC A_MW_Before Competition Groups_13 | Adaptive Thermostats | 1.798% | 0 | 6.0951 | Commercial_2023_SC A_MW_Before Competition Groups_Adaptive Thermostats
Commercial | Com ¦ Strip Curtains | 2023 | SC A | MW | Before Competition Groups | 5.8634 | 0 | 0 | 338.9545 | 0.017299 | 14 | Commercial_2023_SC A_MW_Before Competition Groups_14 | Strip Curtains | 1.73% | 0 | 5.8634 | Commercial_2023_SC A_MW_Before Competition Groups_Strip Curtains
Commercial | Com ¦ Furnace Tune-Up | 2023 | SC A | MW | Before Competition Groups | 4.4266 | 0 | 0 | 338.9545 | 0.01306 | 15 | Commercial_2023_SC A_MW_Before Competition Groups_15 | Furnace Tune-Up | 1.306% | 0 | 4.4266 | Commercial_2023_SC A_MW_Before Competition Groups_Furnace Tune-Up
Commercial | Com ¦ Chilled Water Optimization | 2023 | SC A | MW | Before Competition Groups | 4.1352 | 0 | 0 | 338.9545 | 0.0122 | 16 | Commercial_2023_SC A_MW_Before Competition Groups_16 | Chilled Water Optimization | 1.22% | 0 | 4.1352 | Commercial_2023_SC A_MW_Before Competition Groups_Chilled Water Optimization
Commercial | Com ¦ Unitary Air-Conditioning Unit | 2023 | SC A | MW | Before Competition Groups | 4.088 | 0 | 0 | 338.9545 | 0.012061 | 17 | Commercial_2023_SC A_MW_Before Competition Groups_17 | Unitary Air-Conditioning Unit | 1.206% | 0 | 4.088 | Commercial_2023_SC A_MW_Before Competition Groups_Unitary Air-Conditioning Unit
Commercial | Com ¦ Centrally controlled desktop PC/NETWORK PC POWER MANAGEMENT SOFTWARE | 2023 | SC A | MW | Before Competition Groups | 3.5942 | 0 | 0 | 338.9545 | 0.010604 | 18 | Commercial_2023_SC A_MW_Before Competition Groups_18 | Centrally controlled desktop PC/NETWORK PC POWER MANAGEMENT SOFTWARE | 1.06% | 0 | 3.5942 | Commercial_2023_SC A_MW_Before Competition Groups_Centrally controlled desktop PC/NETWORK PC POWER MANAGEMENT SOFTWARE
Commercial | Com ¦ Refrigerated Display Case Doors | 2023 | SC A | MW | Before Competition Groups | 3.4012 | 0 | 0 | 338.9545 | 0.010034 | 19 | Commercial_2023_SC A_MW_Before Competition Groups_19 | Refrigerated Display Case Doors | 1.003% | 0 | 3.4012 | Commercial_2023_SC A_MW_Before Competition Groups_Refrigerated Display Case Doors
Commercial | Com ¦ LED EXTERIOR AREA LIGHTS - LED fixture (200W) | 2023 | SC A | MW | Before Competition Groups | 3.2173 | 0 | 0 | 338.9545 | 0.0094918 | 20 | Commercial_2023_SC A_MW_Before Competition Groups_20 | LED EXTERIOR AREA LIGHTS - LED fixture (200W) | 0.9492% | 0 | 3.2173 | Commercial_2023_SC A_MW_Before Competition Groups_LED EXTERIOR AREA LIGHTS - LED fixture (200W)
Commercial | Com ¦ LED parking lot fixture | 2023 | SC A | MW | Before Competition Groups | 3.192 | 0 | 0 | 338.9545 | 0.0094172 | 21 | Commercial_2023_SC A_MW_Before Competition Groups_21 | LED parking lot fixture | 0.9417% | 0 | 3.192 | Commercial_2023_SC A_MW_Before Competition Groups_LED parking lot fixture
Commercial | Com ¦ Variable Frequency Drive (VFD) | 2023 | SC A | MW | Before Competition Groups | 3.1165 | 0 | 0 | 338.9545 | 0.0091943 | 22 | Commercial_2023_SC A_MW_Before Competition Groups_22 | Variable Frequency Drive (VFD) | 0.9194% | 0 | 3.1165 | Commercial_2023_SC A_MW_Before Competition Groups_Variable Frequency Drive (VFD)
Commercial | Com ¦ VFD on Pumps | 2023 | SC A | MW | Before Competition Groups | 2.8956 | 0 | 0 | 338.9545 | 0.0085426 | 23 | Commercial_2023_SC A_MW_Before Competition Groups_23 | VFD on Pumps | 0.8543% | 0 | 2.8956 | Commercial_2023_SC A_MW_Before Competition Groups_VFD on Pumps
Commercial | Com ¦ Demand Control Ventilation | 2023 | SC A | MW | Before Competition Groups | 2.8469 | 0 | 0 | 338.9545 | 0.0083989 | 24 | Commercial_2023_SC A_MW_Before Competition Groups_24 | Demand Control Ventilation | 0.8399% | 0 | 2.8469 | Commercial_2023_SC A_MW_Before Competition Groups_Demand Control Ventilation
Commercial | Com ¦ Refrigerated Display Case LED | 2023 | SC A | MW | Before Competition Groups | 2.6628 | 0 | 0 | 338.9545 | 0.0078558 | 25 | Commercial_2023_SC A_MW_Before Competition Groups_25 | Refrigerated Display Case LED | 0.7856% | 0 | 2.6628 | Commercial_2023_SC A_MW_Before Competition Groups_Refrigerated Display Case LED
Commercial | Com ¦ LED street light fixture | 2023 | SC A | MW | Before Competition Groups | 1.7938 | 0 | 0 | 338.9545 | 0.0052921 | 26 | Commercial_2023_SC A_MW_Before Competition Groups_26 | LED street light fixture | 0.5292% | 0 | 1.7938 | Commercial_2023_SC A_MW_Before Competition Groups_LED street light fixture
Commercial | Com ¦ ENERGY STAR Griddle (74% eff) | 2023 | SC A | MW | Before Competition Groups | 1.6849 | 0 | 0 | 338.9545 | 0.004971 | 27 | Commercial_2023_SC A_MW_Before Competition Groups_27 | ENERGY STAR Griddle (74% eff) | 0.4971% | 0 | 1.6849 | Commercial_2023_SC A_MW_Before Competition Groups_ENERGY STAR Griddle (74% eff)
Commercial | Com ¦ ECM MOTORS FOR EVAPORATOR FANS for refrigeration (WALK-IN) | 2023 | SC A | MW | Before Competition Groups | 1.5969 | 0 | 0 | 338.9545 | 0.0047113 | 28 | Commercial_2023_SC A_MW_Before Competition Groups_28 | ECM MOTORS FOR EVAPORATOR FANS for refrigeration (WALK-IN) | 0.4711% | 0 | 1.5969 | Commercial_2023_SC A_MW_Before Competition Groups_ECM MOTORS FOR EVAPORATOR FANS for refrigeration (WALK-IN)
Commercial | Com ¦ Air Handler with Dedicated Outdoor Air Systems | 2023 | SC A | MW | Before Competition Groups | 1.5544 | 0 | 0 | 338.9545 | 0.0045858 | 29 | Commercial_2023_SC A_MW_Before Competition Groups_29 | Air Handler with Dedicated Outdoor Air Systems | 0.4586% | 0 | 1.5544 | Commercial_2023_SC A_MW_Before Competition Groups_Air Handler with Dedicated Outdoor Air Systems
Commercial | Com ¦ Evaporator Fan Controls | 2023 | SC A | MW | Before Competition Groups | 1.3421 | 0 | 0 | 338.9545 | 0.0039595 | 30 | Commercial_2023_SC A_MW_Before Competition Groups_30 | Evaporator Fan Controls | 0.3959% | 0 | 1.3421 | Commercial_2023_SC A_MW_Before Competition Groups_Evaporator Fan Controls
Commercial | Com ¦ Demand Control Kitchen Ventilation | 2023 | SC A | MW | Before Competition Groups | 1.1484 | 0 | 0 | 338.9545 | 0.003388 | 31 | Commercial_2023_SC A_MW_Before Competition Groups_31 | Demand Control Kitchen Ventilation | 0.3388% | 0 | 1.1484 | Commercial_2023_SC A_MW_Before Competition Groups_Demand Control Kitchen Ventilation
Commercial | Com ¦ Freezer Case Light Sensor | 2023 | SC A | MW | Before Competition Groups | 1.1482 | 0 | 0 | 338.9545 | 0.0033875 | 32 | Commercial_2023_SC A_MW_Before Competition Groups_32 | Freezer Case Light Sensor | 0.3388% | 0 | 1.1482 | Commercial_2023_SC A_MW_Before Competition Groups_Freezer Case Light Sensor
Commercial | Com ¦ Occupancy Sensors | 2023 | SC A | MW | Before Competition Groups | 1.0681 | 0 | 0 | 338.9545 | 0.003151 | 33 | Commercial_2023_SC A_MW_Before Competition Groups_33 | Occupancy Sensors | 0.3151% | 0 | 1.0681 | Commercial_2023_SC A_MW_Before Competition Groups_Occupancy Sensors
Commercial | Com ¦ Duct Insulation, R8 | 2023 | SC A | MW | Before Competition Groups | 0.80665 | 0 | 0 | 338.9545 | 0.0023798 | 34 | Commercial_2023_SC A_MW_Before Competition Groups_34 | Duct Insulation, R8 | 0.238% | 0 | 0.80665 | Commercial_2023_SC A_MW_Before Competition Groups_Duct Insulation, R8
Commercial | Com ¦ Water Source Heat Pump (4 ton) | 2023 | SC A | MW | Before Competition Groups | 0.53796 | 0 | 0 | 338.9545 | 0.0015871 | 35 | Commercial_2023_SC A_MW_Before Competition Groups_35 | Water Source Heat Pump (4 ton) | 0.1587% | 0 | 0.53796 | Commercial_2023_SC A_MW_Before Competition Groups_Water Source Heat Pump (4 ton)
Commercial | Com ¦ Temperature Adjustment in Commercial Freezers | 2023 | SC A | MW | Before Competition Groups | 0.49115 | 0 | 0 | 338.9545 | 0.001449 | 36 | Commercial_2023_SC A_MW_Before Competition Groups_36 | Temperature Adjustment in Commercial Freezers | 0.1449% | 0 | 0.49115 | Commercial_2023_SC A_MW_Before Competition Groups_Temperature Adjustment in Commercial Freezers
Commercial | Com ¦ ENERGY STAR Fryer (84% eff) | 2023 | SC A | MW | Before Competition Groups | 0.4892 | 0 | 0 | 338.9545 | 0.0014433 | 37 | Commercial_2023_SC A_MW_Before Competition Groups_37 | ENERGY STAR Fryer (84% eff) | 0.1443% | 0 | 0.4892 | Commercial_2023_SC A_MW_Before Competition Groups_ENERGY STAR Fryer (84% eff)
Commercial | Com ¦ Elec Storage WH 2.30 Et | 2023 | SC A | MW | Before Competition Groups | 0.46438 | 0 | 0 | 338.9545 | 0.00137 | 38 | Commercial_2023_SC A_MW_Before Competition Groups_38 | Elec Storage WH 2.30 Et | 0.137% | 0 | 0.46438 | Commercial_2023_SC A_MW_Before Competition Groups_Elec Storage WH 2.30 Et
Commercial | Com ¦ Thermostat Setback | 2023 | SC A | MW | Before Competition Groups | 0.4265 | 0 | 0 | 338.9545 | 0.0012583 | 39 | Commercial_2023_SC A_MW_Before Competition Groups_39 | Thermostat Setback | 0.1258% | 0 | 0.4265 | Commercial_2023_SC A_MW_Before Competition Groups_Thermostat Setback
Commercial | Com ¦ BEVERAGE VENDING MACHINE CONTROLS | 2023 | SC A | MW | Before Competition Groups | 0.40218 | 0 | 0 | 338.9545 | 0.0011865 | 40 | Commercial_2023_SC A_MW_Before Competition Groups_40 | BEVERAGE VENDING MACHINE CONTROLS | 0.1187% | 0 | 0.40218 | Commercial_2023_SC A_MW_Before Competition Groups_BEVERAGE VENDING MACHINE CONTROLS
Commercial | Com ¦ Vertical Night Covers | 2023 | SC A | MW | Before Competition Groups | 0.39767 | 0 | 0 | 338.9545 | 0.0011732 | 41 | Commercial_2023_SC A_MW_Before Competition Groups_41 | Vertical Night Covers | 0.1173% | 0 | 0.39767 | Commercial_2023_SC A_MW_Before Competition Groups_Vertical Night Covers
Commercial | Com ¦ CO Sensors for parking garage exhaust fans | 2023 | SC A | MW | Before Competition Groups | 0.36427 | 0 | 0 | 338.9545 | 0.0010747 | 42 | Commercial_2023_SC A_MW_Before Competition Groups_42 | CO Sensors for parking garage exhaust fans | 0.1075% | 0 | 0.36427 | Commercial_2023_SC A_MW_Before Competition Groups_CO Sensors for parking garage exhaust fans
Commercial | Com ¦ Outside Air Economizer | 2023 | SC A | MW | Before Competition Groups | 0.36373 | 0 | 0 | 338.9545 | 0.0010731 | 43 | Commercial_2023_SC A_MW_Before Competition Groups_43 | Outside Air Economizer | 0.1073% | 0 | 0.36373 | Commercial_2023_SC A_MW_Before Competition Groups_Outside Air Economizer
Commercial | Com ¦ Door Gasket Freezer/Refrigerator | 2023 | SC A | MW | Before Competition Groups | 0.36115 | 0 | 0 | 338.9545 | 0.0010655 | 44 | Commercial_2023_SC A_MW_Before Competition Groups_44 | Door Gasket Freezer/Refrigerator | 0.1065% | 0 | 0.36115 | Commercial_2023_SC A_MW_Before Competition Groups_Door Gasket Freezer/Refrigerator
Commercial | Com ¦ Energy Efficient Laboratory Fume Hood | 2023 | SC A | MW | Before Competition Groups | 0.34379 | 0 | 0 | 338.9545 | 0.0010143 | 45 | Commercial_2023_SC A_MW_Before Competition Groups_45 | Energy Efficient Laboratory Fume Hood | 0.1014% | 0 | 0.34379 | Commercial_2023_SC A_MW_Before Competition Groups_Energy Efficient Laboratory Fume Hood
Commercial | Com ¦ ENERGY STAR Steam Cookers | 2023 | SC A | MW | Before Competition Groups | 0.31193 | 0 | 0 | 338.9545 | 0.00092027 | 46 | Commercial_2023_SC A_MW_Before Competition Groups_46 | ENERGY STAR Steam Cookers | 0.09203% | 0 | 0.31193 | Commercial_2023_SC A_MW_Before Competition Groups_ENERGY STAR Steam Cookers
Commercial | Com ¦ Water Heating (DHW) Pipe Insulation (Add 3/4\ Foam)" | 2023 | SC A | MW | Before Competition Groups | 0.31146 | 0 | 0 | 338.9545 | 0.0009189 | 47 | Commercial_2023_SC A_MW_Before Competition Groups_47 | Water Heating (DHW) Pipe Insulation (Add 3/4\ Foam)" | 0.09189% | 0 | 0.31146 | Commercial_2023_SC A_MW_Before Competition Groups_Water Heating (DHW) Pipe Insulation (Add 3/4\ Foam)"
Commercial | Com ¦ ENERGY STAR Dishwasher | 2023 | SC A | MW | Before Competition Groups | 0.20713 | 0 | 0 | 338.9545 | 0.00061108 | 48 | Commercial_2023_SC A_MW_Before Competition Groups_48 | ENERGY STAR Dishwasher | 0.06111% | 0 | 0.20713 | Commercial_2023_SC A_MW_Before Competition Groups_ENERGY STAR Dishwasher
Commercial | Com ¦ Suction Pipe Insulation Freezer/Refrigerator | 2023 | SC A | MW | Before Competition Groups | 0.20465 | 0 | 0 | 338.9545 | 0.00060377 | 49 | Commercial_2023_SC A_MW_Before Competition Groups_49 | Suction Pipe Insulation Freezer/Refrigerator | 0.06038% | 0 | 0.20465 | Commercial_2023_SC A_MW_Before Competition Groups_Suction Pipe Insulation Freezer/Refrigerator
Commercial | Com ¦ Ozone Laundry Treatment | 2023 | SC A | MW | Before Competition Groups | 0.080371 | 0 | 0 | 338.9545 | 0.00023712 | 50 | Commercial_2023_SC A_MW_Before Competition Groups_50 | Ozone Laundry Treatment | 0.02371% | 0 | 0.080371 | Commercial_2023_SC A_MW_Before Competition Groups_Ozone Laundry Treatment
Commercial | Com ¦ ECM MOTORS FOR HVAC APPLICATION (FAN-POWERED VAV BOX) | 2023 | SC A | MW | Before Competition Groups | 0.047333 | 0 | 0 | 338.9545 | 0.00013964 | 51 | Commercial_2023_SC A_MW_Before Competition Groups_51 | ECM MOTORS FOR HVAC APPLICATION (FAN-POWERED VAV BOX) | 0.01396% | 0 | 0.047333 | Commercial_2023_SC A_MW_Before Competition Groups_ECM MOTORS FOR HVAC APPLICATION (FAN-POWERED VAV BOX)
Commercial | Com ¦ HVAC Optimization | 2023 | SC A | MW | Before Competition Groups | 0.044438 | 0 | 0 | 338.9545 | 0.0001311 | 52 | Commercial_2023_SC A_MW_Before Competition Groups_52 | HVAC Optimization | 0.01311% | 0 | 0.044438 | Commercial_2023_SC A_MW_Before Competition Groups_HVAC Optimization
Commercial | Com ¦ CEE Tier 2/Energy Star Clothes Washers | 2023 | SC A | MW | Before Competition Groups | 0.041774 | 0 | 0 | 338.9545 | 0.00012324 | 53 | Commercial_2023_SC A_MW_Before Competition Groups_53 | CEE Tier 2/Energy Star Clothes Washers | 0.01232% | 0 | 0.041774 | Commercial_2023_SC A_MW_Before Competition Groups_CEE Tier 2/Energy Star Clothes Washers
Commercial | COM ¦ Ductless Mini-Split Heat Pumps | 2023 | SC A | MW | Before Competition Groups | 0.039131 | 0 | 0 | 338.9545 | 0.00011545 | 54 | Commercial_2023_SC A_MW_Before Competition Groups_54 | Ductless Mini-Split Heat Pumps | 0.01154% | 0 | 0.039131 | Commercial_2023_SC A_MW_Before Competition Groups_Ductless Mini-Split Heat Pumps
Commercial | Com ¦ Condensing Make Up Air Unit | 2023 | SC A | MW | Before Competition Groups | 0.028137 | 0 | 0 | 338.9545 | 8.3011e-05 | 55 | Commercial_2023_SC A_MW_Before Competition Groups_55 | Condensing Make Up Air Unit | 0.008301% | 0 | 0.028137 | Commercial_2023_SC A_MW_Before Competition Groups_Condensing Make Up Air Unit
Commercial | Com ¦ Low Flow Pre-Rinse Spray Nozzle | 2023 | SC A | MW | Before Competition Groups | 0.025302 | 0 | 0 | 338.9545 | 7.4647e-05 | 56 | Commercial_2023_SC A_MW_Before Competition Groups_56 | Low Flow Pre-Rinse Spray Nozzle | 0.007465% | 0 | 0.025302 | Commercial_2023_SC A_MW_Before Competition Groups_Low Flow Pre-Rinse Spray Nozzle
Commercial | Com ¦ Auto Off Time Switch or Time Clock control | 2023 | SC A | MW | Before Competition Groups | 0.022228 | 0 | 0 | 338.9545 | 6.5579e-05 | 57 | Commercial_2023_SC A_MW_Before Competition Groups_57 | Auto Off Time Switch or Time Clock control | 0.006558% | 0 | 0.022228 | Commercial_2023_SC A_MW_Before Competition Groups_Auto Off Time Switch or Time Clock control
Commercial | Com ¦ Demand controlled Circulating Systems | 2023 | SC A | MW | Before Competition Groups | 0.021112 | 0 | 0 | 338.9545 | 6.2287e-05 | 58 | Commercial_2023_SC A_MW_Before Competition Groups_58 | Demand controlled Circulating Systems | 0.006229% | 0 | 0.021112 | Commercial_2023_SC A_MW_Before Competition Groups_Demand controlled Circulating Systems
Commercial | Com ¦ PTAC (12 EER/10,000 BTU) | 2023 | SC A | MW | Before Competition Groups | 0.016706 | 0 | 0 | 338.9545 | 4.9288e-05 | 59 | Commercial_2023_SC A_MW_Before Competition Groups_59 | PTAC (12 EER/10,000 BTU) | 0.004929% | 0 | 0.016706 | Commercial_2023_SC A_MW_Before Competition Groups_PTAC (12 EER/10,000 BTU)
Commercial | Com ¦ Commercial Hot Food Holding Cabinets | 2023 | SC A | MW | Before Competition Groups | 0.010812 | 0 | 0 | 338.9545 | 3.1899e-05 | 60 | Commercial_2023_SC A_MW_Before Competition Groups_60 | Commercial Hot Food Holding Cabinets | 0.00319% | 0 | 0.010812 | Commercial_2023_SC A_MW_Before Competition Groups_Commercial Hot Food Holding Cabinets
Commercial | Com ¦ Notched V belts for HVAC Systems | 2023 | SC A | MW | Before Competition Groups | 0.010698 | 0 | 0 | 338.9545 | 3.1561e-05 | 61 | Commercial_2023_SC A_MW_Before Competition Groups_61 | Notched V belts for HVAC Systems | 0.003156% | 0 | 0.010698 | Commercial_2023_SC A_MW_Before Competition Groups_Notched V belts for HVAC Systems
Commercial | Com ¦ Solar Water Preheat (Pools/DHW) | 2023 | SC A | MW | Before Competition Groups | 0.0076505 | 0 | 0 | 338.9545 | 2.2571e-05 | 62 | Commercial_2023_SC A_MW_Before Competition Groups_62 | Solar Water Preheat (Pools/DHW) | 0.002257% | 0 | 0.0076505 | Commercial_2023_SC A_MW_Before Competition Groups_Solar Water Preheat (Pools/DHW)
Commercial | Com ¦ Wall Insulation | 2023 | SC A | MW | Before Competition Groups | 0.0073119 | 0 | 0 | 338.9545 | 2.1572e-05 | 63 | Commercial_2023_SC A_MW_Before Competition Groups_63 | Wall Insulation | 0.002157% | 0 | 0.0073119 | Commercial_2023_SC A_MW_Before Competition Groups_Wall Insulation
Commercial | Com ¦ Condensing Unit Heaters or other Efficient Unit Heating System | 2023 | SC A | MW | Before Competition Groups | 0.007006 | 0 | 0 | 338.9545 | 2.0669e-05 | 64 | Commercial_2023_SC A_MW_Before Competition Groups_64 | Condensing Unit Heaters or other Efficient Unit Heating System | 0.002067% | 0 | 0.007006 | Commercial_2023_SC A_MW_Before Competition Groups_Condensing Unit Heaters or other Efficient Unit Heating System
Commercial | Com ¦ VSD Air Compressor | 2023 | SC A | MW | Before Competition Groups | 0.0058104 | 0 | 0 | 338.9545 | 1.7142e-05 | 65 | Commercial_2023_SC A_MW_Before Competition Groups_65 | VSD Air Compressor | 0.001714% | 0 | 0.0058104 | Commercial_2023_SC A_MW_Before Competition Groups_VSD Air Compressor
Commercial | Com ¦ Air Curtains | 2023 | SC A | MW | Before Competition Groups | 0.0053508 | 0 | 0 | 338.9545 | 1.5786e-05 | 66 | Commercial_2023_SC A_MW_Before Competition Groups_66 | Air Curtains | 0.001579% | 0 | 0.0053508 | Commercial_2023_SC A_MW_Before Competition Groups_Air Curtains
Commercial | Com ¦ LLLC - Low Impact Application | 2023 | SC A | MW | Before Competition Groups | 0.0029723 | 0 | 0 | 338.9545 | 8.769e-06 | 67 | Commercial_2023_SC A_MW_Before Competition Groups_67 | LLLC - Low Impact Application | 0.0008769% | 0 | 0.0029723 | Commercial_2023_SC A_MW_Before Competition Groups_LLLC - Low Impact Application
Commercial | Com ¦ LLLC - High Impact Application | 2023 | SC A | MW | Before Competition Groups | 0.0027938 | 0 | 0 | 338.9545 | 8.2423e-06 | 68 | Commercial_2023_SC A_MW_Before Competition Groups_68 | LLLC - High Impact Application | 0.0008242% | 0 | 0.0027938 | Commercial_2023_SC A_MW_Before Competition Groups_LLLC - High Impact Application
Commercial | Com ¦ Room AC (w/ louvered sides) 14 SEER from 12 SEER code | 2023 | SC A | MW | Before Competition Groups | 0.001536 | 0 | 0 | 338.9545 | 4.5315e-06 | 69 | Commercial_2023_SC A_MW_Before Competition Groups_69 | Room AC (w/ louvered sides) 14 SEER from 12 SEER code | 0.0004532% | 0 | 0.001536 | Commercial_2023_SC A_MW_Before Competition Groups_Room AC (w/ louvered sides) 14 SEER from 12 SEER code
Commercial | Com ¦ High Efficiency Chiller (avg of water and air cooled) | 2023 | SC A | MW | Before Competition Groups | 0.0012291 | 0 | 0 | 338.9545 | 3.6263e-06 | 70 | Commercial_2023_SC A_MW_Before Competition Groups_70 | High Efficiency Chiller (avg of water and air cooled) | 0.0003626% | 0 | 0.0012291 | Commercial_2023_SC A_MW_Before Competition Groups_High Efficiency Chiller (avg of water and air cooled)
Commercial | Com ¦ Energy Recovery Ventilation and Ventilation (Enhanced) | 2023 | SC A | MW | Before Competition Groups | 0.0009628 | 0 | 0 | 338.9545 | 2.8405e-06 | 71 | Commercial_2023_SC A_MW_Before Competition Groups_71 | Energy Recovery Ventilation and Ventilation (Enhanced) | 0.0002841% | 0 | 0.0009628 | Commercial_2023_SC A_MW_Before Competition Groups_Energy Recovery Ventilation and Ventilation (Enhanced)
Commercial | Com ¦ EC Plug Fan for Data Center (under cabinet) | 2023 | SC A | MW | Before Competition Groups | 0.0004804 | 0 | 0 | 338.9545 | 1.4173e-06 | 72 | Commercial_2023_SC A_MW_Before Competition Groups_72 | EC Plug Fan for Data Center (under cabinet) | 0.0001417% | 0 | 0.0004804 | Commercial_2023_SC A_MW_Before Competition Groups_EC Plug Fan for Data Center (under cabinet)
Commercial | Com ¦ Electric Convection Combination Ovens | 2023 | SC A | MW | Before Competition Groups | 0.00011122 | 0 | 0 | 338.9545 | 3.2814e-07 | 73 | Commercial_2023_SC A_MW_Before Competition Groups_73 | Electric Convection Combination Ovens | 3.281e-05% | 0 | 0.00011122 | Commercial_2023_SC A_MW_Before Competition Groups_Electric Convection Combination Ovens
Commercial | Com ¦ Networked/Connected - High Impact Application | 2023 | SC A | MW | Before Competition Groups | 5.9996e-05 | 0 | 0 | 338.9545 | 1.77e-07 | 74 | Commercial_2023_SC A_MW_Before Competition Groups_74 | Networked/Connected - High Impact Application | 1.77e-05% | 0 | 5.9996e-05 | Commercial_2023_SC A_MW_Before Competition Groups_Networked/Connected - High Impact Application
Commercial | Com ¦ High Efficiency Small Instantaneous Water Heater | 2023 | SC A | MW | Before Competition Groups | 6.8241e-06 | 0 | 0 | 338.9545 | 2.0133e-08 | 75 | Commercial_2023_SC A_MW_Before Competition Groups_75 | High Efficiency Small Instantaneous Water Heater | 2.013e-06% | 0 | 6.8241e-06 | Commercial_2023_SC A_MW_Before Competition Groups_High Efficiency Small Instantaneous Water Heater
Commercial | Com ¦ Networked/Connected - Low Impact Application | 2023 | SC A | MW | Before Competition Groups | 2.6763e-06 | 0 | 0 | 338.9545 | 7.8957e-09 | 76 | Commercial_2023_SC A_MW_Before Competition Groups_76 | Networked/Connected - Low Impact Application | 7.896e-07% | 0 | 2.6763e-06 | Commercial_2023_SC A_MW_Before Competition Groups_Networked/Connected - Low Impact Application
Commercial | Com ¦ Efficient compressor motor | 2023 | SC A | MW | Before Competition Groups | 0 | 0 | 0 | 338.9545 | 0 | 77 | Commercial_2023_SC A_MW_Before Competition Groups_77 | Efficient compressor motor | 0% | 0 | 0 | Commercial_2023_SC A_MW_Before Competition Groups_Efficient compressor motor
Commercial | Com ¦ Indoor Daylight Sensors/Photocell Dimming Control | 2023 | SC A | MW | Before Competition Groups | 0 | 0 | 0 | 338.9545 | 0 | 78 | Commercial_2023_SC A_MW_Before Competition Groups_78 | Indoor Daylight Sensors/Photocell Dimming Control | 0% | 0 | 0 | Commercial_2023_SC A_MW_Before Competition Groups_Indoor Daylight Sensors/Photocell Dimming Control
Commercial | Com ¦ LED RECESSED DOWNLIGHTS | 2023 | SC A | MW | Before Competition Groups | 0 | 0 | 0 | 338.9545 | 0 | 79 | Commercial_2023_SC A_MW_Before Competition Groups_79 | LED RECESSED DOWNLIGHTS | 0% | 0 | 0 | Commercial_2023_SC A_MW_Before Competition Groups_LED RECESSED DOWNLIGHTS
Commercial | Com ¦ Variable Refrigerant Flow Heat Pump | 2023 | SC A | MW | Before Competition Groups | 0 | 0 | 0 | 338.9545 | 0 | 80 | Commercial_2023_SC A_MW_Before Competition Groups_80 | Variable Refrigerant Flow Heat Pump | 0% | 0 | 0 | Commercial_2023_SC A_MW_Before Competition Groups_Variable Refrigerant Flow Heat Pump
Commercial | Com ¦ Education and Capacity Building/Energy Behavior | 2023 | SC B | MW | Before Competition Groups | 71.2779 | 0 | 0 | 493.3099 | 0.14449 | 1 | Commercial_2023_SC B_MW_Before Competition Groups_1 | Education and Capacity Building/Energy Behavior | 14.45% | 0 | 71.2779 | Commercial_2023_SC B_MW_Before Competition Groups_Education and Capacity Building/Energy Behavior
Commercial | Com ¦ ENERGY STAR LED LAMPS (REFLECTOR LAMPs/MR16/PAR 16) | 2023 | SC B | MW | Before Competition Groups | 68.3333 | 0 | 0 | 493.3099 | 0.13852 | 2 | Commercial_2023_SC B_MW_Before Competition Groups_2 | ENERGY STAR LED LAMPS (REFLECTOR LAMPs/MR16/PAR 16) | 13.85% | 0 | 68.3333 | Commercial_2023_SC B_MW_Before Competition Groups_ENERGY STAR LED LAMPS (REFLECTOR LAMPs/MR16/PAR 16)
Commercial | Com ¦ LED Low/High Bay | 2023 | SC B | MW | Before Competition Groups | 40.5704 | 0 | 0 | 493.3099 | 0.082241 | 3 | Commercial_2023_SC B_MW_Before Competition Groups_3 | LED Low/High Bay | 8.224% | 0 | 40.5704 | Commercial_2023_SC B_MW_Before Competition Groups_LED Low/High Bay
Commercial | Com ¦ LED Troffer/Surface/Suspended | 2023 | SC B | MW | Before Competition Groups | 40.0002 | 0 | 0 | 493.3099 | 0.081085 | 4 | Commercial_2023_SC B_MW_Before Competition Groups_4 | LED Troffer/Surface/Suspended | 8.109% | 0 | 40.0002 | Commercial_2023_SC B_MW_Before Competition Groups_LED Troffer/Surface/Suspended
Commercial | Com ¦ LED Replacement Lamp (Tube) | 2023 | SC B | MW | Before Competition Groups | 29.6239 | 0 | 0 | 493.3099 | 0.060051 | 5 | Commercial_2023_SC B_MW_Before Competition Groups_5 | LED Replacement Lamp (Tube) | 6.005% | 0 | 29.6239 | Commercial_2023_SC B_MW_Before Competition Groups_LED Replacement Lamp (Tube)
Commercial | Com ¦ High Efficiency Air Source Heat Pump | 2023 | SC B | MW | Before Competition Groups | 21.618 | 0 | 0 | 493.3099 | 0.043822 | 6 | Commercial_2023_SC B_MW_Before Competition Groups_6 | High Efficiency Air Source Heat Pump | 4.382% | 0 | 21.618 | Commercial_2023_SC B_MW_Before Competition Groups_High Efficiency Air Source Heat Pump
Commercial | Com ¦ Building Recommissioning, Operations and Maintenance (O&M) Improvements | 2023 | SC B | MW | Before Competition Groups | 20.9867 | 0 | 0 | 493.3099 | 0.042543 | 7 | Commercial_2023_SC B_MW_Before Competition Groups_7 | Building Recommissioning, Operations and Maintenance (O&M) Improvements | 4.254% | 0 | 20.9867 | Commercial_2023_SC B_MW_Before Competition Groups_Building Recommissioning, Operations and Maintenance (O&M) Improvements
Commercial | Com ¦ Data Center Storage/Server Virtualization | 2023 | SC B | MW | Before Competition Groups | 15.5533 | 0 | 0 | 493.3099 | 0.031528 | 8 | Commercial_2023_SC B_MW_Before Competition Groups_8 | Data Center Storage/Server Virtualization | 3.153% | 0 | 15.5533 | Commercial_2023_SC B_MW_Before Competition Groups_Data Center Storage/Server Virtualization
Commercial | Com ¦ Adaptive Thermostats | 2023 | SC B | MW | Before Competition Groups | 14.3099 | 0 | 0 | 493.3099 | 0.029008 | 9 | Commercial_2023_SC B_MW_Before Competition Groups_9 | Adaptive Thermostats | 2.901% | 0 | 14.3099 | Commercial_2023_SC B_MW_Before Competition Groups_Adaptive Thermostats
Commercial | Com ¦ Unitary Air-Conditioning Unit | 2023 | SC B | MW | Before Competition Groups | 12.2783 | 0 | 0 | 493.3099 | 0.02489 | 10 | Commercial_2023_SC B_MW_Before Competition Groups_10 | Unitary Air-Conditioning Unit | 2.489% | 0 | 12.2783 | Commercial_2023_SC B_MW_Before Competition Groups_Unitary Air-Conditioning Unit
Commercial | Com ¦ Advanced BAS/Controllers | 2023 | SC B | MW | Before Competition Groups | 12.2665 | 0 | 0 | 493.3099 | 0.024866 | 11 | Commercial_2023_SC B_MW_Before Competition Groups_11 | Advanced BAS/Controllers | 2.487% | 0 | 12.2665 | Commercial_2023_SC B_MW_Before Competition Groups_Advanced BAS/Controllers
Commercial | Com ¦ LED or Equivalent Sign Lighting | 2023 | SC B | MW | Before Competition Groups | 12.0595 | 0 | 0 | 493.3099 | 0.024446 | 12 | Commercial_2023_SC B_MW_Before Competition Groups_12 | LED or Equivalent Sign Lighting | 2.445% | 0 | 12.0595 | Commercial_2023_SC B_MW_Before Competition Groups_LED or Equivalent Sign Lighting
Commercial | Com ¦ Furnace Tune-Up | 2023 | SC B | MW | Before Competition Groups | 11.7818 | 0 | 0 | 493.3099 | 0.023883 | 13 | Commercial_2023_SC B_MW_Before Competition Groups_13 | Furnace Tune-Up | 2.388% | 0 | 11.7818 | Commercial_2023_SC B_MW_Before Competition Groups_Furnace Tune-Up
Commercial | Com ¦ Strip Curtains | 2023 | SC B | MW | Before Competition Groups | 11.4107 | 0 | 0 | 493.3099 | 0.023131 | 14 | Commercial_2023_SC B_MW_Before Competition Groups_14 | Strip Curtains | 2.313% | 0 | 11.4107 | Commercial_2023_SC B_MW_Before Competition Groups_Strip Curtains
Commercial | Com ¦ ENERGY STAR LED LAMPS (General Service Lamps) | 2023 | SC B | MW | Before Competition Groups | 9.9809 | 0 | 0 | 493.3099 | 0.020233 | 15 | Commercial_2023_SC B_MW_Before Competition Groups_15 | ENERGY STAR LED LAMPS (General Service Lamps) | 2.023% | 0 | 9.9809 | Commercial_2023_SC B_MW_Before Competition Groups_ENERGY STAR LED LAMPS (General Service Lamps)
Commercial | Com ¦ Reach-in Shaded Pole to ECM/PSC Evaporator Fan Motor | 2023 | SC B | MW | Before Competition Groups | 9.1623 | 0 | 0 | 493.3099 | 0.018573 | 16 | Commercial_2023_SC B_MW_Before Competition Groups_16 | Reach-in Shaded Pole to ECM/PSC Evaporator Fan Motor | 1.857% | 0 | 9.1623 | Commercial_2023_SC B_MW_Before Competition Groups_Reach-in Shaded Pole to ECM/PSC Evaporator Fan Motor
Commercial | Com ¦ Variable Frequency Drive (VFD) | 2023 | SC B | MW | Before Competition Groups | 8.2901 | 0 | 0 | 493.3099 | 0.016805 | 17 | Commercial_2023_SC B_MW_Before Competition Groups_17 | Variable Frequency Drive (VFD) | 1.681% | 0 | 8.2901 | Commercial_2023_SC B_MW_Before Competition Groups_Variable Frequency Drive (VFD)
Commercial | Com ¦ Demand Control Ventilation | 2023 | SC B | MW | Before Competition Groups | 8.2298 | 0 | 0 | 493.3099 | 0.016683 | 18 | Commercial_2023_SC B_MW_Before Competition Groups_18 | Demand Control Ventilation | 1.668% | 0 | 8.2298 | Commercial_2023_SC B_MW_Before Competition Groups_Demand Control Ventilation
Commercial | Com ¦ VFD on Pumps | 2023 | SC B | MW | Before Competition Groups | 7.7432 | 0 | 0 | 493.3099 | 0.015697 | 19 | Commercial_2023_SC B_MW_Before Competition Groups_19 | VFD on Pumps | 1.57% | 0 | 7.7432 | Commercial_2023_SC B_MW_Before Competition Groups_VFD on Pumps
Commercial | Com ¦ Centrally controlled desktop PC/NETWORK PC POWER MANAGEMENT SOFTWARE | 2023 | SC B | MW | Before Competition Groups | 6.7584 | 0 | 0 | 493.3099 | 0.0137 | 20 | Commercial_2023_SC B_MW_Before Competition Groups_20 | Centrally controlled desktop PC/NETWORK PC POWER MANAGEMENT SOFTWARE | 1.37% | 0 | 6.7584 | Commercial_2023_SC B_MW_Before Competition Groups_Centrally controlled desktop PC/NETWORK PC POWER MANAGEMENT SOFTWARE
Commercial | Com ¦ Air Handler with Dedicated Outdoor Air Systems | 2023 | SC B | MW | Before Competition Groups | 6.2435 | 0 | 0 | 493.3099 | 0.012656 | 21 | Commercial_2023_SC B_MW_Before Competition Groups_21 | Air Handler with Dedicated Outdoor Air Systems | 1.266% | 0 | 6.2435 | Commercial_2023_SC B_MW_Before Competition Groups_Air Handler with Dedicated Outdoor Air Systems
Commercial | Com ¦ Refrigerated Display Case Doors | 2023 | SC B | MW | Before Competition Groups | 5.5907 | 0 | 0 | 493.3099 | 0.011333 | 22 | Commercial_2023_SC B_MW_Before Competition Groups_22 | Refrigerated Display Case Doors | 1.133% | 0 | 5.5907 | Commercial_2023_SC B_MW_Before Competition Groups_Refrigerated Display Case Doors
Commercial | Com ¦ Chilled Water Optimization | 2023 | SC B | MW | Before Competition Groups | 5.42 | 0 | 0 | 493.3099 | 0.010987 | 23 | Commercial_2023_SC B_MW_Before Competition Groups_23 | Chilled Water Optimization | 1.099% | 0 | 5.42 | Commercial_2023_SC B_MW_Before Competition Groups_Chilled Water Optimization
Commercial | Com ¦ ECM MOTORS FOR EVAPORATOR FANS for refrigeration (WALK-IN) | 2023 | SC B | MW | Before Competition Groups | 4.251 | 0 | 0 | 493.3099 | 0.0086173 | 24 | Commercial_2023_SC B_MW_Before Competition Groups_24 | ECM MOTORS FOR EVAPORATOR FANS for refrigeration (WALK-IN) | 0.8617% | 0 | 4.251 | Commercial_2023_SC B_MW_Before Competition Groups_ECM MOTORS FOR EVAPORATOR FANS for refrigeration (WALK-IN)
Commercial | Com ¦ Refrigerated Display Case LED | 2023 | SC B | MW | Before Competition Groups | 3.7623 | 0 | 0 | 493.3099 | 0.0076266 | 25 | Commercial_2023_SC B_MW_Before Competition Groups_25 | Refrigerated Display Case LED | 0.7627% | 0 | 3.7623 | Commercial_2023_SC B_MW_Before Competition Groups_Refrigerated Display Case LED
Commercial | Com ¦ Freezer Case Light Sensor | 2023 | SC B | MW | Before Competition Groups | 3.6675 | 0 | 0 | 493.3099 | 0.0074344 | 26 | Commercial_2023_SC B_MW_Before Competition Groups_26 | Freezer Case Light Sensor | 0.7434% | 0 | 3.6675 | Commercial_2023_SC B_MW_Before Competition Groups_Freezer Case Light Sensor
Commercial | Com ¦ Evaporator Fan Controls | 2023 | SC B | MW | Before Competition Groups | 3.5732 | 0 | 0 | 493.3099 | 0.0072432 | 27 | Commercial_2023_SC B_MW_Before Competition Groups_27 | Evaporator Fan Controls | 0.7243% | 0 | 3.5732 | Commercial_2023_SC B_MW_Before Competition Groups_Evaporator Fan Controls
Commercial | Com ¦ LED EXTERIOR AREA LIGHTS - LED fixture (200W) | 2023 | SC B | MW | Before Competition Groups | 3.2176 | 0 | 0 | 493.3099 | 0.0065224 | 28 | Commercial_2023_SC B_MW_Before Competition Groups_28 | LED EXTERIOR AREA LIGHTS - LED fixture (200W) | 0.6522% | 0 | 3.2176 | Commercial_2023_SC B_MW_Before Competition Groups_LED EXTERIOR AREA LIGHTS - LED fixture (200W)
Commercial | Com ¦ LED parking lot fixture | 2023 | SC B | MW | Before Competition Groups | 3.192 | 0 | 0 | 493.3099 | 0.0064706 | 29 | Commercial_2023_SC B_MW_Before Competition Groups_29 | LED parking lot fixture | 0.6471% | 0 | 3.192 | Commercial_2023_SC B_MW_Before Competition Groups_LED parking lot fixture
Commercial | Com ¦ Demand Control Kitchen Ventilation | 2023 | SC B | MW | Before Competition Groups | 2.5316 | 0 | 0 | 493.3099 | 0.0051318 | 30 | Commercial_2023_SC B_MW_Before Competition Groups_30 | Demand Control Kitchen Ventilation | 0.5132% | 0 | 2.5316 | Commercial_2023_SC B_MW_Before Competition Groups_Demand Control Kitchen Ventilation
Commercial | Com ¦ Duct Insulation, R8 | 2023 | SC B | MW | Before Competition Groups | 2.1856 | 0 | 0 | 493.3099 | 0.0044305 | 31 | Commercial_2023_SC B_MW_Before Competition Groups_31 | Duct Insulation, R8 | 0.443% | 0 | 2.1856 | Commercial_2023_SC B_MW_Before Competition Groups_Duct Insulation, R8
Commercial | Com ¦ LED street light fixture | 2023 | SC B | MW | Before Competition Groups | 1.8254 | 0 | 0 | 493.3099 | 0.0037003 | 32 | Commercial_2023_SC B_MW_Before Competition Groups_32 | LED street light fixture | 0.37% | 0 | 1.8254 | Commercial_2023_SC B_MW_Before Competition Groups_LED street light fixture
Commercial | Com ¦ ENERGY STAR Griddle (74% eff) | 2023 | SC B | MW | Before Competition Groups | 1.6849 | 0 | 0 | 493.3099 | 0.0034156 | 33 | Commercial_2023_SC B_MW_Before Competition Groups_33 | ENERGY STAR Griddle (74% eff) | 0.3416% | 0 | 1.6849 | Commercial_2023_SC B_MW_Before Competition Groups_ENERGY STAR Griddle (74% eff)
Commercial | Com ¦ Temperature Adjustment in Commercial Freezers | 2023 | SC B | MW | Before Competition Groups | 1.3076 | 0 | 0 | 493.3099 | 0.0026506 | 34 | Commercial_2023_SC B_MW_Before Competition Groups_34 | Temperature Adjustment in Commercial Freezers | 0.2651% | 0 | 1.3076 | Commercial_2023_SC B_MW_Before Competition Groups_Temperature Adjustment in Commercial Freezers
Commercial | Com ¦ Elec Storage WH 2.30 Et | 2023 | SC B | MW | Before Competition Groups | 1.0825 | 0 | 0 | 493.3099 | 0.0021944 | 35 | Commercial_2023_SC B_MW_Before Competition Groups_35 | Elec Storage WH 2.30 Et | 0.2194% | 0 | 1.0825 | Commercial_2023_SC B_MW_Before Competition Groups_Elec Storage WH 2.30 Et
Commercial | Com ¦ Vertical Night Covers | 2023 | SC B | MW | Before Competition Groups | 1.0803 | 0 | 0 | 493.3099 | 0.0021899 | 36 | Commercial_2023_SC B_MW_Before Competition Groups_36 | Vertical Night Covers | 0.219% | 0 | 1.0803 | Commercial_2023_SC B_MW_Before Competition Groups_Vertical Night Covers
Commercial | Com ¦ Occupancy Sensors | 2023 | SC B | MW | Before Competition Groups | 1.0681 | 0 | 0 | 493.3099 | 0.0021651 | 37 | Commercial_2023_SC B_MW_Before Competition Groups_37 | Occupancy Sensors | 0.2165% | 0 | 1.0681 | Commercial_2023_SC B_MW_Before Competition Groups_Occupancy Sensors
Commercial | Com ¦ BEVERAGE VENDING MACHINE CONTROLS | 2023 | SC B | MW | Before Competition Groups | 1.043 | 0 | 0 | 493.3099 | 0.0021142 | 38 | Commercial_2023_SC B_MW_Before Competition Groups_38 | BEVERAGE VENDING MACHINE CONTROLS | 0.2114% | 0 | 1.043 | Commercial_2023_SC B_MW_Before Competition Groups_BEVERAGE VENDING MACHINE CONTROLS
Commercial | Com ¦ Water Source Heat Pump (4 ton) | 2023 | SC B | MW | Before Competition Groups | 1.0133 | 0 | 0 | 493.3099 | 0.0020542 | 39 | Commercial_2023_SC B_MW_Before Competition Groups_39 | Water Source Heat Pump (4 ton) | 0.2054% | 0 | 1.0133 | Commercial_2023_SC B_MW_Before Competition Groups_Water Source Heat Pump (4 ton)
Commercial | Com ¦ Energy Efficient Laboratory Fume Hood | 2023 | SC B | MW | Before Competition Groups | 0.98899 | 0 | 0 | 493.3099 | 0.0020048 | 40 | Commercial_2023_SC B_MW_Before Competition Groups_40 | Energy Efficient Laboratory Fume Hood | 0.2005% | 0 | 0.98899 | Commercial_2023_SC B_MW_Before Competition Groups_Energy Efficient Laboratory Fume Hood
Commercial | Com ¦ CO Sensors for parking garage exhaust fans | 2023 | SC B | MW | Before Competition Groups | 0.98447 | 0 | 0 | 493.3099 | 0.0019956 | 41 | Commercial_2023_SC B_MW_Before Competition Groups_41 | CO Sensors for parking garage exhaust fans | 0.1996% | 0 | 0.98447 | Commercial_2023_SC B_MW_Before Competition Groups_CO Sensors for parking garage exhaust fans
Commercial | Com ¦ Door Gasket Freezer/Refrigerator | 2023 | SC B | MW | Before Competition Groups | 0.93224 | 0 | 0 | 493.3099 | 0.0018898 | 42 | Commercial_2023_SC B_MW_Before Competition Groups_42 | Door Gasket Freezer/Refrigerator | 0.189% | 0 | 0.93224 | Commercial_2023_SC B_MW_Before Competition Groups_Door Gasket Freezer/Refrigerator
Commercial | Com ¦ Water Heating (DHW) Pipe Insulation (Add 3/4\ Foam)" | 2023 | SC B | MW | Before Competition Groups | 0.82901 | 0 | 0 | 493.3099 | 0.0016805 | 43 | Commercial_2023_SC B_MW_Before Competition Groups_43 | Water Heating (DHW) Pipe Insulation (Add 3/4\ Foam)" | 0.168% | 0 | 0.82901 | Commercial_2023_SC B_MW_Before Competition Groups_Water Heating (DHW) Pipe Insulation (Add 3/4\ Foam)"
Commercial | Com ¦ Outside Air Economizer | 2023 | SC B | MW | Before Competition Groups | 0.69516 | 0 | 0 | 493.3099 | 0.0014092 | 44 | Commercial_2023_SC B_MW_Before Competition Groups_44 | Outside Air Economizer | 0.1409% | 0 | 0.69516 | Commercial_2023_SC B_MW_Before Competition Groups_Outside Air Economizer
Commercial | Com ¦ Suction Pipe Insulation Freezer/Refrigerator | 2023 | SC B | MW | Before Competition Groups | 0.56229 | 0 | 0 | 493.3099 | 0.0011398 | 45 | Commercial_2023_SC B_MW_Before Competition Groups_45 | Suction Pipe Insulation Freezer/Refrigerator | 0.114% | 0 | 0.56229 | Commercial_2023_SC B_MW_Before Competition Groups_Suction Pipe Insulation Freezer/Refrigerator
Commercial | Com ¦ ENERGY STAR Fryer (84% eff) | 2023 | SC B | MW | Before Competition Groups | 0.4892 | 0 | 0 | 493.3099 | 0.00099166 | 46 | Commercial_2023_SC B_MW_Before Competition Groups_46 | ENERGY STAR Fryer (84% eff) | 0.09917% | 0 | 0.4892 | Commercial_2023_SC B_MW_Before Competition Groups_ENERGY STAR Fryer (84% eff)
Commercial | Com ¦ Thermostat Setback | 2023 | SC B | MW | Before Competition Groups | 0.43258 | 0 | 0 | 493.3099 | 0.00087689 | 47 | Commercial_2023_SC B_MW_Before Competition Groups_47 | Thermostat Setback | 0.08769% | 0 | 0.43258 | Commercial_2023_SC B_MW_Before Competition Groups_Thermostat Setback
Commercial | Com ¦ ENERGY STAR Steam Cookers | 2023 | SC B | MW | Before Competition Groups | 0.31193 | 0 | 0 | 493.3099 | 0.00063231 | 48 | Commercial_2023_SC B_MW_Before Competition Groups_48 | ENERGY STAR Steam Cookers | 0.06323% | 0 | 0.31193 | Commercial_2023_SC B_MW_Before Competition Groups_ENERGY STAR Steam Cookers
Commercial | Com ¦ Ozone Laundry Treatment | 2023 | SC B | MW | Before Competition Groups | 0.24752 | 0 | 0 | 493.3099 | 0.00050176 | 49 | Commercial_2023_SC B_MW_Before Competition Groups_49 | Ozone Laundry Treatment | 0.05018% | 0 | 0.24752 | Commercial_2023_SC B_MW_Before Competition Groups_Ozone Laundry Treatment
Commercial | Com ¦ ENERGY STAR Dishwasher | 2023 | SC B | MW | Before Competition Groups | 0.23476 | 0 | 0 | 493.3099 | 0.00047589 | 50 | Commercial_2023_SC B_MW_Before Competition Groups_50 | ENERGY STAR Dishwasher | 0.04759% | 0 | 0.23476 | Commercial_2023_SC B_MW_Before Competition Groups_ENERGY STAR Dishwasher
Commercial | Com ¦ ECM MOTORS FOR HVAC APPLICATION (FAN-POWERED VAV BOX) | 2023 | SC B | MW | Before Competition Groups | 0.10171 | 0 | 0 | 493.3099 | 0.00020617 | 51 | Commercial_2023_SC B_MW_Before Competition Groups_51 | ECM MOTORS FOR HVAC APPLICATION (FAN-POWERED VAV BOX) | 0.02062% | 0 | 0.10171 | Commercial_2023_SC B_MW_Before Competition Groups_ECM MOTORS FOR HVAC APPLICATION (FAN-POWERED VAV BOX)
Commercial | Com ¦ Condensing Make Up Air Unit | 2023 | SC B | MW | Before Competition Groups | 0.058428 | 0 | 0 | 493.3099 | 0.00011844 | 52 | Commercial_2023_SC B_MW_Before Competition Groups_52 | Condensing Make Up Air Unit | 0.01184% | 0 | 0.058428 | Commercial_2023_SC B_MW_Before Competition Groups_Condensing Make Up Air Unit
Commercial | Com ¦ Auto Off Time Switch or Time Clock control | 2023 | SC B | MW | Before Competition Groups | 0.056256 | 0 | 0 | 493.3099 | 0.00011404 | 53 | Commercial_2023_SC B_MW_Before Competition Groups_53 | Auto Off Time Switch or Time Clock control | 0.0114% | 0 | 0.056256 | Commercial_2023_SC B_MW_Before Competition Groups_Auto Off Time Switch or Time Clock control
Commercial | Com ¦ Demand controlled Circulating Systems | 2023 | SC B | MW | Before Competition Groups | 0.056052 | 0 | 0 | 493.3099 | 0.00011362 | 54 | Commercial_2023_SC B_MW_Before Competition Groups_54 | Demand controlled Circulating Systems | 0.01136% | 0 | 0.056052 | Commercial_2023_SC B_MW_Before Competition Groups_Demand controlled Circulating Systems
Commercial | COM ¦ Ductless Mini-Split Heat Pumps | 2023 | SC B | MW | Before Competition Groups | 0.051295 | 0 | 0 | 493.3099 | 0.00010398 | 55 | Commercial_2023_SC B_MW_Before Competition Groups_55 | Ductless Mini-Split Heat Pumps | 0.0104% | 0 | 0.051295 | Commercial_2023_SC B_MW_Before Competition Groups_Ductless Mini-Split Heat Pumps
Commercial | Com ¦ CEE Tier 2/Energy Star Clothes Washers | 2023 | SC B | MW | Before Competition Groups | 0.049787 | 0 | 0 | 493.3099 | 0.00010093 | 56 | Commercial_2023_SC B_MW_Before Competition Groups_56 | CEE Tier 2/Energy Star Clothes Washers | 0.01009% | 0 | 0.049787 | Commercial_2023_SC B_MW_Before Competition Groups_CEE Tier 2/Energy Star Clothes Washers
Commercial | Com ¦ PTAC (12 EER/10,000 BTU) | 2023 | SC B | MW | Before Competition Groups | 0.047415 | 0 | 0 | 493.3099 | 9.6116e-05 | 57 | Commercial_2023_SC B_MW_Before Competition Groups_57 | PTAC (12 EER/10,000 BTU) | 0.009612% | 0 | 0.047415 | Commercial_2023_SC B_MW_Before Competition Groups_PTAC (12 EER/10,000 BTU)
Commercial | Com ¦ HVAC Optimization | 2023 | SC B | MW | Before Competition Groups | 0.044438 | 0 | 0 | 493.3099 | 9.0082e-05 | 58 | Commercial_2023_SC B_MW_Before Competition Groups_58 | HVAC Optimization | 0.009008% | 0 | 0.044438 | Commercial_2023_SC B_MW_Before Competition Groups_HVAC Optimization
Commercial | Com ¦ Low Flow Pre-Rinse Spray Nozzle | 2023 | SC B | MW | Before Competition Groups | 0.031829 | 0 | 0 | 493.3099 | 6.4522e-05 | 59 | Commercial_2023_SC B_MW_Before Competition Groups_59 | Low Flow Pre-Rinse Spray Nozzle | 0.006452% | 0 | 0.031829 | Commercial_2023_SC B_MW_Before Competition Groups_Low Flow Pre-Rinse Spray Nozzle
Commercial | Com ¦ Notched V belts for HVAC Systems | 2023 | SC B | MW | Before Competition Groups | 0.026495 | 0 | 0 | 493.3099 | 5.3709e-05 | 60 | Commercial_2023_SC B_MW_Before Competition Groups_60 | Notched V belts for HVAC Systems | 0.005371% | 0 | 0.026495 | Commercial_2023_SC B_MW_Before Competition Groups_Notched V belts for HVAC Systems
Commercial | Com ¦ Solar Water Preheat (Pools/DHW) | 2023 | SC B | MW | Before Competition Groups | 0.020364 | 0 | 0 | 493.3099 | 4.128e-05 | 61 | Commercial_2023_SC B_MW_Before Competition Groups_61 | Solar Water Preheat (Pools/DHW) | 0.004128% | 0 | 0.020364 | Commercial_2023_SC B_MW_Before Competition Groups_Solar Water Preheat (Pools/DHW)
Commercial | Com ¦ Wall Insulation | 2023 | SC B | MW | Before Competition Groups | 0.019606 | 0 | 0 | 493.3099 | 3.9745e-05 | 62 | Commercial_2023_SC B_MW_Before Competition Groups_62 | Wall Insulation | 0.003974% | 0 | 0.019606 | Commercial_2023_SC B_MW_Before Competition Groups_Wall Insulation
Commercial | Com ¦ Condensing Unit Heaters or other Efficient Unit Heating System | 2023 | SC B | MW | Before Competition Groups | 0.018642 | 0 | 0 | 493.3099 | 3.7789e-05 | 63 | Commercial_2023_SC B_MW_Before Competition Groups_63 | Condensing Unit Heaters or other Efficient Unit Heating System | 0.003779% | 0 | 0.018642 | Commercial_2023_SC B_MW_Before Competition Groups_Condensing Unit Heaters or other Efficient Unit Heating System
Commercial | Com ¦ Commercial Hot Food Holding Cabinets | 2023 | SC B | MW | Before Competition Groups | 0.014631 | 0 | 0 | 493.3099 | 2.9658e-05 | 64 | Commercial_2023_SC B_MW_Before Competition Groups_64 | Commercial Hot Food Holding Cabinets | 0.002966% | 0 | 0.014631 | Commercial_2023_SC B_MW_Before Competition Groups_Commercial Hot Food Holding Cabinets
Commercial | Com ¦ High Efficiency Chiller (avg of water and air cooled) | 2023 | SC B | MW | Before Competition Groups | 0.0085284 | 0 | 0 | 493.3099 | 1.7288e-05 | 65 | Commercial_2023_SC B_MW_Before Competition Groups_65 | High Efficiency Chiller (avg of water and air cooled) | 0.001729% | 0 | 0.0085284 | Commercial_2023_SC B_MW_Before Competition Groups_High Efficiency Chiller (avg of water and air cooled)
Commercial | Com ¦ VSD Air Compressor | 2023 | SC B | MW | Before Competition Groups | 0.0067603 | 0 | 0 | 493.3099 | 1.3704e-05 | 66 | Commercial_2023_SC B_MW_Before Competition Groups_66 | VSD Air Compressor | 0.00137% | 0 | 0.0067603 | Commercial_2023_SC B_MW_Before Competition Groups_VSD Air Compressor
Commercial | Com ¦ Room AC (w/ louvered sides) 14 SEER from 12 SEER code | 2023 | SC B | MW | Before Competition Groups | 0.0054754 | 0 | 0 | 493.3099 | 1.1099e-05 | 67 | Commercial_2023_SC B_MW_Before Competition Groups_67 | Room AC (w/ louvered sides) 14 SEER from 12 SEER code | 0.00111% | 0 | 0.0054754 | Commercial_2023_SC B_MW_Before Competition Groups_Room AC (w/ louvered sides) 14 SEER from 12 SEER code
Commercial | Com ¦ Energy Recovery Ventilation and Ventilation (Enhanced) | 2023 | SC B | MW | Before Competition Groups | 0.0044197 | 0 | 0 | 493.3099 | 8.9593e-06 | 68 | Commercial_2023_SC B_MW_Before Competition Groups_68 | Energy Recovery Ventilation and Ventilation (Enhanced) | 0.0008959% | 0 | 0.0044197 | Commercial_2023_SC B_MW_Before Competition Groups_Energy Recovery Ventilation and Ventilation (Enhanced)
Commercial | Com ¦ Air Curtains | 2023 | SC B | MW | Before Competition Groups | 0.0022078 | 0 | 0 | 493.3099 | 4.4755e-06 | 69 | Commercial_2023_SC B_MW_Before Competition Groups_69 | Air Curtains | 0.0004475% | 0 | 0.0022078 | Commercial_2023_SC B_MW_Before Competition Groups_Air Curtains
Commercial | Com ¦ High Efficiency Small Instantaneous Water Heater | 2023 | SC B | MW | Before Competition Groups | 0.0014512 | 0 | 0 | 493.3099 | 2.9418e-06 | 70 | Commercial_2023_SC B_MW_Before Competition Groups_70 | High Efficiency Small Instantaneous Water Heater | 0.0002942% | 0 | 0.0014512 | Commercial_2023_SC B_MW_Before Competition Groups_High Efficiency Small Instantaneous Water Heater
Commercial | Com ¦ EC Plug Fan for Data Center (under cabinet) | 2023 | SC B | MW | Before Competition Groups | 0.00065652 | 0 | 0 | 493.3099 | 1.3308e-06 | 71 | Commercial_2023_SC B_MW_Before Competition Groups_71 | EC Plug Fan for Data Center (under cabinet) | 0.0001331% | 0 | 0.00065652 | Commercial_2023_SC B_MW_Before Competition Groups_EC Plug Fan for Data Center (under cabinet)
Commercial | Com ¦ Electric Convection Combination Ovens | 2023 | SC B | MW | Before Competition Groups | 0.0001206 | 0 | 0 | 493.3099 | 2.4447e-07 | 72 | Commercial_2023_SC B_MW_Before Competition Groups_72 | Electric Convection Combination Ovens | 2.445e-05% | 0 | 0.0001206 | Commercial_2023_SC B_MW_Before Competition Groups_Electric Convection Combination Ovens
Commercial | Com ¦ LLLC - Low Impact Application | 2023 | SC B | MW | Before Competition Groups | 2.3022e-19 | 0 | 0 | 493.3099 | 4.6668e-22 | 73 | Commercial_2023_SC B_MW_Before Competition Groups_73 | LLLC - Low Impact Application | 4.667e-20% | 0 | 2.3022e-19 | Commercial_2023_SC B_MW_Before Competition Groups_LLLC - Low Impact Application
Commercial | Com ¦ LLLC - High Impact Application | 2023 | SC B | MW | Before Competition Groups | 7.5593e-20 | 0 | 0 | 493.3099 | 1.5324e-22 | 74 | Commercial_2023_SC B_MW_Before Competition Groups_74 | LLLC - High Impact Application | 1.532e-20% | 0 | 7.5593e-20 | Commercial_2023_SC B_MW_Before Competition Groups_LLLC - High Impact Application
Commercial | Com ¦ Networked/Connected - High Impact Application | 2023 | SC B | MW | Before Competition Groups | 6.0364e-22 | 0 | 0 | 493.3099 | 1.2236e-24 | 75 | Commercial_2023_SC B_MW_Before Competition Groups_75 | Networked/Connected - High Impact Application | 1.224e-22% | 0 | 6.0364e-22 | Commercial_2023_SC B_MW_Before Competition Groups_Networked/Connected - High Impact Application
Commercial | Com ¦ Networked/Connected - Low Impact Application | 2023 | SC B | MW | Before Competition Groups | 2.3107e-22 | 0 | 0 | 493.3099 | 4.6841e-25 | 76 | Commercial_2023_SC B_MW_Before Competition Groups_76 | Networked/Connected - Low Impact Application | 4.684e-23% | 0 | 2.3107e-22 | Commercial_2023_SC B_MW_Before Competition Groups_Networked/Connected - Low Impact Application
Commercial | Com ¦ Efficient compressor motor | 2023 | SC B | MW | Before Competition Groups | 0 | 0 | 0 | 493.3099 | 0 | 77 | Commercial_2023_SC B_MW_Before Competition Groups_77 | Efficient compressor motor | 0% | 0 | 0 | Commercial_2023_SC B_MW_Before Competition Groups_Efficient compressor motor
Commercial | Com ¦ Indoor Daylight Sensors/Photocell Dimming Control | 2023 | SC B | MW | Before Competition Groups | 0 | 0 | 0 | 493.3099 | 0 | 78 | Commercial_2023_SC B_MW_Before Competition Groups_78 | Indoor Daylight Sensors/Photocell Dimming Control | 0% | 0 | 0 | Commercial_2023_SC B_MW_Before Competition Groups_Indoor Daylight Sensors/Photocell Dimming Control
Commercial | Com ¦ LED RECESSED DOWNLIGHTS | 2023 | SC B | MW | Before Competition Groups | 0 | 0 | 0 | 493.3099 | 0 | 79 | Commercial_2023_SC B_MW_Before Competition Groups_79 | LED RECESSED DOWNLIGHTS | 0% | 0 | 0 | Commercial_2023_SC B_MW_Before Competition Groups_LED RECESSED DOWNLIGHTS
Commercial | Com ¦ Variable Refrigerant Flow Heat Pump | 2023 | SC B | MW | Before Competition Groups | 0 | 0 | 0 | 493.3099 | 0 | 80 | Commercial_2023_SC B_MW_Before Competition Groups_80 | Variable Refrigerant Flow Heat Pump | 0% | 0 | 0 | Commercial_2023_SC B_MW_Before Competition Groups_Variable Refrigerant Flow Heat Pump
Commercial | Com ¦ ENERGY STAR LED LAMPS (REFLECTOR LAMPs/MR16/PAR 16) | 2023 | SC C | MW | Before Competition Groups | 68.3333 | 0 | 0 | 360.8622 | 0.18936 | 1 | Commercial_2023_SC C_MW_Before Competition Groups_1 | ENERGY STAR LED LAMPS (REFLECTOR LAMPs/MR16/PAR 16) | 18.94% | 0 | 68.3333 | Commercial_2023_SC C_MW_Before Competition Groups_ENERGY STAR LED LAMPS (REFLECTOR LAMPs/MR16/PAR 16)
Commercial | Com ¦ LED Low/High Bay | 2023 | SC C | MW | Before Competition Groups | 40.2934 | 0 | 0 | 360.8622 | 0.11166 | 2 | Commercial_2023_SC C_MW_Before Competition Groups_2 | LED Low/High Bay | 11.17% | 0 | 40.2934 | Commercial_2023_SC C_MW_Before Competition Groups_LED Low/High Bay
Commercial | Com ¦ LED Troffer/Surface/Suspended | 2023 | SC C | MW | Before Competition Groups | 39.7252 | 0 | 0 | 360.8622 | 0.11008 | 3 | Commercial_2023_SC C_MW_Before Competition Groups_3 | LED Troffer/Surface/Suspended | 11.01% | 0 | 39.7252 | Commercial_2023_SC C_MW_Before Competition Groups_LED Troffer/Surface/Suspended
Commercial | Com ¦ LED Replacement Lamp (Tube) | 2023 | SC C | MW | Before Competition Groups | 29.6239 | 0 | 0 | 360.8622 | 0.082092 | 4 | Commercial_2023_SC C_MW_Before Competition Groups_4 | LED Replacement Lamp (Tube) | 8.209% | 0 | 29.6239 | Commercial_2023_SC C_MW_Before Competition Groups_LED Replacement Lamp (Tube)
Commercial | Com ¦ High Efficiency Air Source Heat Pump | 2023 | SC C | MW | Before Competition Groups | 21.6181 | 0 | 0 | 360.8622 | 0.059907 | 5 | Commercial_2023_SC C_MW_Before Competition Groups_5 | High Efficiency Air Source Heat Pump | 5.991% | 0 | 21.6181 | Commercial_2023_SC C_MW_Before Competition Groups_High Efficiency Air Source Heat Pump
Commercial | Com ¦ Building Recommissioning, Operations and Maintenance (O&M) Improvements | 2023 | SC C | MW | Before Competition Groups | 16.0806 | 0 | 0 | 360.8622 | 0.044562 | 6 | Commercial_2023_SC C_MW_Before Competition Groups_6 | Building Recommissioning, Operations and Maintenance (O&M) Improvements | 4.456% | 0 | 16.0806 | Commercial_2023_SC C_MW_Before Competition Groups_Building Recommissioning, Operations and Maintenance (O&M) Improvements
Commercial | Com ¦ Education and Capacity Building/Energy Behavior | 2023 | SC C | MW | Before Competition Groups | 14.2556 | 0 | 0 | 360.8622 | 0.039504 | 7 | Commercial_2023_SC C_MW_Before Competition Groups_7 | Education and Capacity Building/Energy Behavior | 3.95% | 0 | 14.2556 | Commercial_2023_SC C_MW_Before Competition Groups_Education and Capacity Building/Energy Behavior
Commercial | Com ¦ Data Center Storage/Server Virtualization | 2023 | SC C | MW | Before Competition Groups | 13.3701 | 0 | 0 | 360.8622 | 0.037051 | 8 | Commercial_2023_SC C_MW_Before Competition Groups_8 | Data Center Storage/Server Virtualization | 3.705% | 0 | 13.3701 | Commercial_2023_SC C_MW_Before Competition Groups_Data Center Storage/Server Virtualization
Commercial | Com ¦ LED or Equivalent Sign Lighting | 2023 | SC C | MW | Before Competition Groups | 12.0595 | 0 | 0 | 360.8622 | 0.033418 | 9 | Commercial_2023_SC C_MW_Before Competition Groups_9 | LED or Equivalent Sign Lighting | 3.342% | 0 | 12.0595 | Commercial_2023_SC C_MW_Before Competition Groups_LED or Equivalent Sign Lighting
Commercial | Com ¦ Advanced BAS/Controllers | 2023 | SC C | MW | Before Competition Groups | 10.0128 | 0 | 0 | 360.8622 | 0.027747 | 10 | Commercial_2023_SC C_MW_Before Competition Groups_10 | Advanced BAS/Controllers | 2.775% | 0 | 10.0128 | Commercial_2023_SC C_MW_Before Competition Groups_Advanced BAS/Controllers
Commercial | Com ¦ ENERGY STAR LED LAMPS (General Service Lamps) | 2023 | SC C | MW | Before Competition Groups | 9.9809 | 0 | 0 | 360.8622 | 0.027659 | 11 | Commercial_2023_SC C_MW_Before Competition Groups_11 | ENERGY STAR LED LAMPS (General Service Lamps) | 2.766% | 0 | 9.9809 | Commercial_2023_SC C_MW_Before Competition Groups_ENERGY STAR LED LAMPS (General Service Lamps)
Commercial | Com ¦ Unitary Air-Conditioning Unit | 2023 | SC C | MW | Before Competition Groups | 8.634 | 0 | 0 | 360.8622 | 0.023926 | 12 | Commercial_2023_SC C_MW_Before Competition Groups_12 | Unitary Air-Conditioning Unit | 2.393% | 0 | 8.634 | Commercial_2023_SC C_MW_Before Competition Groups_Unitary Air-Conditioning Unit
Commercial | Com ¦ Reach-in Shaded Pole to ECM/PSC Evaporator Fan Motor | 2023 | SC C | MW | Before Competition Groups | 8.4664 | 0 | 0 | 360.8622 | 0.023461 | 13 | Commercial_2023_SC C_MW_Before Competition Groups_13 | Reach-in Shaded Pole to ECM/PSC Evaporator Fan Motor | 2.346% | 0 | 8.4664 | Commercial_2023_SC C_MW_Before Competition Groups_Reach-in Shaded Pole to ECM/PSC Evaporator Fan Motor
Commercial | Com ¦ Adaptive Thermostats | 2023 | SC C | MW | Before Competition Groups | 6.7046 | 0 | 0 | 360.8622 | 0.018579 | 14 | Commercial_2023_SC C_MW_Before Competition Groups_14 | Adaptive Thermostats | 1.858% | 0 | 6.7046 | Commercial_2023_SC C_MW_Before Competition Groups_Adaptive Thermostats
Commercial | Com ¦ Strip Curtains | 2023 | SC C | MW | Before Competition Groups | 5.8636 | 0 | 0 | 360.8622 | 0.016249 | 15 | Commercial_2023_SC C_MW_Before Competition Groups_15 | Strip Curtains | 1.625% | 0 | 5.8636 | Commercial_2023_SC C_MW_Before Competition Groups_Strip Curtains
Commercial | Com ¦ Chilled Water Optimization | 2023 | SC C | MW | Before Competition Groups | 5.4201 | 0 | 0 | 360.8622 | 0.01502 | 16 | Commercial_2023_SC C_MW_Before Competition Groups_16 | Chilled Water Optimization | 1.502% | 0 | 5.4201 | Commercial_2023_SC C_MW_Before Competition Groups_Chilled Water Optimization
Commercial | Com ¦ Furnace Tune-Up | 2023 | SC C | MW | Before Competition Groups | 4.4266 | 0 | 0 | 360.8622 | 0.012267 | 17 | Commercial_2023_SC C_MW_Before Competition Groups_17 | Furnace Tune-Up | 1.227% | 0 | 4.4266 | Commercial_2023_SC C_MW_Before Competition Groups_Furnace Tune-Up
Commercial | Com ¦ Refrigerated Display Case Doors | 2023 | SC C | MW | Before Competition Groups | 4.372 | 0 | 0 | 360.8622 | 0.012115 | 18 | Commercial_2023_SC C_MW_Before Competition Groups_18 | Refrigerated Display Case Doors | 1.212% | 0 | 4.372 | Commercial_2023_SC C_MW_Before Competition Groups_Refrigerated Display Case Doors
Commercial | Com ¦ Centrally controlled desktop PC/NETWORK PC POWER MANAGEMENT SOFTWARE | 2023 | SC C | MW | Before Competition Groups | 3.5942 | 0 | 0 | 360.8622 | 0.00996 | 19 | Commercial_2023_SC C_MW_Before Competition Groups_19 | Centrally controlled desktop PC/NETWORK PC POWER MANAGEMENT SOFTWARE | 0.996% | 0 | 3.5942 | Commercial_2023_SC C_MW_Before Competition Groups_Centrally controlled desktop PC/NETWORK PC POWER MANAGEMENT SOFTWARE
Commercial | Com ¦ Demand Control Ventilation | 2023 | SC C | MW | Before Competition Groups | 3.3763 | 0 | 0 | 360.8622 | 0.0093561 | 20 | Commercial_2023_SC C_MW_Before Competition Groups_20 | Demand Control Ventilation | 0.9356% | 0 | 3.3763 | Commercial_2023_SC C_MW_Before Competition Groups_Demand Control Ventilation
Commercial | Com ¦ LED EXTERIOR AREA LIGHTS - LED fixture (200W) | 2023 | SC C | MW | Before Competition Groups | 3.2176 | 0 | 0 | 360.8622 | 0.0089163 | 21 | Commercial_2023_SC C_MW_Before Competition Groups_21 | LED EXTERIOR AREA LIGHTS - LED fixture (200W) | 0.8916% | 0 | 3.2176 | Commercial_2023_SC C_MW_Before Competition Groups_LED EXTERIOR AREA LIGHTS - LED fixture (200W)
Commercial | Com ¦ LED parking lot fixture | 2023 | SC C | MW | Before Competition Groups | 3.192 | 0 | 0 | 360.8622 | 0.0088455 | 22 | Commercial_2023_SC C_MW_Before Competition Groups_22 | LED parking lot fixture | 0.8846% | 0 | 3.192 | Commercial_2023_SC C_MW_Before Competition Groups_LED parking lot fixture
Commercial | Com ¦ Variable Frequency Drive (VFD) | 2023 | SC C | MW | Before Competition Groups | 3.1165 | 0 | 0 | 360.8622 | 0.0086361 | 23 | Commercial_2023_SC C_MW_Before Competition Groups_23 | Variable Frequency Drive (VFD) | 0.8636% | 0 | 3.1165 | Commercial_2023_SC C_MW_Before Competition Groups_Variable Frequency Drive (VFD)
Commercial | Com ¦ Refrigerated Display Case LED | 2023 | SC C | MW | Before Competition Groups | 2.9536 | 0 | 0 | 360.8622 | 0.0081847 | 24 | Commercial_2023_SC C_MW_Before Competition Groups_24 | Refrigerated Display Case LED | 0.8185% | 0 | 2.9536 | Commercial_2023_SC C_MW_Before Competition Groups_Refrigerated Display Case LED
Commercial | Com ¦ VFD on Pumps | 2023 | SC C | MW | Before Competition Groups | 2.9106 | 0 | 0 | 360.8622 | 0.0080656 | 25 | Commercial_2023_SC C_MW_Before Competition Groups_25 | VFD on Pumps | 0.8066% | 0 | 2.9106 | Commercial_2023_SC C_MW_Before Competition Groups_VFD on Pumps
Commercial | Com ¦ LED street light fixture | 2023 | SC C | MW | Before Competition Groups | 1.8254 | 0 | 0 | 360.8622 | 0.0050584 | 26 | Commercial_2023_SC C_MW_Before Competition Groups_26 | LED street light fixture | 0.5058% | 0 | 1.8254 | Commercial_2023_SC C_MW_Before Competition Groups_LED street light fixture
Commercial | Com ¦ Air Handler with Dedicated Outdoor Air Systems | 2023 | SC C | MW | Before Competition Groups | 1.7668 | 0 | 0 | 360.8622 | 0.0048961 | 27 | Commercial_2023_SC C_MW_Before Competition Groups_27 | Air Handler with Dedicated Outdoor Air Systems | 0.4896% | 0 | 1.7668 | Commercial_2023_SC C_MW_Before Competition Groups_Air Handler with Dedicated Outdoor Air Systems
Commercial | Com ¦ ENERGY STAR Griddle (74% eff) | 2023 | SC C | MW | Before Competition Groups | 1.6849 | 0 | 0 | 360.8622 | 0.0046692 | 28 | Commercial_2023_SC C_MW_Before Competition Groups_28 | ENERGY STAR Griddle (74% eff) | 0.4669% | 0 | 1.6849 | Commercial_2023_SC C_MW_Before Competition Groups_ENERGY STAR Griddle (74% eff)
Commercial | Com ¦ ECM MOTORS FOR EVAPORATOR FANS for refrigeration (WALK-IN) | 2023 | SC C | MW | Before Competition Groups | 1.5969 | 0 | 0 | 360.8622 | 0.0044253 | 29 | Commercial_2023_SC C_MW_Before Competition Groups_29 | ECM MOTORS FOR EVAPORATOR FANS for refrigeration (WALK-IN) | 0.4425% | 0 | 1.5969 | Commercial_2023_SC C_MW_Before Competition Groups_ECM MOTORS FOR EVAPORATOR FANS for refrigeration (WALK-IN)
Commercial | Com ¦ Freezer Case Light Sensor | 2023 | SC C | MW | Before Competition Groups | 1.3776 | 0 | 0 | 360.8622 | 0.0038174 | 30 | Commercial_2023_SC C_MW_Before Competition Groups_30 | Freezer Case Light Sensor | 0.3817% | 0 | 1.3776 | Commercial_2023_SC C_MW_Before Competition Groups_Freezer Case Light Sensor
Commercial | Com ¦ Evaporator Fan Controls | 2023 | SC C | MW | Before Competition Groups | 1.3421 | 0 | 0 | 360.8622 | 0.0037191 | 31 | Commercial_2023_SC C_MW_Before Competition Groups_31 | Evaporator Fan Controls | 0.3719% | 0 | 1.3421 | Commercial_2023_SC C_MW_Before Competition Groups_Evaporator Fan Controls
Commercial | Com ¦ Demand Control Kitchen Ventilation | 2023 | SC C | MW | Before Competition Groups | 1.1848 | 0 | 0 | 360.8622 | 0.0032834 | 32 | Commercial_2023_SC C_MW_Before Competition Groups_32 | Demand Control Kitchen Ventilation | 0.3283% | 0 | 1.1848 | Commercial_2023_SC C_MW_Before Competition Groups_Demand Control Kitchen Ventilation
Commercial | Com ¦ Occupancy Sensors | 2023 | SC C | MW | Before Competition Groups | 1.0681 | 0 | 0 | 360.8622 | 0.0029597 | 33 | Commercial_2023_SC C_MW_Before Competition Groups_33 | Occupancy Sensors | 0.296% | 0 | 1.0681 | Commercial_2023_SC C_MW_Before Competition Groups_Occupancy Sensors
Commercial | Com ¦ Duct Insulation, R8 | 2023 | SC C | MW | Before Competition Groups | 0.82122 | 0 | 0 | 360.8622 | 0.0022757 | 34 | Commercial_2023_SC C_MW_Before Competition Groups_34 | Duct Insulation, R8 | 0.2276% | 0 | 0.82122 | Commercial_2023_SC C_MW_Before Competition Groups_Duct Insulation, R8
Commercial | Com ¦ Water Source Heat Pump (4 ton) | 2023 | SC C | MW | Before Competition Groups | 0.71316 | 0 | 0 | 360.8622 | 0.0019763 | 35 | Commercial_2023_SC C_MW_Before Competition Groups_35 | Water Source Heat Pump (4 ton) | 0.1976% | 0 | 0.71316 | Commercial_2023_SC C_MW_Before Competition Groups_Water Source Heat Pump (4 ton)
Commercial | Com ¦ Temperature Adjustment in Commercial Freezers | 2023 | SC C | MW | Before Competition Groups | 0.49115 | 0 | 0 | 360.8622 | 0.001361 | 36 | Commercial_2023_SC C_MW_Before Competition Groups_36 | Temperature Adjustment in Commercial Freezers | 0.1361% | 0 | 0.49115 | Commercial_2023_SC C_MW_Before Competition Groups_Temperature Adjustment in Commercial Freezers
Commercial | Com ¦ ENERGY STAR Fryer (84% eff) | 2023 | SC C | MW | Before Competition Groups | 0.4892 | 0 | 0 | 360.8622 | 0.0013556 | 37 | Commercial_2023_SC C_MW_Before Competition Groups_37 | ENERGY STAR Fryer (84% eff) | 0.1356% | 0 | 0.4892 | Commercial_2023_SC C_MW_Before Competition Groups_ENERGY STAR Fryer (84% eff)
Commercial | Com ¦ Elec Storage WH 2.30 Et | 2023 | SC C | MW | Before Competition Groups | 0.46543 | 0 | 0 | 360.8622 | 0.0012898 | 38 | Commercial_2023_SC C_MW_Before Competition Groups_38 | Elec Storage WH 2.30 Et | 0.129% | 0 | 0.46543 | Commercial_2023_SC C_MW_Before Competition Groups_Elec Storage WH 2.30 Et
Commercial | Com ¦ Thermostat Setback | 2023 | SC C | MW | Before Competition Groups | 0.4265 | 0 | 0 | 360.8622 | 0.0011819 | 39 | Commercial_2023_SC C_MW_Before Competition Groups_39 | Thermostat Setback | 0.1182% | 0 | 0.4265 | Commercial_2023_SC C_MW_Before Competition Groups_Thermostat Setback
Commercial | Com ¦ BEVERAGE VENDING MACHINE CONTROLS | 2023 | SC C | MW | Before Competition Groups | 0.40863 | 0 | 0 | 360.8622 | 0.0011324 | 40 | Commercial_2023_SC C_MW_Before Competition Groups_40 | BEVERAGE VENDING MACHINE CONTROLS | 0.1132% | 0 | 0.40863 | Commercial_2023_SC C_MW_Before Competition Groups_BEVERAGE VENDING MACHINE CONTROLS
Commercial | Com ¦ CO Sensors for parking garage exhaust fans | 2023 | SC C | MW | Before Competition Groups | 0.40693 | 0 | 0 | 360.8622 | 0.0011277 | 41 | Commercial_2023_SC C_MW_Before Competition Groups_41 | CO Sensors for parking garage exhaust fans | 0.1128% | 0 | 0.40693 | Commercial_2023_SC C_MW_Before Competition Groups_CO Sensors for parking garage exhaust fans
Commercial | Com ¦ Vertical Night Covers | 2023 | SC C | MW | Before Competition Groups | 0.40576 | 0 | 0 | 360.8622 | 0.0011244 | 42 | Commercial_2023_SC C_MW_Before Competition Groups_42 | Vertical Night Covers | 0.1124% | 0 | 0.40576 | Commercial_2023_SC C_MW_Before Competition Groups_Vertical Night Covers
Commercial | Com ¦ Door Gasket Freezer/Refrigerator | 2023 | SC C | MW | Before Competition Groups | 0.39163 | 0 | 0 | 360.8622 | 0.0010853 | 43 | Commercial_2023_SC C_MW_Before Competition Groups_43 | Door Gasket Freezer/Refrigerator | 0.1085% | 0 | 0.39163 | Commercial_2023_SC C_MW_Before Competition Groups_Door Gasket Freezer/Refrigerator
Commercial | Com ¦ Energy Efficient Laboratory Fume Hood | 2023 | SC C | MW | Before Competition Groups | 0.37122 | 0 | 0 | 360.8622 | 0.0010287 | 44 | Commercial_2023_SC C_MW_Before Competition Groups_44 | Energy Efficient Laboratory Fume Hood | 0.1029% | 0 | 0.37122 | Commercial_2023_SC C_MW_Before Competition Groups_Energy Efficient Laboratory Fume Hood
Commercial | Com ¦ Outside Air Economizer | 2023 | SC C | MW | Before Competition Groups | 0.36373 | 0 | 0 | 360.8622 | 0.001008 | 45 | Commercial_2023_SC C_MW_Before Competition Groups_45 | Outside Air Economizer | 0.1008% | 0 | 0.36373 | Commercial_2023_SC C_MW_Before Competition Groups_Outside Air Economizer
Commercial | Com ¦ ENERGY STAR Steam Cookers | 2023 | SC C | MW | Before Competition Groups | 0.31193 | 0 | 0 | 360.8622 | 0.0008644 | 46 | Commercial_2023_SC C_MW_Before Competition Groups_46 | ENERGY STAR Steam Cookers | 0.08644% | 0 | 0.31193 | Commercial_2023_SC C_MW_Before Competition Groups_ENERGY STAR Steam Cookers
Commercial | Com ¦ Water Heating (DHW) Pipe Insulation (Add 3/4\ Foam)" | 2023 | SC C | MW | Before Competition Groups | 0.31146 | 0 | 0 | 360.8622 | 0.00086311 | 47 | Commercial_2023_SC C_MW_Before Competition Groups_47 | Water Heating (DHW) Pipe Insulation (Add 3/4\ Foam)" | 0.08631% | 0 | 0.31146 | Commercial_2023_SC C_MW_Before Competition Groups_Water Heating (DHW) Pipe Insulation (Add 3/4\ Foam)"
Commercial | Com ¦ ENERGY STAR Dishwasher | 2023 | SC C | MW | Before Competition Groups | 0.21719 | 0 | 0 | 360.8622 | 0.00060187 | 48 | Commercial_2023_SC C_MW_Before Competition Groups_48 | ENERGY STAR Dishwasher | 0.06019% | 0 | 0.21719 | Commercial_2023_SC C_MW_Before Competition Groups_ENERGY STAR Dishwasher
Commercial | Com ¦ Suction Pipe Insulation Freezer/Refrigerator | 2023 | SC C | MW | Before Competition Groups | 0.21121 | 0 | 0 | 360.8622 | 0.0005853 | 49 | Commercial_2023_SC C_MW_Before Competition Groups_49 | Suction Pipe Insulation Freezer/Refrigerator | 0.05853% | 0 | 0.21121 | Commercial_2023_SC C_MW_Before Competition Groups_Suction Pipe Insulation Freezer/Refrigerator
Commercial | Com ¦ Ozone Laundry Treatment | 2023 | SC C | MW | Before Competition Groups | 0.09923 | 0 | 0 | 360.8622 | 0.00027498 | 50 | Commercial_2023_SC C_MW_Before Competition Groups_50 | Ozone Laundry Treatment | 0.0275% | 0 | 0.09923 | Commercial_2023_SC C_MW_Before Competition Groups_Ozone Laundry Treatment
Commercial | Com ¦ LLLC - High Impact Application | 2023 | SC C | MW | Before Competition Groups | 0.085281 | 0 | 0 | 360.8622 | 0.00023632 | 51 | Commercial_2023_SC C_MW_Before Competition Groups_51 | LLLC - High Impact Application | 0.02363% | 0 | 0.085281 | Commercial_2023_SC C_MW_Before Competition Groups_LLLC - High Impact Application
Commercial | Com ¦ LLLC - Low Impact Application | 2023 | SC C | MW | Before Competition Groups | 0.055745 | 0 | 0 | 360.8622 | 0.00015448 | 52 | Commercial_2023_SC C_MW_Before Competition Groups_52 | LLLC - Low Impact Application | 0.01545% | 0 | 0.055745 | Commercial_2023_SC C_MW_Before Competition Groups_LLLC - Low Impact Application
Commercial | Com ¦ ECM MOTORS FOR HVAC APPLICATION (FAN-POWERED VAV BOX) | 2023 | SC C | MW | Before Competition Groups | 0.047417 | 0 | 0 | 360.8622 | 0.0001314 | 53 | Commercial_2023_SC C_MW_Before Competition Groups_53 | ECM MOTORS FOR HVAC APPLICATION (FAN-POWERED VAV BOX) | 0.01314% | 0 | 0.047417 | Commercial_2023_SC C_MW_Before Competition Groups_ECM MOTORS FOR HVAC APPLICATION (FAN-POWERED VAV BOX)
Commercial | Com ¦ HVAC Optimization | 2023 | SC C | MW | Before Competition Groups | 0.044438 | 0 | 0 | 360.8622 | 0.00012315 | 54 | Commercial_2023_SC C_MW_Before Competition Groups_54 | HVAC Optimization | 0.01231% | 0 | 0.044438 | Commercial_2023_SC C_MW_Before Competition Groups_HVAC Optimization
Commercial | Com ¦ CEE Tier 2/Energy Star Clothes Washers | 2023 | SC C | MW | Before Competition Groups | 0.043001 | 0 | 0 | 360.8622 | 0.00011916 | 55 | Commercial_2023_SC C_MW_Before Competition Groups_55 | CEE Tier 2/Energy Star Clothes Washers | 0.01192% | 0 | 0.043001 | Commercial_2023_SC C_MW_Before Competition Groups_CEE Tier 2/Energy Star Clothes Washers
Commercial | Com ¦ Condensing Make Up Air Unit | 2023 | SC C | MW | Before Competition Groups | 0.039352 | 0 | 0 | 360.8622 | 0.00010905 | 56 | Commercial_2023_SC C_MW_Before Competition Groups_56 | Condensing Make Up Air Unit | 0.01091% | 0 | 0.039352 | Commercial_2023_SC C_MW_Before Competition Groups_Condensing Make Up Air Unit
Commercial | COM ¦ Ductless Mini-Split Heat Pumps | 2023 | SC C | MW | Before Competition Groups | 0.039131 | 0 | 0 | 360.8622 | 0.00010844 | 57 | Commercial_2023_SC C_MW_Before Competition Groups_57 | Ductless Mini-Split Heat Pumps | 0.01084% | 0 | 0.039131 | Commercial_2023_SC C_MW_Before Competition Groups_Ductless Mini-Split Heat Pumps
Commercial | Com ¦ Low Flow Pre-Rinse Spray Nozzle | 2023 | SC C | MW | Before Competition Groups | 0.025302 | 0 | 0 | 360.8622 | 7.0115e-05 | 58 | Commercial_2023_SC C_MW_Before Competition Groups_58 | Low Flow Pre-Rinse Spray Nozzle | 0.007012% | 0 | 0.025302 | Commercial_2023_SC C_MW_Before Competition Groups_Low Flow Pre-Rinse Spray Nozzle
Commercial | Com ¦ Auto Off Time Switch or Time Clock control | 2023 | SC C | MW | Before Competition Groups | 0.022228 | 0 | 0 | 360.8622 | 6.1597e-05 | 59 | Commercial_2023_SC C_MW_Before Competition Groups_59 | Auto Off Time Switch or Time Clock control | 0.00616% | 0 | 0.022228 | Commercial_2023_SC C_MW_Before Competition Groups_Auto Off Time Switch or Time Clock control
Commercial | Com ¦ Demand controlled Circulating Systems | 2023 | SC C | MW | Before Competition Groups | 0.021112 | 0 | 0 | 360.8622 | 5.8506e-05 | 60 | Commercial_2023_SC C_MW_Before Competition Groups_60 | Demand controlled Circulating Systems | 0.005851% | 0 | 0.021112 | Commercial_2023_SC C_MW_Before Competition Groups_Demand controlled Circulating Systems
Commercial | Com ¦ PTAC (12 EER/10,000 BTU) | 2023 | SC C | MW | Before Competition Groups | 0.017746 | 0 | 0 | 360.8622 | 4.9176e-05 | 61 | Commercial_2023_SC C_MW_Before Competition Groups_61 | PTAC (12 EER/10,000 BTU) | 0.004918% | 0 | 0.017746 | Commercial_2023_SC C_MW_Before Competition Groups_PTAC (12 EER/10,000 BTU)
Commercial | Com ¦ Notched V belts for HVAC Systems | 2023 | SC C | MW | Before Competition Groups | 0.011066 | 0 | 0 | 360.8622 | 3.0666e-05 | 62 | Commercial_2023_SC C_MW_Before Competition Groups_62 | Notched V belts for HVAC Systems | 0.003067% | 0 | 0.011066 | Commercial_2023_SC C_MW_Before Competition Groups_Notched V belts for HVAC Systems
Commercial | Com ¦ Commercial Hot Food Holding Cabinets | 2023 | SC C | MW | Before Competition Groups | 0.010812 | 0 | 0 | 360.8622 | 2.9963e-05 | 63 | Commercial_2023_SC C_MW_Before Competition Groups_63 | Commercial Hot Food Holding Cabinets | 0.002996% | 0 | 0.010812 | Commercial_2023_SC C_MW_Before Competition Groups_Commercial Hot Food Holding Cabinets
Commercial | Com ¦ High Efficiency Chiller (avg of water and air cooled) | 2023 | SC C | MW | Before Competition Groups | 0.008529 | 0 | 0 | 360.8622 | 2.3635e-05 | 64 | Commercial_2023_SC C_MW_Before Competition Groups_64 | High Efficiency Chiller (avg of water and air cooled) | 0.002363% | 0 | 0.008529 | Commercial_2023_SC C_MW_Before Competition Groups_High Efficiency Chiller (avg of water and air cooled)
Commercial | Com ¦ Solar Water Preheat (Pools/DHW) | 2023 | SC C | MW | Before Competition Groups | 0.0076505 | 0 | 0 | 360.8622 | 2.1201e-05 | 65 | Commercial_2023_SC C_MW_Before Competition Groups_65 | Solar Water Preheat (Pools/DHW) | 0.00212% | 0 | 0.0076505 | Commercial_2023_SC C_MW_Before Competition Groups_Solar Water Preheat (Pools/DHW)
Commercial | Com ¦ Wall Insulation | 2023 | SC C | MW | Before Competition Groups | 0.0073694 | 0 | 0 | 360.8622 | 2.0422e-05 | 66 | Commercial_2023_SC C_MW_Before Competition Groups_66 | Wall Insulation | 0.002042% | 0 | 0.0073694 | Commercial_2023_SC C_MW_Before Competition Groups_Wall Insulation
Commercial | Com ¦ Condensing Unit Heaters or other Efficient Unit Heating System | 2023 | SC C | MW | Before Competition Groups | 0.007006 | 0 | 0 | 360.8622 | 1.9415e-05 | 67 | Commercial_2023_SC C_MW_Before Competition Groups_67 | Condensing Unit Heaters or other Efficient Unit Heating System | 0.001941% | 0 | 0.007006 | Commercial_2023_SC C_MW_Before Competition Groups_Condensing Unit Heaters or other Efficient Unit Heating System
Commercial | Com ¦ VSD Air Compressor | 2023 | SC C | MW | Before Competition Groups | 0.0058104 | 0 | 0 | 360.8622 | 1.6101e-05 | 68 | Commercial_2023_SC C_MW_Before Competition Groups_68 | VSD Air Compressor | 0.00161% | 0 | 0.0058104 | Commercial_2023_SC C_MW_Before Competition Groups_VSD Air Compressor
Commercial | Com ¦ Air Curtains | 2023 | SC C | MW | Before Competition Groups | 0.0056982 | 0 | 0 | 360.8622 | 1.579e-05 | 69 | Commercial_2023_SC C_MW_Before Competition Groups_69 | Air Curtains | 0.001579% | 0 | 0.0056982 | Commercial_2023_SC C_MW_Before Competition Groups_Air Curtains
Commercial | Com ¦ Room AC (w/ louvered sides) 14 SEER from 12 SEER code | 2023 | SC C | MW | Before Competition Groups | 0.0020578 | 0 | 0 | 360.8622 | 5.7026e-06 | 70 | Commercial_2023_SC C_MW_Before Competition Groups_70 | Room AC (w/ louvered sides) 14 SEER from 12 SEER code | 0.0005703% | 0 | 0.0020578 | Commercial_2023_SC C_MW_Before Competition Groups_Room AC (w/ louvered sides) 14 SEER from 12 SEER code
Commercial | Com ¦ Energy Recovery Ventilation and Ventilation (Enhanced) | 2023 | SC C | MW | Before Competition Groups | 0.0011525 | 0 | 0 | 360.8622 | 3.1937e-06 | 71 | Commercial_2023_SC C_MW_Before Competition Groups_71 | Energy Recovery Ventilation and Ventilation (Enhanced) | 0.0003194% | 0 | 0.0011525 | Commercial_2023_SC C_MW_Before Competition Groups_Energy Recovery Ventilation and Ventilation (Enhanced)
Commercial | Com ¦ EC Plug Fan for Data Center (under cabinet) | 2023 | SC C | MW | Before Competition Groups | 0.00050024 | 0 | 0 | 360.8622 | 1.3862e-06 | 72 | Commercial_2023_SC C_MW_Before Competition Groups_72 | EC Plug Fan for Data Center (under cabinet) | 0.0001386% | 0 | 0.00050024 | Commercial_2023_SC C_MW_Before Competition Groups_EC Plug Fan for Data Center (under cabinet)
Commercial | Com ¦ Networked/Connected - High Impact Application | 2023 | SC C | MW | Before Competition Groups | 0.00024002 | 0 | 0 | 360.8622 | 6.6512e-07 | 73 | Commercial_2023_SC C_MW_Before Competition Groups_73 | Networked/Connected - High Impact Application | 6.651e-05% | 0 | 0.00024002 | Commercial_2023_SC C_MW_Before Competition Groups_Networked/Connected - High Impact Application
Commercial | Com ¦ Electric Convection Combination Ovens | 2023 | SC C | MW | Before Competition Groups | 0.00011122 | 0 | 0 | 360.8622 | 3.0822e-07 | 74 | Commercial_2023_SC C_MW_Before Competition Groups_74 | Electric Convection Combination Ovens | 3.082e-05% | 0 | 0.00011122 | Commercial_2023_SC C_MW_Before Competition Groups_Electric Convection Combination Ovens
Commercial | Com ¦ Networked/Connected - Low Impact Application | 2023 | SC C | MW | Before Competition Groups | 1.1391e-05 | 0 | 0 | 360.8622 | 3.1566e-08 | 75 | Commercial_2023_SC C_MW_Before Competition Groups_75 | Networked/Connected - Low Impact Application | 3.157e-06% | 0 | 1.1391e-05 | Commercial_2023_SC C_MW_Before Competition Groups_Networked/Connected - Low Impact Application
Commercial | Com ¦ High Efficiency Small Instantaneous Water Heater | 2023 | SC C | MW | Before Competition Groups | 7.1219e-06 | 0 | 0 | 360.8622 | 1.9736e-08 | 76 | Commercial_2023_SC C_MW_Before Competition Groups_76 | High Efficiency Small Instantaneous Water Heater | 1.974e-06% | 0 | 7.1219e-06 | Commercial_2023_SC C_MW_Before Competition Groups_High Efficiency Small Instantaneous Water Heater
Commercial | Com ¦ Efficient compressor motor | 2023 | SC C | MW | Before Competition Groups | 0 | 0 | 0 | 360.8622 | 0 | 77 | Commercial_2023_SC C_MW_Before Competition Groups_77 | Efficient compressor motor | 0% | 0 | 0 | Commercial_2023_SC C_MW_Before Competition Groups_Efficient compressor motor
Commercial | Com ¦ Indoor Daylight Sensors/Photocell Dimming Control | 2023 | SC C | MW | Before Competition Groups | 0 | 0 | 0 | 360.8622 | 0 | 78 | Commercial_2023_SC C_MW_Before Competition Groups_78 | Indoor Daylight Sensors/Photocell Dimming Control | 0% | 0 | 0 | Commercial_2023_SC C_MW_Before Competition Groups_Indoor Daylight Sensors/Photocell Dimming Control
Commercial | Com ¦ LED RECESSED DOWNLIGHTS | 2023 | SC C | MW | Before Competition Groups | 0 | 0 | 0 | 360.8622 | 0 | 79 | Commercial_2023_SC C_MW_Before Competition Groups_79 | LED RECESSED DOWNLIGHTS | 0% | 0 | 0 | Commercial_2023_SC C_MW_Before Competition Groups_LED RECESSED DOWNLIGHTS
Commercial | Com ¦ Variable Refrigerant Flow Heat Pump | 2023 | SC C | MW | Before Competition Groups | 0 | 0 | 0 | 360.8622 | 0 | 80 | Commercial_2023_SC C_MW_Before Competition Groups_80 | Variable Refrigerant Flow Heat Pump | 0% | 0 | 0 | Commercial_2023_SC C_MW_Before Competition Groups_Variable Refrigerant Flow Heat Pump
Commercial | Com ¦ ENERGY STAR LED LAMPS (REFLECTOR LAMPs/MR16/PAR 16) | 2023 | SC D | MW | Before Competition Groups | 68.3314 | 0 | 0 | 336.2206 | 0.20323 | 1 | Commercial_2023_SC D_MW_Before Competition Groups_1 | ENERGY STAR LED LAMPS (REFLECTOR LAMPs/MR16/PAR 16) | 20.32% | 0 | 68.3314 | Commercial_2023_SC D_MW_Before Competition Groups_ENERGY STAR LED LAMPS (REFLECTOR LAMPs/MR16/PAR 16)
Commercial | Com ¦ LED Low/High Bay | 2023 | SC D | MW | Before Competition Groups | 33.7197 | 0 | 0 | 336.2206 | 0.10029 | 2 | Commercial_2023_SC D_MW_Before Competition Groups_2 | LED Low/High Bay | 10.03% | 0 | 33.7197 | Commercial_2023_SC D_MW_Before Competition Groups_LED Low/High Bay
Commercial | Com ¦ LED Troffer/Surface/Suspended | 2023 | SC D | MW | Before Competition Groups | 30.7549 | 0 | 0 | 336.2206 | 0.091472 | 3 | Commercial_2023_SC D_MW_Before Competition Groups_3 | LED Troffer/Surface/Suspended | 9.147% | 0 | 30.7549 | Commercial_2023_SC D_MW_Before Competition Groups_LED Troffer/Surface/Suspended
Commercial | Com ¦ LED Replacement Lamp (Tube) | 2023 | SC D | MW | Before Competition Groups | 29.6239 | 0 | 0 | 336.2206 | 0.088108 | 4 | Commercial_2023_SC D_MW_Before Competition Groups_4 | LED Replacement Lamp (Tube) | 8.811% | 0 | 29.6239 | Commercial_2023_SC D_MW_Before Competition Groups_LED Replacement Lamp (Tube)
Commercial | Com ¦ High Efficiency Air Source Heat Pump | 2023 | SC D | MW | Before Competition Groups | 21.6181 | 0 | 0 | 336.2206 | 0.064297 | 5 | Commercial_2023_SC D_MW_Before Competition Groups_5 | High Efficiency Air Source Heat Pump | 6.43% | 0 | 21.6181 | Commercial_2023_SC D_MW_Before Competition Groups_High Efficiency Air Source Heat Pump
Commercial | Com ¦ Building Recommissioning, Operations and Maintenance (O&M) Improvements | 2023 | SC D | MW | Before Competition Groups | 16.0297 | 0 | 0 | 336.2206 | 0.047676 | 6 | Commercial_2023_SC D_MW_Before Competition Groups_6 | Building Recommissioning, Operations and Maintenance (O&M) Improvements | 4.768% | 0 | 16.0297 | Commercial_2023_SC D_MW_Before Competition Groups_Building Recommissioning, Operations and Maintenance (O&M) Improvements
Commercial | Com ¦ Education and Capacity Building/Energy Behavior | 2023 | SC D | MW | Before Competition Groups | 14.2556 | 0 | 0 | 336.2206 | 0.0424 | 7 | Commercial_2023_SC D_MW_Before Competition Groups_7 | Education and Capacity Building/Energy Behavior | 4.24% | 0 | 14.2556 | Commercial_2023_SC D_MW_Before Competition Groups_Education and Capacity Building/Energy Behavior
Commercial | Com ¦ Data Center Storage/Server Virtualization | 2023 | SC D | MW | Before Competition Groups | 13.3701 | 0 | 0 | 336.2206 | 0.039766 | 8 | Commercial_2023_SC D_MW_Before Competition Groups_8 | Data Center Storage/Server Virtualization | 3.977% | 0 | 13.3701 | Commercial_2023_SC D_MW_Before Competition Groups_Data Center Storage/Server Virtualization
Commercial | Com ¦ Advanced BAS/Controllers | 2023 | SC D | MW | Before Competition Groups | 10.537 | 0 | 0 | 336.2206 | 0.031339 | 9 | Commercial_2023_SC D_MW_Before Competition Groups_9 | Advanced BAS/Controllers | 3.134% | 0 | 10.537 | Commercial_2023_SC D_MW_Before Competition Groups_Advanced BAS/Controllers
Commercial | Com ¦ ENERGY STAR LED LAMPS (General Service Lamps) | 2023 | SC D | MW | Before Competition Groups | 9.9808 | 0 | 0 | 336.2206 | 0.029685 | 10 | Commercial_2023_SC D_MW_Before Competition Groups_10 | ENERGY STAR LED LAMPS (General Service Lamps) | 2.969% | 0 | 9.9808 | Commercial_2023_SC D_MW_Before Competition Groups_ENERGY STAR LED LAMPS (General Service Lamps)
Commercial | Com ¦ LED or Equivalent Sign Lighting | 2023 | SC D | MW | Before Competition Groups | 8.5159 | 0 | 0 | 336.2206 | 0.025328 | 11 | Commercial_2023_SC D_MW_Before Competition Groups_11 | LED or Equivalent Sign Lighting | 2.533% | 0 | 8.5159 | Commercial_2023_SC D_MW_Before Competition Groups_LED or Equivalent Sign Lighting
Commercial | Com ¦ Reach-in Shaded Pole to ECM/PSC Evaporator Fan Motor | 2023 | SC D | MW | Before Competition Groups | 8.4664 | 0 | 0 | 336.2206 | 0.025181 | 12 | Commercial_2023_SC D_MW_Before Competition Groups_12 | Reach-in Shaded Pole to ECM/PSC Evaporator Fan Motor | 2.518% | 0 | 8.4664 | Commercial_2023_SC D_MW_Before Competition Groups_Reach-in Shaded Pole to ECM/PSC Evaporator Fan Motor
Commercial | Com ¦ Unitary Air-Conditioning Unit | 2023 | SC D | MW | Before Competition Groups | 7.501 | 0 | 0 | 336.2206 | 0.02231 | 13 | Commercial_2023_SC D_MW_Before Competition Groups_13 | Unitary Air-Conditioning Unit | 2.231% | 0 | 7.501 | Commercial_2023_SC D_MW_Before Competition Groups_Unitary Air-Conditioning Unit
Commercial | Com ¦ Adaptive Thermostats | 2023 | SC D | MW | Before Competition Groups | 6.4213 | 0 | 0 | 336.2206 | 0.019098 | 14 | Commercial_2023_SC D_MW_Before Competition Groups_14 | Adaptive Thermostats | 1.91% | 0 | 6.4213 | Commercial_2023_SC D_MW_Before Competition Groups_Adaptive Thermostats
Commercial | Com ¦ Strip Curtains | 2023 | SC D | MW | Before Competition Groups | 5.8613 | 0 | 0 | 336.2206 | 0.017433 | 15 | Commercial_2023_SC D_MW_Before Competition Groups_15 | Strip Curtains | 1.743% | 0 | 5.8613 | Commercial_2023_SC D_MW_Before Competition Groups_Strip Curtains
Commercial | Com ¦ Chilled Water Optimization | 2023 | SC D | MW | Before Competition Groups | 5.4201 | 0 | 0 | 336.2206 | 0.016121 | 16 | Commercial_2023_SC D_MW_Before Competition Groups_16 | Chilled Water Optimization | 1.612% | 0 | 5.4201 | Commercial_2023_SC D_MW_Before Competition Groups_Chilled Water Optimization
Commercial | Com ¦ Furnace Tune-Up | 2023 | SC D | MW | Before Competition Groups | 4.4266 | 0 | 0 | 336.2206 | 0.013166 | 17 | Commercial_2023_SC D_MW_Before Competition Groups_17 | Furnace Tune-Up | 1.317% | 0 | 4.4266 | Commercial_2023_SC D_MW_Before Competition Groups_Furnace Tune-Up
Commercial | Com ¦ Centrally controlled desktop PC/NETWORK PC POWER MANAGEMENT SOFTWARE | 2023 | SC D | MW | Before Competition Groups | 3.5903 | 0 | 0 | 336.2206 | 0.010679 | 18 | Commercial_2023_SC D_MW_Before Competition Groups_18 | Centrally controlled desktop PC/NETWORK PC POWER MANAGEMENT SOFTWARE | 1.068% | 0 | 3.5903 | Commercial_2023_SC D_MW_Before Competition Groups_Centrally controlled desktop PC/NETWORK PC POWER MANAGEMENT SOFTWARE
Commercial | Com ¦ LED parking lot fixture | 2023 | SC D | MW | Before Competition Groups | 3.192 | 0 | 0 | 336.2206 | 0.0094938 | 19 | Commercial_2023_SC D_MW_Before Competition Groups_19 | LED parking lot fixture | 0.9494% | 0 | 3.192 | Commercial_2023_SC D_MW_Before Competition Groups_LED parking lot fixture
Commercial | Com ¦ Refrigerated Display Case Doors | 2023 | SC D | MW | Before Competition Groups | 3.1382 | 0 | 0 | 336.2206 | 0.0093337 | 20 | Commercial_2023_SC D_MW_Before Competition Groups_20 | Refrigerated Display Case Doors | 0.9334% | 0 | 3.1382 | Commercial_2023_SC D_MW_Before Competition Groups_Refrigerated Display Case Doors
Commercial | Com ¦ LED EXTERIOR AREA LIGHTS - LED fixture (200W) | 2023 | SC D | MW | Before Competition Groups | 3.0858 | 0 | 0 | 336.2206 | 0.009178 | 21 | Commercial_2023_SC D_MW_Before Competition Groups_21 | LED EXTERIOR AREA LIGHTS - LED fixture (200W) | 0.9178% | 0 | 3.0858 | Commercial_2023_SC D_MW_Before Competition Groups_LED EXTERIOR AREA LIGHTS - LED fixture (200W)
Commercial | Com ¦ Variable Frequency Drive (VFD) | 2023 | SC D | MW | Before Competition Groups | 3.0306 | 0 | 0 | 336.2206 | 0.0090136 | 22 | Commercial_2023_SC D_MW_Before Competition Groups_22 | Variable Frequency Drive (VFD) | 0.9014% | 0 | 3.0306 | Commercial_2023_SC D_MW_Before Competition Groups_Variable Frequency Drive (VFD)
Commercial | Com ¦ VFD on Pumps | 2023 | SC D | MW | Before Competition Groups | 2.8139 | 0 | 0 | 336.2206 | 0.0083692 | 23 | Commercial_2023_SC D_MW_Before Competition Groups_23 | VFD on Pumps | 0.8369% | 0 | 2.8139 | Commercial_2023_SC D_MW_Before Competition Groups_VFD on Pumps
Commercial | Com ¦ Refrigerated Display Case LED | 2023 | SC D | MW | Before Competition Groups | 2.6911 | 0 | 0 | 336.2206 | 0.0080039 | 24 | Commercial_2023_SC D_MW_Before Competition Groups_24 | Refrigerated Display Case LED | 0.8004% | 0 | 2.6911 | Commercial_2023_SC D_MW_Before Competition Groups_Refrigerated Display Case LED
Commercial | Com ¦ Demand Control Ventilation | 2023 | SC D | MW | Before Competition Groups | 2.615 | 0 | 0 | 336.2206 | 0.0077775 | 25 | Commercial_2023_SC D_MW_Before Competition Groups_25 | Demand Control Ventilation | 0.7778% | 0 | 2.615 | Commercial_2023_SC D_MW_Before Competition Groups_Demand Control Ventilation
Commercial | Com ¦ ENERGY STAR Griddle (74% eff) | 2023 | SC D | MW | Before Competition Groups | 1.6849 | 0 | 0 | 336.2206 | 0.0050114 | 26 | Commercial_2023_SC D_MW_Before Competition Groups_26 | ENERGY STAR Griddle (74% eff) | 0.5011% | 0 | 1.6849 | Commercial_2023_SC D_MW_Before Competition Groups_ENERGY STAR Griddle (74% eff)
Commercial | Com ¦ ECM MOTORS FOR EVAPORATOR FANS for refrigeration (WALK-IN) | 2023 | SC D | MW | Before Competition Groups | 1.5799 | 0 | 0 | 336.2206 | 0.0046991 | 27 | Commercial_2023_SC D_MW_Before Competition Groups_27 | ECM MOTORS FOR EVAPORATOR FANS for refrigeration (WALK-IN) | 0.4699% | 0 | 1.5799 | Commercial_2023_SC D_MW_Before Competition Groups_ECM MOTORS FOR EVAPORATOR FANS for refrigeration (WALK-IN)
Commercial | Com ¦ LED street light fixture | 2023 | SC D | MW | Before Competition Groups | 1.3718 | 0 | 0 | 336.2206 | 0.0040799 | 28 | Commercial_2023_SC D_MW_Before Competition Groups_28 | LED street light fixture | 0.408% | 0 | 1.3718 | Commercial_2023_SC D_MW_Before Competition Groups_LED street light fixture
Commercial | Com ¦ Air Handler with Dedicated Outdoor Air Systems | 2023 | SC D | MW | Before Competition Groups | 1.3429 | 0 | 0 | 336.2206 | 0.0039942 | 29 | Commercial_2023_SC D_MW_Before Competition Groups_29 | Air Handler with Dedicated Outdoor Air Systems | 0.3994% | 0 | 1.3429 | Commercial_2023_SC D_MW_Before Competition Groups_Air Handler with Dedicated Outdoor Air Systems
Commercial | Com ¦ Evaporator Fan Controls | 2023 | SC D | MW | Before Competition Groups | 1.3421 | 0 | 0 | 336.2206 | 0.0039917 | 30 | Commercial_2023_SC D_MW_Before Competition Groups_30 | Evaporator Fan Controls | 0.3992% | 0 | 1.3421 | Commercial_2023_SC D_MW_Before Competition Groups_Evaporator Fan Controls
Commercial | Com ¦ Demand Control Kitchen Ventilation | 2023 | SC D | MW | Before Competition Groups | 1.0978 | 0 | 0 | 336.2206 | 0.0032652 | 31 | Commercial_2023_SC D_MW_Before Competition Groups_31 | Demand Control Kitchen Ventilation | 0.3265% | 0 | 1.0978 | Commercial_2023_SC D_MW_Before Competition Groups_Demand Control Kitchen Ventilation
Commercial | Com ¦ Occupancy Sensors | 2023 | SC D | MW | Before Competition Groups | 1.0681 | 0 | 0 | 336.2206 | 0.0031767 | 32 | Commercial_2023_SC D_MW_Before Competition Groups_32 | Occupancy Sensors | 0.3177% | 0 | 1.0681 | Commercial_2023_SC D_MW_Before Competition Groups_Occupancy Sensors
Commercial | Com ¦ Freezer Case Light Sensor | 2023 | SC D | MW | Before Competition Groups | 0.97697 | 0 | 0 | 336.2206 | 0.0029058 | 33 | Commercial_2023_SC D_MW_Before Competition Groups_33 | Freezer Case Light Sensor | 0.2906% | 0 | 0.97697 | Commercial_2023_SC D_MW_Before Competition Groups_Freezer Case Light Sensor
Commercial | Com ¦ Duct Insulation, R8 | 2023 | SC D | MW | Before Competition Groups | 0.81685 | 0 | 0 | 336.2206 | 0.0024295 | 34 | Commercial_2023_SC D_MW_Before Competition Groups_34 | Duct Insulation, R8 | 0.2429% | 0 | 0.81685 | Commercial_2023_SC D_MW_Before Competition Groups_Duct Insulation, R8
Commercial | Com ¦ Water Source Heat Pump (4 ton) | 2023 | SC D | MW | Before Competition Groups | 0.59428 | 0 | 0 | 336.2206 | 0.0017675 | 35 | Commercial_2023_SC D_MW_Before Competition Groups_35 | Water Source Heat Pump (4 ton) | 0.1768% | 0 | 0.59428 | Commercial_2023_SC D_MW_Before Competition Groups_Water Source Heat Pump (4 ton)
Commercial | Com ¦ Temperature Adjustment in Commercial Freezers | 2023 | SC D | MW | Before Competition Groups | 0.49115 | 0 | 0 | 336.2206 | 0.0014608 | 36 | Commercial_2023_SC D_MW_Before Competition Groups_36 | Temperature Adjustment in Commercial Freezers | 0.1461% | 0 | 0.49115 | Commercial_2023_SC D_MW_Before Competition Groups_Temperature Adjustment in Commercial Freezers
Commercial | Com ¦ ENERGY STAR Fryer (84% eff) | 2023 | SC D | MW | Before Competition Groups | 0.4856 | 0 | 0 | 336.2206 | 0.0014443 | 37 | Commercial_2023_SC D_MW_Before Competition Groups_37 | ENERGY STAR Fryer (84% eff) | 0.1444% | 0 | 0.4856 | Commercial_2023_SC D_MW_Before Competition Groups_ENERGY STAR Fryer (84% eff)
Commercial | Com ¦ Thermostat Setback | 2023 | SC D | MW | Before Competition Groups | 0.4265 | 0 | 0 | 336.2206 | 0.0012685 | 38 | Commercial_2023_SC D_MW_Before Competition Groups_38 | Thermostat Setback | 0.1269% | 0 | 0.4265 | Commercial_2023_SC D_MW_Before Competition Groups_Thermostat Setback
Commercial | Com ¦ Elec Storage WH 2.30 Et | 2023 | SC D | MW | Before Competition Groups | 0.41713 | 0 | 0 | 336.2206 | 0.0012406 | 39 | Commercial_2023_SC D_MW_Before Competition Groups_39 | Elec Storage WH 2.30 Et | 0.1241% | 0 | 0.41713 | Commercial_2023_SC D_MW_Before Competition Groups_Elec Storage WH 2.30 Et
Commercial | Com ¦ BEVERAGE VENDING MACHINE CONTROLS | 2023 | SC D | MW | Before Competition Groups | 0.39261 | 0 | 0 | 336.2206 | 0.0011677 | 40 | Commercial_2023_SC D_MW_Before Competition Groups_40 | BEVERAGE VENDING MACHINE CONTROLS | 0.1168% | 0 | 0.39261 | Commercial_2023_SC D_MW_Before Competition Groups_BEVERAGE VENDING MACHINE CONTROLS
Commercial | Com ¦ Vertical Night Covers | 2023 | SC D | MW | Before Competition Groups | 0.38728 | 0 | 0 | 336.2206 | 0.0011519 | 41 | Commercial_2023_SC D_MW_Before Competition Groups_41 | Vertical Night Covers | 0.1152% | 0 | 0.38728 | Commercial_2023_SC D_MW_Before Competition Groups_Vertical Night Covers
Commercial | Com ¦ Outside Air Economizer | 2023 | SC D | MW | Before Competition Groups | 0.36373 | 0 | 0 | 336.2206 | 0.0010818 | 42 | Commercial_2023_SC D_MW_Before Competition Groups_42 | Outside Air Economizer | 0.1082% | 0 | 0.36373 | Commercial_2023_SC D_MW_Before Competition Groups_Outside Air Economizer
Commercial | Com ¦ Door Gasket Freezer/Refrigerator | 2023 | SC D | MW | Before Competition Groups | 0.35109 | 0 | 0 | 336.2206 | 0.0010442 | 43 | Commercial_2023_SC D_MW_Before Competition Groups_43 | Door Gasket Freezer/Refrigerator | 0.1044% | 0 | 0.35109 | Commercial_2023_SC D_MW_Before Competition Groups_Door Gasket Freezer/Refrigerator
Commercial | Com ¦ CO Sensors for parking garage exhaust fans | 2023 | SC D | MW | Before Competition Groups | 0.32467 | 0 | 0 | 336.2206 | 0.00096565 | 44 | Commercial_2023_SC D_MW_Before Competition Groups_44 | CO Sensors for parking garage exhaust fans | 0.09657% | 0 | 0.32467 | Commercial_2023_SC D_MW_Before Competition Groups_CO Sensors for parking garage exhaust fans
Commercial | Com ¦ ENERGY STAR Steam Cookers | 2023 | SC D | MW | Before Competition Groups | 0.31026 | 0 | 0 | 336.2206 | 0.0009228 | 45 | Commercial_2023_SC D_MW_Before Competition Groups_45 | ENERGY STAR Steam Cookers | 0.09228% | 0 | 0.31026 | Commercial_2023_SC D_MW_Before Competition Groups_ENERGY STAR Steam Cookers
Commercial | Com ¦ Energy Efficient Laboratory Fume Hood | 2023 | SC D | MW | Before Competition Groups | 0.3081 | 0 | 0 | 336.2206 | 0.00091636 | 46 | Commercial_2023_SC D_MW_Before Competition Groups_46 | Energy Efficient Laboratory Fume Hood | 0.09164% | 0 | 0.3081 | Commercial_2023_SC D_MW_Before Competition Groups_Energy Efficient Laboratory Fume Hood
Commercial | Com ¦ Water Heating (DHW) Pipe Insulation (Add 3/4\ Foam)" | 2023 | SC D | MW | Before Competition Groups | 0.29606 | 0 | 0 | 336.2206 | 0.00088054 | 47 | Commercial_2023_SC D_MW_Before Competition Groups_47 | Water Heating (DHW) Pipe Insulation (Add 3/4\ Foam)" | 0.08805% | 0 | 0.29606 | Commercial_2023_SC D_MW_Before Competition Groups_Water Heating (DHW) Pipe Insulation (Add 3/4\ Foam)"
Commercial | Com ¦ Suction Pipe Insulation Freezer/Refrigerator | 2023 | SC D | MW | Before Competition Groups | 0.19506 | 0 | 0 | 336.2206 | 0.00058015 | 48 | Commercial_2023_SC D_MW_Before Competition Groups_48 | Suction Pipe Insulation Freezer/Refrigerator | 0.05801% | 0 | 0.19506 | Commercial_2023_SC D_MW_Before Competition Groups_Suction Pipe Insulation Freezer/Refrigerator
Commercial | Com ¦ ENERGY STAR Dishwasher | 2023 | SC D | MW | Before Competition Groups | 0.19266 | 0 | 0 | 336.2206 | 0.00057301 | 49 | Commercial_2023_SC D_MW_Before Competition Groups_49 | ENERGY STAR Dishwasher | 0.0573% | 0 | 0.19266 | Commercial_2023_SC D_MW_Before Competition Groups_ENERGY STAR Dishwasher
Commercial | Com ¦ Ozone Laundry Treatment | 2023 | SC D | MW | Before Competition Groups | 0.070901 | 0 | 0 | 336.2206 | 0.00021088 | 50 | Commercial_2023_SC D_MW_Before Competition Groups_50 | Ozone Laundry Treatment | 0.02109% | 0 | 0.070901 | Commercial_2023_SC D_MW_Before Competition Groups_Ozone Laundry Treatment
Commercial | Com ¦ ECM MOTORS FOR HVAC APPLICATION (FAN-POWERED VAV BOX) | 2023 | SC D | MW | Before Competition Groups | 0.045426 | 0 | 0 | 336.2206 | 0.00013511 | 51 | Commercial_2023_SC D_MW_Before Competition Groups_51 | ECM MOTORS FOR HVAC APPLICATION (FAN-POWERED VAV BOX) | 0.01351% | 0 | 0.045426 | Commercial_2023_SC D_MW_Before Competition Groups_ECM MOTORS FOR HVAC APPLICATION (FAN-POWERED VAV BOX)
Commercial | Com ¦ HVAC Optimization | 2023 | SC D | MW | Before Competition Groups | 0.044438 | 0 | 0 | 336.2206 | 0.00013217 | 52 | Commercial_2023_SC D_MW_Before Competition Groups_52 | HVAC Optimization | 0.01322% | 0 | 0.044438 | Commercial_2023_SC D_MW_Before Competition Groups_HVAC Optimization
Commercial | Com ¦ CEE Tier 2/Energy Star Clothes Washers | 2023 | SC D | MW | Before Competition Groups | 0.040871 | 0 | 0 | 336.2206 | 0.00012156 | 53 | Commercial_2023_SC D_MW_Before Competition Groups_53 | CEE Tier 2/Energy Star Clothes Washers | 0.01216% | 0 | 0.040871 | Commercial_2023_SC D_MW_Before Competition Groups_CEE Tier 2/Energy Star Clothes Washers
Commercial | COM ¦ Ductless Mini-Split Heat Pumps | 2023 | SC D | MW | Before Competition Groups | 0.039131 | 0 | 0 | 336.2206 | 0.00011639 | 54 | Commercial_2023_SC D_MW_Before Competition Groups_54 | Ductless Mini-Split Heat Pumps | 0.01164% | 0 | 0.039131 | Commercial_2023_SC D_MW_Before Competition Groups_Ductless Mini-Split Heat Pumps
Commercial | Com ¦ Low Flow Pre-Rinse Spray Nozzle | 2023 | SC D | MW | Before Competition Groups | 0.025229 | 0 | 0 | 336.2206 | 7.5036e-05 | 55 | Commercial_2023_SC D_MW_Before Competition Groups_55 | Low Flow Pre-Rinse Spray Nozzle | 0.007504% | 0 | 0.025229 | Commercial_2023_SC D_MW_Before Competition Groups_Low Flow Pre-Rinse Spray Nozzle
Commercial | Com ¦ Condensing Make Up Air Unit | 2023 | SC D | MW | Before Competition Groups | 0.024583 | 0 | 0 | 336.2206 | 7.3116e-05 | 56 | Commercial_2023_SC D_MW_Before Competition Groups_56 | Condensing Make Up Air Unit | 0.007312% | 0 | 0.024583 | Commercial_2023_SC D_MW_Before Competition Groups_Condensing Make Up Air Unit
Commercial | Com ¦ Auto Off Time Switch or Time Clock control | 2023 | SC D | MW | Before Competition Groups | 0.022228 | 0 | 0 | 336.2206 | 6.6112e-05 | 57 | Commercial_2023_SC D_MW_Before Competition Groups_57 | Auto Off Time Switch or Time Clock control | 0.006611% | 0 | 0.022228 | Commercial_2023_SC D_MW_Before Competition Groups_Auto Off Time Switch or Time Clock control
Commercial | Com ¦ Demand controlled Circulating Systems | 2023 | SC D | MW | Before Competition Groups | 0.020825 | 0 | 0 | 336.2206 | 6.1938e-05 | 58 | Commercial_2023_SC D_MW_Before Competition Groups_58 | Demand controlled Circulating Systems | 0.006194% | 0 | 0.020825 | Commercial_2023_SC D_MW_Before Competition Groups_Demand controlled Circulating Systems
Commercial | Com ¦ PTAC (12 EER/10,000 BTU) | 2023 | SC D | MW | Before Competition Groups | 0.017172 | 0 | 0 | 336.2206 | 5.1072e-05 | 59 | Commercial_2023_SC D_MW_Before Competition Groups_59 | PTAC (12 EER/10,000 BTU) | 0.005107% | 0 | 0.017172 | Commercial_2023_SC D_MW_Before Competition Groups_PTAC (12 EER/10,000 BTU)
Commercial | Com ¦ Commercial Hot Food Holding Cabinets | 2023 | SC D | MW | Before Competition Groups | 0.010812 | 0 | 0 | 336.2206 | 3.2159e-05 | 60 | Commercial_2023_SC D_MW_Before Competition Groups_60 | Commercial Hot Food Holding Cabinets | 0.003216% | 0 | 0.010812 | Commercial_2023_SC D_MW_Before Competition Groups_Commercial Hot Food Holding Cabinets
Commercial | Com ¦ Notched V belts for HVAC Systems | 2023 | SC D | MW | Before Competition Groups | 0.0099235 | 0 | 0 | 336.2206 | 2.9515e-05 | 61 | Commercial_2023_SC D_MW_Before Competition Groups_61 | Notched V belts for HVAC Systems | 0.002951% | 0 | 0.0099235 | Commercial_2023_SC D_MW_Before Competition Groups_Notched V belts for HVAC Systems
Commercial | Com ¦ Solar Water Preheat (Pools/DHW) | 2023 | SC D | MW | Before Competition Groups | 0.0076505 | 0 | 0 | 336.2206 | 2.2754e-05 | 62 | Commercial_2023_SC D_MW_Before Competition Groups_62 | Solar Water Preheat (Pools/DHW) | 0.002275% | 0 | 0.0076505 | Commercial_2023_SC D_MW_Before Competition Groups_Solar Water Preheat (Pools/DHW)
Commercial | Com ¦ Condensing Unit Heaters or other Efficient Unit Heating System | 2023 | SC D | MW | Before Competition Groups | 0.0069782 | 0 | 0 | 336.2206 | 2.0755e-05 | 63 | Commercial_2023_SC D_MW_Before Competition Groups_63 | Condensing Unit Heaters or other Efficient Unit Heating System | 0.002075% | 0 | 0.0069782 | Commercial_2023_SC D_MW_Before Competition Groups_Condensing Unit Heaters or other Efficient Unit Heating System
Commercial | Com ¦ Wall Insulation | 2023 | SC D | MW | Before Competition Groups | 0.0066785 | 0 | 0 | 336.2206 | 1.9863e-05 | 64 | Commercial_2023_SC D_MW_Before Competition Groups_64 | Wall Insulation | 0.001986% | 0 | 0.0066785 | Commercial_2023_SC D_MW_Before Competition Groups_Wall Insulation
Commercial | Com ¦ VSD Air Compressor | 2023 | SC D | MW | Before Competition Groups | 0.0058104 | 0 | 0 | 336.2206 | 1.7281e-05 | 65 | Commercial_2023_SC D_MW_Before Competition Groups_65 | VSD Air Compressor | 0.001728% | 0 | 0.0058104 | Commercial_2023_SC D_MW_Before Competition Groups_VSD Air Compressor
Commercial | Com ¦ Air Curtains | 2023 | SC D | MW | Before Competition Groups | 0.0050201 | 0 | 0 | 336.2206 | 1.4931e-05 | 66 | Commercial_2023_SC D_MW_Before Competition Groups_66 | Air Curtains | 0.001493% | 0 | 0.0050201 | Commercial_2023_SC D_MW_Before Competition Groups_Air Curtains
Commercial | Com ¦ High Efficiency Chiller (avg of water and air cooled) | 2023 | SC D | MW | Before Competition Groups | 0.0049036 | 0 | 0 | 336.2206 | 1.4584e-05 | 67 | Commercial_2023_SC D_MW_Before Competition Groups_67 | High Efficiency Chiller (avg of water and air cooled) | 0.001458% | 0 | 0.0049036 | Commercial_2023_SC D_MW_Before Competition Groups_High Efficiency Chiller (avg of water and air cooled)
Commercial | Com ¦ Room AC (w/ louvered sides) 14 SEER from 12 SEER code | 2023 | SC D | MW | Before Competition Groups | 0.0020559 | 0 | 0 | 336.2206 | 6.1147e-06 | 68 | Commercial_2023_SC D_MW_Before Competition Groups_68 | Room AC (w/ louvered sides) 14 SEER from 12 SEER code | 0.0006115% | 0 | 0.0020559 | Commercial_2023_SC D_MW_Before Competition Groups_Room AC (w/ louvered sides) 14 SEER from 12 SEER code
Commercial | Com ¦ LLLC - High Impact Application | 2023 | SC D | MW | Before Competition Groups | 0.00076694 | 0 | 0 | 336.2206 | 2.2811e-06 | 69 | Commercial_2023_SC D_MW_Before Competition Groups_69 | LLLC - High Impact Application | 0.0002281% | 0 | 0.00076694 | Commercial_2023_SC D_MW_Before Competition Groups_LLLC - High Impact Application
Commercial | Com ¦ Energy Recovery Ventilation and Ventilation (Enhanced) | 2023 | SC D | MW | Before Competition Groups | 0.00069358 | 0 | 0 | 336.2206 | 2.0629e-06 | 70 | Commercial_2023_SC D_MW_Before Competition Groups_70 | Energy Recovery Ventilation and Ventilation (Enhanced) | 0.0002063% | 0 | 0.00069358 | Commercial_2023_SC D_MW_Before Competition Groups_Energy Recovery Ventilation and Ventilation (Enhanced)
Commercial | Com ¦ EC Plug Fan for Data Center (under cabinet) | 2023 | SC D | MW | Before Competition Groups | 0.00044876 | 0 | 0 | 336.2206 | 1.3347e-06 | 71 | Commercial_2023_SC D_MW_Before Competition Groups_71 | EC Plug Fan for Data Center (under cabinet) | 0.0001335% | 0 | 0.00044876 | Commercial_2023_SC D_MW_Before Competition Groups_EC Plug Fan for Data Center (under cabinet)
Commercial | Com ¦ Electric Convection Combination Ovens | 2023 | SC D | MW | Before Competition Groups | 0.00011122 | 0 | 0 | 336.2206 | 3.3081e-07 | 72 | Commercial_2023_SC D_MW_Before Competition Groups_72 | Electric Convection Combination Ovens | 3.308e-05% | 0 | 0.00011122 | Commercial_2023_SC D_MW_Before Competition Groups_Electric Convection Combination Ovens
Commercial | Com ¦ LLLC - Low Impact Application | 2023 | SC D | MW | Before Competition Groups | 2.299e-05 | 0 | 0 | 336.2206 | 6.8377e-08 | 73 | Commercial_2023_SC D_MW_Before Competition Groups_73 | LLLC - Low Impact Application | 6.838e-06% | 0 | 2.299e-05 | Commercial_2023_SC D_MW_Before Competition Groups_LLLC - Low Impact Application
Commercial | Com ¦ High Efficiency Small Instantaneous Water Heater | 2023 | SC D | MW | Before Competition Groups | 6.5515e-06 | 0 | 0 | 336.2206 | 1.9486e-08 | 74 | Commercial_2023_SC D_MW_Before Competition Groups_74 | High Efficiency Small Instantaneous Water Heater | 1.949e-06% | 0 | 6.5515e-06 | Commercial_2023_SC D_MW_Before Competition Groups_High Efficiency Small Instantaneous Water Heater
Commercial | Com ¦ Networked/Connected - High Impact Application | 2023 | SC D | MW | Before Competition Groups | 6.1271e-10 | 0 | 0 | 336.2206 | 1.8224e-12 | 75 | Commercial_2023_SC D_MW_Before Competition Groups_75 | Networked/Connected - High Impact Application | 1.822e-10% | 0 | 6.1271e-10 | Commercial_2023_SC D_MW_Before Competition Groups_Networked/Connected - High Impact Application
Commercial | Com ¦ Networked/Connected - Low Impact Application | 2023 | SC D | MW | Before Competition Groups | 2.6758e-23 | 0 | 0 | 336.2206 | 7.9583e-26 | 76 | Commercial_2023_SC D_MW_Before Competition Groups_76 | Networked/Connected - Low Impact Application | 7.958e-24% | 0 | 2.6758e-23 | Commercial_2023_SC D_MW_Before Competition Groups_Networked/Connected - Low Impact Application
Commercial | Com ¦ Efficient compressor motor | 2023 | SC D | MW | Before Competition Groups | 0 | 0 | 0 | 336.2206 | 0 | 77 | Commercial_2023_SC D_MW_Before Competition Groups_77 | Efficient compressor motor | 0% | 0 | 0 | Commercial_2023_SC D_MW_Before Competition Groups_Efficient compressor motor
Commercial | Com ¦ Indoor Daylight Sensors/Photocell Dimming Control | 2023 | SC D | MW | Before Competition Groups | 0 | 0 | 0 | 336.2206 | 0 | 78 | Commercial_2023_SC D_MW_Before Competition Groups_78 | Indoor Daylight Sensors/Photocell Dimming Control | 0% | 0 | 0 | Commercial_2023_SC D_MW_Before Competition Groups_Indoor Daylight Sensors/Photocell Dimming Control
Commercial | Com ¦ LED RECESSED DOWNLIGHTS | 2023 | SC D | MW | Before Competition Groups | 0 | 0 | 0 | 336.2206 | 0 | 79 | Commercial_2023_SC D_MW_Before Competition Groups_79 | LED RECESSED DOWNLIGHTS | 0% | 0 | 0 | Commercial_2023_SC D_MW_Before Competition Groups_LED RECESSED DOWNLIGHTS
Commercial | Com ¦ Variable Refrigerant Flow Heat Pump | 2023 | SC D | MW | Before Competition Groups | 0 | 0 | 0 | 336.2206 | 0 | 80 | Commercial_2023_SC D_MW_Before Competition Groups_80 | Variable Refrigerant Flow Heat Pump | 0% | 0 | 0 | Commercial_2023_SC D_MW_Before Competition Groups_Variable Refrigerant Flow Heat Pump
Commercial | Com ¦ Building Recommissioning, Operations and Maintenance (O&M) Improvements | 2023 | Technical | MW | Before Competition Groups | 285.5777 | 0 | 0 | 2686.9621 | 0.10628 | 1 | Commercial_2023_Technical_MW_Before Competition Groups_1 | Building Recommissioning, Operations and Maintenance (O&M) Improvements | 10.63% | 0 | 285.5777 | Commercial_2023_Technical_MW_Before Competition Groups_Building Recommissioning, Operations and Maintenance (O&M) Improvements
Commercial | Com ¦ Education and Capacity Building/Energy Behavior | 2023 | Technical | MW | Before Competition Groups | 257.4006 | 0 | 0 | 2686.9621 | 0.095796 | 2 | Commercial_2023_Technical_MW_Before Competition Groups_2 | Education and Capacity Building/Energy Behavior | 9.58% | 0 | 257.4006 | Commercial_2023_Technical_MW_Before Competition Groups_Education and Capacity Building/Energy Behavior
Commercial | Com ¦ LED Low/High Bay | 2023 | Technical | MW | Before Competition Groups | 205.3199 | 0 | 0 | 2686.9621 | 0.076413 | 3 | Commercial_2023_Technical_MW_Before Competition Groups_3 | LED Low/High Bay | 7.641% | 0 | 205.3199 | Commercial_2023_Technical_MW_Before Competition Groups_LED Low/High Bay
Commercial | Com ¦ LED Troffer/Surface/Suspended | 2023 | Technical | MW | Before Competition Groups | 152.9142 | 0 | 0 | 2686.9621 | 0.05691 | 4 | Commercial_2023_Technical_MW_Before Competition Groups_4 | LED Troffer/Surface/Suspended | 5.691% | 0 | 152.9142 | Commercial_2023_Technical_MW_Before Competition Groups_LED Troffer/Surface/Suspended
Commercial | Com ¦ LLLC - Low Impact Application | 2023 | Technical | MW | Before Competition Groups | 141.6993 | 0 | 0 | 2686.9621 | 0.052736 | 5 | Commercial_2023_Technical_MW_Before Competition Groups_5 | LLLC - Low Impact Application | 5.274% | 0 | 141.6993 | Commercial_2023_Technical_MW_Before Competition Groups_LLLC - Low Impact Application
Commercial | Com ¦ LLLC - High Impact Application | 2023 | Technical | MW | Before Competition Groups | 130.957 | 0 | 0 | 2686.9621 | 0.048738 | 6 | Commercial_2023_Technical_MW_Before Competition Groups_6 | LLLC - High Impact Application | 4.874% | 0 | 130.957 | Commercial_2023_Technical_MW_Before Competition Groups_LLLC - High Impact Application
Commercial | Com ¦ ENERGY STAR LED LAMPS (REFLECTOR LAMPs/MR16/PAR 16) | 2023 | Technical | MW | Before Competition Groups | 129.7106 | 0 | 0 | 2686.9621 | 0.048274 | 7 | Commercial_2023_Technical_MW_Before Competition Groups_7 | ENERGY STAR LED LAMPS (REFLECTOR LAMPs/MR16/PAR 16) | 4.827% | 0 | 129.7106 | Commercial_2023_Technical_MW_Before Competition Groups_ENERGY STAR LED LAMPS (REFLECTOR LAMPs/MR16/PAR 16)
Commercial | Com ¦ Networked/Connected - Low Impact Application | 2023 | Technical | MW | Before Competition Groups | 120.0874 | 0 | 0 | 2686.9621 | 0.044693 | 8 | Commercial_2023_Technical_MW_Before Competition Groups_8 | Networked/Connected - Low Impact Application | 4.469% | 0 | 120.0874 | Commercial_2023_Technical_MW_Before Competition Groups_Networked/Connected - Low Impact Application
Commercial | Com ¦ Networked/Connected - High Impact Application | 2023 | Technical | MW | Before Competition Groups | 113.9728 | 0 | 0 | 2686.9621 | 0.042417 | 9 | Commercial_2023_Technical_MW_Before Competition Groups_9 | Networked/Connected - High Impact Application | 4.242% | 0 | 113.9728 | Commercial_2023_Technical_MW_Before Competition Groups_Networked/Connected - High Impact Application
Commercial | Com ¦ Variable Refrigerant Flow Heat Pump | 2023 | Technical | MW | Before Competition Groups | 109.7324 | 0 | 0 | 2686.9621 | 0.040839 | 10 | Commercial_2023_Technical_MW_Before Competition Groups_10 | Variable Refrigerant Flow Heat Pump | 4.084% | 0 | 109.7324 | Commercial_2023_Technical_MW_Before Competition Groups_Variable Refrigerant Flow Heat Pump
Commercial | Com ¦ Central Lighting Control System | 2023 | Technical | MW | Before Competition Groups | 106.9788 | 0 | 0 | 2686.9621 | 0.039814 | 11 | Commercial_2023_Technical_MW_Before Competition Groups_11 | Central Lighting Control System | 3.981% | 0 | 106.9788 | Commercial_2023_Technical_MW_Before Competition Groups_Central Lighting Control System
Commercial | Com ¦ Advanced BAS/Controllers | 2023 | Technical | MW | Before Competition Groups | 92.2777 | 0 | 0 | 2686.9621 | 0.034343 | 12 | Commercial_2023_Technical_MW_Before Competition Groups_12 | Advanced BAS/Controllers | 3.434% | 0 | 92.2777 | Commercial_2023_Technical_MW_Before Competition Groups_Advanced BAS/Controllers
Commercial | Com ¦ High Efficiency Air Source Heat Pump | 2023 | Technical | MW | Before Competition Groups | 78.2288 | 0 | 0 | 2686.9621 | 0.029114 | 13 | Commercial_2023_Technical_MW_Before Competition Groups_13 | High Efficiency Air Source Heat Pump | 2.911% | 0 | 78.2288 | Commercial_2023_Technical_MW_Before Competition Groups_High Efficiency Air Source Heat Pump
Commercial | Com ¦ Unitary Air-Conditioning Unit | 2023 | Technical | MW | Before Competition Groups | 52.6544 | 0 | 0 | 2686.9621 | 0.019596 | 14 | Commercial_2023_Technical_MW_Before Competition Groups_14 | Unitary Air-Conditioning Unit | 1.96% | 0 | 52.6544 | Commercial_2023_Technical_MW_Before Competition Groups_Unitary Air-Conditioning Unit
Commercial | Com ¦ Adaptive Thermostats | 2023 | Technical | MW | Before Competition Groups | 39.5887 | 0 | 0 | 2686.9621 | 0.014734 | 15 | Commercial_2023_Technical_MW_Before Competition Groups_15 | Adaptive Thermostats | 1.473% | 0 | 39.5887 | Commercial_2023_Technical_MW_Before Competition Groups_Adaptive Thermostats
Commercial | Com ¦ LED Replacement Lamp (Tube) | 2023 | Technical | MW | Before Competition Groups | 38.5312 | 0 | 0 | 2686.9621 | 0.01434 | 16 | Commercial_2023_Technical_MW_Before Competition Groups_16 | LED Replacement Lamp (Tube) | 1.434% | 0 | 38.5312 | Commercial_2023_Technical_MW_Before Competition Groups_LED Replacement Lamp (Tube)
Commercial | Com ¦ Smart Strip Plug Outlets | 2023 | Technical | MW | Before Competition Groups | 37.9744 | 0 | 0 | 2686.9621 | 0.014133 | 17 | Commercial_2023_Technical_MW_Before Competition Groups_17 | Smart Strip Plug Outlets | 1.413% | 0 | 37.9744 | Commercial_2023_Technical_MW_Before Competition Groups_Smart Strip Plug Outlets
Commercial | Com ¦ Furnace Tune-Up | 2023 | Technical | MW | Before Competition Groups | 34.1025 | 0 | 0 | 2686.9621 | 0.012692 | 18 | Commercial_2023_Technical_MW_Before Competition Groups_18 | Furnace Tune-Up | 1.269% | 0 | 34.1025 | Commercial_2023_Technical_MW_Before Competition Groups_Furnace Tune-Up
Commercial | Com ¦ Strip Curtains | 2023 | Technical | MW | Before Competition Groups | 29.8431 | 0 | 0 | 2686.9621 | 0.011107 | 19 | Commercial_2023_Technical_MW_Before Competition Groups_19 | Strip Curtains | 1.111% | 0 | 29.8431 | Commercial_2023_Technical_MW_Before Competition Groups_Strip Curtains
Commercial | Com ¦ Data Center Storage/Server Virtualization | 2023 | Technical | MW | Before Competition Groups | 28.8393 | 0 | 0 | 2686.9621 | 0.010733 | 20 | Commercial_2023_Technical_MW_Before Competition Groups_20 | Data Center Storage/Server Virtualization | 1.073% | 0 | 28.8393 | Commercial_2023_Technical_MW_Before Competition Groups_Data Center Storage/Server Virtualization
Commercial | Com ¦ Demand Control Ventilation | 2023 | Technical | MW | Before Competition Groups | 26.7344 | 0 | 0 | 2686.9621 | 0.0099497 | 21 | Commercial_2023_Technical_MW_Before Competition Groups_21 | Demand Control Ventilation | 0.995% | 0 | 26.7344 | Commercial_2023_Technical_MW_Before Competition Groups_Demand Control Ventilation
Commercial | Com ¦ Refrigerated Display Case Doors | 2023 | Technical | MW | Before Competition Groups | 23.8287 | 0 | 0 | 2686.9621 | 0.0088683 | 22 | Commercial_2023_Technical_MW_Before Competition Groups_22 | Refrigerated Display Case Doors | 0.8868% | 0 | 23.8287 | Commercial_2023_Technical_MW_Before Competition Groups_Refrigerated Display Case Doors
Commercial | Com ¦ Variable Frequency Drive (VFD) | 2023 | Technical | MW | Before Competition Groups | 23.736 | 0 | 0 | 2686.9621 | 0.0088337 | 23 | Commercial_2023_Technical_MW_Before Competition Groups_23 | Variable Frequency Drive (VFD) | 0.8834% | 0 | 23.736 | Commercial_2023_Technical_MW_Before Competition Groups_Variable Frequency Drive (VFD)
Commercial | Com ¦ Refrigerated Display Case LED | 2023 | Technical | MW | Before Competition Groups | 23.6892 | 0 | 0 | 2686.9621 | 0.0088164 | 24 | Commercial_2023_Technical_MW_Before Competition Groups_24 | Refrigerated Display Case LED | 0.8816% | 0 | 23.6892 | Commercial_2023_Technical_MW_Before Competition Groups_Refrigerated Display Case LED
Commercial | Com ¦ Adding reflective (White) roof treatment or a green roof | 2023 | Technical | MW | Before Competition Groups | 23.6372 | 0 | 0 | 2686.9621 | 0.008797 | 25 | Commercial_2023_Technical_MW_Before Competition Groups_25 | Adding reflective (White) roof treatment or a green roof | 0.8797% | 0 | 23.6372 | Commercial_2023_Technical_MW_Before Competition Groups_Adding reflective (White) roof treatment or a green roof
Commercial | Com ¦ VFD on Pumps | 2023 | Technical | MW | Before Competition Groups | 22.214 | 0 | 0 | 2686.9621 | 0.0082673 | 26 | Commercial_2023_Technical_MW_Before Competition Groups_26 | VFD on Pumps | 0.8267% | 0 | 22.214 | Commercial_2023_Technical_MW_Before Competition Groups_VFD on Pumps
Commercial | Com ¦ LED or Equivalent Sign Lighting | 2023 | Technical | MW | Before Competition Groups | 22.1657 | 0 | 0 | 2686.9621 | 0.0082493 | 27 | Commercial_2023_Technical_MW_Before Competition Groups_27 | LED or Equivalent Sign Lighting | 0.8249% | 0 | 22.1657 | Commercial_2023_Technical_MW_Before Competition Groups_LED or Equivalent Sign Lighting
Commercial | Com ¦ Centrally controlled desktop PC/NETWORK PC POWER MANAGEMENT SOFTWARE | 2023 | Technical | MW | Before Competition Groups | 20.3781 | 0 | 0 | 2686.9621 | 0.0075841 | 28 | Commercial_2023_Technical_MW_Before Competition Groups_28 | Centrally controlled desktop PC/NETWORK PC POWER MANAGEMENT SOFTWARE | 0.7584% | 0 | 20.3781 | Commercial_2023_Technical_MW_Before Competition Groups_Centrally controlled desktop PC/NETWORK PC POWER MANAGEMENT SOFTWARE
Commercial | Com ¦ HOTEL OCCUPANCY CONTROLS (HVAC + LIGHTING) | 2023 | Technical | MW | Before Competition Groups | 18.8685 | 0 | 0 | 2686.9621 | 0.0070223 | 29 | Commercial_2023_Technical_MW_Before Competition Groups_29 | HOTEL OCCUPANCY CONTROLS (HVAC + LIGHTING) | 0.7022% | 0 | 18.8685 | Commercial_2023_Technical_MW_Before Competition Groups_HOTEL OCCUPANCY CONTROLS (HVAC + LIGHTING)
Commercial | Com ¦ Door Gasket Freezer/Refrigerator | 2023 | Technical | MW | Before Competition Groups | 18.4588 | 0 | 0 | 2686.9621 | 0.0068698 | 30 | Commercial_2023_Technical_MW_Before Competition Groups_30 | Door Gasket Freezer/Refrigerator | 0.687% | 0 | 18.4588 | Commercial_2023_Technical_MW_Before Competition Groups_Door Gasket Freezer/Refrigerator
Commercial | Com ¦ Air Handler with Dedicated Outdoor Air Systems | 2023 | Technical | MW | Before Competition Groups | 18.1162 | 0 | 0 | 2686.9621 | 0.0067422 | 31 | Commercial_2023_Technical_MW_Before Competition Groups_31 | Air Handler with Dedicated Outdoor Air Systems | 0.6742% | 0 | 18.1162 | Commercial_2023_Technical_MW_Before Competition Groups_Air Handler with Dedicated Outdoor Air Systems
Commercial | Com ¦ Refrigeration Optimization | 2023 | Technical | MW | Before Competition Groups | 16.6837 | 0 | 0 | 2686.9621 | 0.0062091 | 32 | Commercial_2023_Technical_MW_Before Competition Groups_32 | Refrigeration Optimization | 0.6209% | 0 | 16.6837 | Commercial_2023_Technical_MW_Before Competition Groups_Refrigeration Optimization
Commercial | Com ¦ Reach-in Shaded Pole to ECM/PSC Evaporator Fan Motor | 2023 | Technical | MW | Before Competition Groups | 15.0099 | 0 | 0 | 2686.9621 | 0.0055862 | 33 | Commercial_2023_Technical_MW_Before Competition Groups_33 | Reach-in Shaded Pole to ECM/PSC Evaporator Fan Motor | 0.5586% | 0 | 15.0099 | Commercial_2023_Technical_MW_Before Competition Groups_Reach-in Shaded Pole to ECM/PSC Evaporator Fan Motor
Commercial | Com ¦ ENERGY STAR LED LAMPS (General Service Lamps) | 2023 | Technical | MW | Before Competition Groups | 14.9867 | 0 | 0 | 2686.9621 | 0.0055776 | 34 | Commercial_2023_Technical_MW_Before Competition Groups_34 | ENERGY STAR LED LAMPS (General Service Lamps) | 0.5578% | 0 | 14.9867 | Commercial_2023_Technical_MW_Before Competition Groups_ENERGY STAR LED LAMPS (General Service Lamps)
Commercial | Com ¦ Indoor Daylight Sensors/Photocell Dimming Control | 2023 | Technical | MW | Before Competition Groups | 13.6681 | 0 | 0 | 2686.9621 | 0.0050868 | 35 | Commercial_2023_Technical_MW_Before Competition Groups_35 | Indoor Daylight Sensors/Photocell Dimming Control | 0.5087% | 0 | 13.6681 | Commercial_2023_Technical_MW_Before Competition Groups_Indoor Daylight Sensors/Photocell Dimming Control
Commercial | Com ¦ Chilled Water Optimization | 2023 | Technical | MW | Before Competition Groups | 12.5182 | 0 | 0 | 2686.9621 | 0.0046589 | 36 | Commercial_2023_Technical_MW_Before Competition Groups_36 | Chilled Water Optimization | 0.4659% | 0 | 12.5182 | Commercial_2023_Technical_MW_Before Competition Groups_Chilled Water Optimization
Commercial | Com ¦ ECM MOTORS FOR EVAPORATOR FANS for refrigeration (WALK-IN) | 2023 | Technical | MW | Before Competition Groups | 12.3475 | 0 | 0 | 2686.9621 | 0.0045953 | 37 | Commercial_2023_Technical_MW_Before Competition Groups_37 | ECM MOTORS FOR EVAPORATOR FANS for refrigeration (WALK-IN) | 0.4595% | 0 | 12.3475 | Commercial_2023_Technical_MW_Before Competition Groups_ECM MOTORS FOR EVAPORATOR FANS for refrigeration (WALK-IN)
Commercial | Com ¦ ENERGY STAR FREEZER | 2023 | Technical | MW | Before Competition Groups | 11.8003 | 0 | 0 | 2686.9621 | 0.0043917 | 38 | Commercial_2023_Technical_MW_Before Competition Groups_38 | ENERGY STAR FREEZER | 0.4392% | 0 | 11.8003 | Commercial_2023_Technical_MW_Before Competition Groups_ENERGY STAR FREEZER
Commercial | Com ¦ High R-Value Glass Doors/no-heat glass door | 2023 | Technical | MW | Before Competition Groups | 11.6866 | 0 | 0 | 2686.9621 | 0.0043494 | 39 | Commercial_2023_Technical_MW_Before Competition Groups_39 | High R-Value Glass Doors/no-heat glass door | 0.4349% | 0 | 11.6866 | Commercial_2023_Technical_MW_Before Competition Groups_High R-Value Glass Doors/no-heat glass door
Commercial | Com ¦ Freezer Case Light Sensor | 2023 | Technical | MW | Before Competition Groups | 10.6832 | 0 | 0 | 2686.9621 | 0.003976 | 40 | Commercial_2023_Technical_MW_Before Competition Groups_40 | Freezer Case Light Sensor | 0.3976% | 0 | 10.6832 | Commercial_2023_Technical_MW_Before Competition Groups_Freezer Case Light Sensor
Commercial | Com ¦ Evaporator Fan Controls | 2023 | Technical | MW | Before Competition Groups | 10.4081 | 0 | 0 | 2686.9621 | 0.0038736 | 41 | Commercial_2023_Technical_MW_Before Competition Groups_41 | Evaporator Fan Controls | 0.3874% | 0 | 10.4081 | Commercial_2023_Technical_MW_Before Competition Groups_Evaporator Fan Controls
Commercial | Com ¦ Occupancy Sensors | 2023 | Technical | MW | Before Competition Groups | 9.5618 | 0 | 0 | 2686.9621 | 0.0035586 | 42 | Commercial_2023_Technical_MW_Before Competition Groups_42 | Occupancy Sensors | 0.3559% | 0 | 9.5618 | Commercial_2023_Technical_MW_Before Competition Groups_Occupancy Sensors
Commercial | Com ¦ Demand Control Kitchen Ventilation | 2023 | Technical | MW | Before Competition Groups | 9.256 | 0 | 0 | 2686.9621 | 0.0034448 | 43 | Commercial_2023_Technical_MW_Before Competition Groups_43 | Demand Control Kitchen Ventilation | 0.3445% | 0 | 9.256 | Commercial_2023_Technical_MW_Before Competition Groups_Demand Control Kitchen Ventilation
Commercial | Com ¦ Ground Source Heat Pump | 2023 | Technical | MW | Before Competition Groups | 7.9432 | 0 | 0 | 2686.9621 | 0.0029562 | 44 | Commercial_2023_Technical_MW_Before Competition Groups_44 | Ground Source Heat Pump | 0.2956% | 0 | 7.9432 | Commercial_2023_Technical_MW_Before Competition Groups_Ground Source Heat Pump
Commercial | Com ¦ ENERGY STAR ICE MACHINES - Ice Making Head | 2023 | Technical | MW | Before Competition Groups | 7.278 | 0 | 0 | 2686.9621 | 0.0027086 | 45 | Commercial_2023_Technical_MW_Before Competition Groups_45 | ENERGY STAR ICE MACHINES - Ice Making Head | 0.2709% | 0 | 7.278 | Commercial_2023_Technical_MW_Before Competition Groups_ENERGY STAR ICE MACHINES - Ice Making Head
Commercial | Com ¦ Refrigeration Commissioning | 2023 | Technical | MW | Before Competition Groups | 7.2492 | 0 | 0 | 2686.9621 | 0.0026979 | 46 | Commercial_2023_Technical_MW_Before Competition Groups_46 | Refrigeration Commissioning | 0.2698% | 0 | 7.2492 | Commercial_2023_Technical_MW_Before Competition Groups_Refrigeration Commissioning
Commercial | Com ¦ Duct Insulation, R8 | 2023 | Technical | MW | Before Competition Groups | 6.2604 | 0 | 0 | 2686.9621 | 0.0023299 | 47 | Commercial_2023_Technical_MW_Before Competition Groups_47 | Duct Insulation, R8 | 0.233% | 0 | 6.2604 | Commercial_2023_Technical_MW_Before Competition Groups_Duct Insulation, R8
Commercial | Com ¦ LED EXTERIOR AREA LIGHTS - LED fixture (200W) | 2023 | Technical | MW | Before Competition Groups | 5.776 | 0 | 0 | 2686.9621 | 0.0021496 | 48 | Commercial_2023_Technical_MW_Before Competition Groups_48 | LED EXTERIOR AREA LIGHTS - LED fixture (200W) | 0.215% | 0 | 5.776 | Commercial_2023_Technical_MW_Before Competition Groups_LED EXTERIOR AREA LIGHTS - LED fixture (200W)
Commercial | Com ¦ ENERGY STAR Refrigerator | 2023 | Technical | MW | Before Competition Groups | 5.6834 | 0 | 0 | 2686.9621 | 0.0021152 | 49 | Commercial_2023_Technical_MW_Before Competition Groups_49 | ENERGY STAR Refrigerator | 0.2115% | 0 | 5.6834 | Commercial_2023_Technical_MW_Before Competition Groups_ENERGY STAR Refrigerator
Commercial | Com ¦ LED parking lot fixture | 2023 | Technical | MW | Before Competition Groups | 5.6409 | 0 | 0 | 2686.9621 | 0.0020994 | 50 | Commercial_2023_Technical_MW_Before Competition Groups_50 | LED parking lot fixture | 0.2099% | 0 | 5.6409 | Commercial_2023_Technical_MW_Before Competition Groups_LED parking lot fixture
Commercial | Com ¦ Water Source Heat Pump (4 ton) | 2023 | Technical | MW | Before Competition Groups | 4.2963 | 0 | 0 | 2686.9621 | 0.0015989 | 51 | Commercial_2023_Technical_MW_Before Competition Groups_51 | Water Source Heat Pump (4 ton) | 0.1599% | 0 | 4.2963 | Commercial_2023_Technical_MW_Before Competition Groups_Water Source Heat Pump (4 ton)
Commercial | Com ¦ Elec Storage WH 2.30 Et | 2023 | Technical | MW | Before Competition Groups | 4.0839 | 0 | 0 | 2686.9621 | 0.0015199 | 52 | Commercial_2023_Technical_MW_Before Competition Groups_52 | Elec Storage WH 2.30 Et | 0.152% | 0 | 4.0839 | Commercial_2023_Technical_MW_Before Competition Groups_Elec Storage WH 2.30 Et
Commercial | Com ¦ BEVERAGE VENDING MACHINE CONTROLS | 2023 | Technical | MW | Before Competition Groups | 4.0731 | 0 | 0 | 2686.9621 | 0.0015159 | 53 | Commercial_2023_Technical_MW_Before Competition Groups_53 | BEVERAGE VENDING MACHINE CONTROLS | 0.1516% | 0 | 4.0731 | Commercial_2023_Technical_MW_Before Competition Groups_BEVERAGE VENDING MACHINE CONTROLS
Commercial | Com ¦ Temperature Adjustment in Commercial Freezers | 2023 | Technical | MW | Before Competition Groups | 3.8052 | 0 | 0 | 2686.9621 | 0.0014162 | 54 | Commercial_2023_Technical_MW_Before Competition Groups_54 | Temperature Adjustment in Commercial Freezers | 0.1416% | 0 | 3.8052 | Commercial_2023_Technical_MW_Before Competition Groups_Temperature Adjustment in Commercial Freezers
Commercial | Com ¦ Roof Insulation/Ceiling Insulation (R25 Code to R35) | 2023 | Technical | MW | Before Competition Groups | 3.7366 | 0 | 0 | 2686.9621 | 0.0013907 | 55 | Commercial_2023_Technical_MW_Before Competition Groups_55 | Roof Insulation/Ceiling Insulation (R25 Code to R35) | 0.1391% | 0 | 3.7366 | Commercial_2023_Technical_MW_Before Competition Groups_Roof Insulation/Ceiling Insulation (R25 Code to R35)
Commercial | Com ¦ LED street light fixture | 2023 | Technical | MW | Before Competition Groups | 3.3411 | 0 | 0 | 2686.9621 | 0.0012435 | 56 | Commercial_2023_Technical_MW_Before Competition Groups_56 | LED street light fixture | 0.1243% | 0 | 3.3411 | Commercial_2023_Technical_MW_Before Competition Groups_LED street light fixture
Commercial | Com ¦ ENERGY STAR Griddle (74% eff) | 2023 | Technical | MW | Before Competition Groups | 3.2094 | 0 | 0 | 2686.9621 | 0.0011944 | 57 | Commercial_2023_Technical_MW_Before Competition Groups_57 | ENERGY STAR Griddle (74% eff) | 0.1194% | 0 | 3.2094 | Commercial_2023_Technical_MW_Before Competition Groups_ENERGY STAR Griddle (74% eff)
Commercial | Com ¦ Vertical Night Covers | 2023 | Technical | MW | Before Competition Groups | 3.1467 | 0 | 0 | 2686.9621 | 0.0011711 | 58 | Commercial_2023_Technical_MW_Before Competition Groups_58 | Vertical Night Covers | 0.1171% | 0 | 3.1467 | Commercial_2023_Technical_MW_Before Competition Groups_Vertical Night Covers
Commercial | Com ¦ Anti-sweat heat (ASH) controls - Cooler/Freezer | 2023 | Technical | MW | Before Competition Groups | 3.1097 | 0 | 0 | 2686.9621 | 0.0011573 | 59 | Commercial_2023_Technical_MW_Before Competition Groups_59 | Anti-sweat heat (ASH) controls - Cooler/Freezer | 0.1157% | 0 | 3.1097 | Commercial_2023_Technical_MW_Before Competition Groups_Anti-sweat heat (ASH) controls - Cooler/Freezer
Commercial | Com ¦ Energy Efficient Laboratory Fume Hood | 2023 | Technical | MW | Before Competition Groups | 3.0766 | 0 | 0 | 2686.9621 | 0.001145 | 60 | Commercial_2023_Technical_MW_Before Competition Groups_60 | Energy Efficient Laboratory Fume Hood | 0.1145% | 0 | 3.0766 | Commercial_2023_Technical_MW_Before Competition Groups_Energy Efficient Laboratory Fume Hood
Commercial | Com ¦ CO Sensors for parking garage exhaust fans | 2023 | Technical | MW | Before Competition Groups | 3.0433 | 0 | 0 | 2686.9621 | 0.0011326 | 61 | Commercial_2023_Technical_MW_Before Competition Groups_61 | CO Sensors for parking garage exhaust fans | 0.1133% | 0 | 3.0433 | Commercial_2023_Technical_MW_Before Competition Groups_CO Sensors for parking garage exhaust fans
Commercial | Com ¦ Condensing Make Up Air Unit | 2023 | Technical | MW | Before Competition Groups | 2.9643 | 0 | 0 | 2686.9621 | 0.0011032 | 62 | Commercial_2023_Technical_MW_Before Competition Groups_62 | Condensing Make Up Air Unit | 0.1103% | 0 | 2.9643 | Commercial_2023_Technical_MW_Before Competition Groups_Condensing Make Up Air Unit
Commercial | Com ¦ Super-High Efficiency Furnaces (Emerging Tech) | 2023 | Technical | MW | Before Competition Groups | 2.8701 | 0 | 0 | 2686.9621 | 0.0010681 | 63 | Commercial_2023_Technical_MW_Before Competition Groups_63 | Super-High Efficiency Furnaces (Emerging Tech) | 0.1068% | 0 | 2.8701 | Commercial_2023_Technical_MW_Before Competition Groups_Super-High Efficiency Furnaces (Emerging Tech)
Commercial | Com ¦ Water Heating (DHW) Pipe Insulation (Add 3/4\ Foam)" | 2023 | Technical | MW | Before Competition Groups | 2.4013 | 0 | 0 | 2686.9621 | 0.0008937 | 64 | Commercial_2023_Technical_MW_Before Competition Groups_64 | Water Heating (DHW) Pipe Insulation (Add 3/4\ Foam)" | 0.08937% | 0 | 2.4013 | Commercial_2023_Technical_MW_Before Competition Groups_Water Heating (DHW) Pipe Insulation (Add 3/4\ Foam)"
Commercial | Com ¦ Outside Air Economizer | 2023 | Technical | MW | Before Competition Groups | 1.7868 | 0 | 0 | 2686.9621 | 0.00066499 | 65 | Commercial_2023_Technical_MW_Before Competition Groups_65 | Outside Air Economizer | 0.0665% | 0 | 1.7868 | Commercial_2023_Technical_MW_Before Competition Groups_Outside Air Economizer
Commercial | Com ¦ Suction Pipe Insulation Freezer/Refrigerator | 2023 | Technical | MW | Before Competition Groups | 1.6354 | 0 | 0 | 2686.9621 | 0.00060866 | 66 | Commercial_2023_Technical_MW_Before Competition Groups_66 | Suction Pipe Insulation Freezer/Refrigerator | 0.06087% | 0 | 1.6354 | Commercial_2023_Technical_MW_Before Competition Groups_Suction Pipe Insulation Freezer/Refrigerator
Commercial | Com ¦ Evaporator Coil Defrost (Cooler) | 2023 | Technical | MW | Before Competition Groups | 1.3914 | 0 | 0 | 2686.9621 | 0.00051784 | 67 | Commercial_2023_Technical_MW_Before Competition Groups_67 | Evaporator Coil Defrost (Cooler) | 0.05178% | 0 | 1.3914 | Commercial_2023_Technical_MW_Before Competition Groups_Evaporator Coil Defrost (Cooler)
Commercial | Com ¦ LED RECESSED DOWNLIGHTS | 2023 | Technical | MW | Before Competition Groups | 1.1603 | 0 | 0 | 2686.9621 | 0.00043183 | 68 | Commercial_2023_Technical_MW_Before Competition Groups_68 | LED RECESSED DOWNLIGHTS | 0.04318% | 0 | 1.1603 | Commercial_2023_Technical_MW_Before Competition Groups_LED RECESSED DOWNLIGHTS
Commercial | Com ¦ High Efficiency Small Instantaneous Water Heater | 2023 | Technical | MW | Before Competition Groups | 1.1514 | 0 | 0 | 2686.9621 | 0.00042852 | 69 | Commercial_2023_Technical_MW_Before Competition Groups_69 | High Efficiency Small Instantaneous Water Heater | 0.04285% | 0 | 1.1514 | Commercial_2023_Technical_MW_Before Competition Groups_High Efficiency Small Instantaneous Water Heater
Commercial | Com ¦ ENERGY STAR Dishwasher | 2023 | Technical | MW | Before Competition Groups | 1.1271 | 0 | 0 | 2686.9621 | 0.00041949 | 70 | Commercial_2023_Technical_MW_Before Competition Groups_70 | ENERGY STAR Dishwasher | 0.04195% | 0 | 1.1271 | Commercial_2023_Technical_MW_Before Competition Groups_ENERGY STAR Dishwasher
Commercial | Com ¦ ENERGY STAR Fryer (84% eff) | 2023 | Technical | MW | Before Competition Groups | 0.91416 | 0 | 0 | 2686.9621 | 0.00034022 | 71 | Commercial_2023_Technical_MW_Before Competition Groups_71 | ENERGY STAR Fryer (84% eff) | 0.03402% | 0 | 0.91416 | Commercial_2023_Technical_MW_Before Competition Groups_ENERGY STAR Fryer (84% eff)
Commercial | Com ¦ Room AC (w/ louvered sides) 14 SEER from 12 SEER code | 2023 | Technical | MW | Before Competition Groups | 0.83215 | 0 | 0 | 2686.9621 | 0.0003097 | 72 | Commercial_2023_Technical_MW_Before Competition Groups_72 | Room AC (w/ louvered sides) 14 SEER from 12 SEER code | 0.03097% | 0 | 0.83215 | Commercial_2023_Technical_MW_Before Competition Groups_Room AC (w/ louvered sides) 14 SEER from 12 SEER code
Commercial | Com ¦ Wall Insulation | 2023 | Technical | MW | Before Competition Groups | 0.75329 | 0 | 0 | 2686.9621 | 0.00028035 | 73 | Commercial_2023_Technical_MW_Before Competition Groups_73 | Wall Insulation | 0.02803% | 0 | 0.75329 | Commercial_2023_Technical_MW_Before Competition Groups_Wall Insulation
Commercial | Com ¦ Ozone Laundry Treatment | 2023 | Technical | MW | Before Competition Groups | 0.74409 | 0 | 0 | 2686.9621 | 0.00027693 | 74 | Commercial_2023_Technical_MW_Before Competition Groups_74 | Ozone Laundry Treatment | 0.02769% | 0 | 0.74409 | Commercial_2023_Technical_MW_Before Competition Groups_Ozone Laundry Treatment
Commercial | Com ¦ Solar Preheat Make up Air | 2023 | Technical | MW | Before Competition Groups | 0.74389 | 0 | 0 | 2686.9621 | 0.00027685 | 75 | Commercial_2023_Technical_MW_Before Competition Groups_75 | Solar Preheat Make up Air | 0.02769% | 0 | 0.74389 | Commercial_2023_Technical_MW_Before Competition Groups_Solar Preheat Make up Air
Commercial | Com ¦ ENERGY STAR Steam Cookers | 2023 | Technical | MW | Before Competition Groups | 0.59663 | 0 | 0 | 2686.9621 | 0.00022205 | 76 | Commercial_2023_Technical_MW_Before Competition Groups_76 | ENERGY STAR Steam Cookers | 0.0222% | 0 | 0.59663 | Commercial_2023_Technical_MW_Before Competition Groups_ENERGY STAR Steam Cookers
Commercial | Com ¦ SYNCHRONOUS BELT | 2023 | Technical | MW | Before Competition Groups | 0.57666 | 0 | 0 | 2686.9621 | 0.00021461 | 77 | Commercial_2023_Technical_MW_Before Competition Groups_77 | SYNCHRONOUS BELT | 0.02146% | 0 | 0.57666 | Commercial_2023_Technical_MW_Before Competition Groups_SYNCHRONOUS BELT
Commercial | Com ¦ Efficient compressor motor | 2023 | Technical | MW | Before Competition Groups | 0.56619 | 0 | 0 | 2686.9621 | 0.00021072 | 78 | Commercial_2023_Technical_MW_Before Competition Groups_78 | Efficient compressor motor | 0.02107% | 0 | 0.56619 | Commercial_2023_Technical_MW_Before Competition Groups_Efficient compressor motor
Commercial | Com ¦ Thermostat Setback | 2023 | Technical | MW | Before Competition Groups | 0.50532 | 0 | 0 | 2686.9621 | 0.00018806 | 79 | Commercial_2023_Technical_MW_Before Competition Groups_79 | Thermostat Setback | 0.01881% | 0 | 0.50532 | Commercial_2023_Technical_MW_Before Competition Groups_Thermostat Setback
Commercial | Com ¦ PTAC (12 EER/10,000 BTU) | 2023 | Technical | MW | Before Competition Groups | 0.36399 | 0 | 0 | 2686.9621 | 0.00013547 | 80 | Commercial_2023_Technical_MW_Before Competition Groups_80 | PTAC (12 EER/10,000 BTU) | 0.01355% | 0 | 0.36399 | Commercial_2023_Technical_MW_Before Competition Groups_PTAC (12 EER/10,000 BTU)
Commercial | Com ¦ ECM MOTORS FOR HVAC APPLICATION (FAN-POWERED VAV BOX) | 2023 | Technical | MW | Before Competition Groups | 0.29689 | 0 | 0 | 2686.9621 | 0.00011049 | 81 | Commercial_2023_Technical_MW_Before Competition Groups_81 | ECM MOTORS FOR HVAC APPLICATION (FAN-POWERED VAV BOX) | 0.01105% | 0 | 0.29689 | Commercial_2023_Technical_MW_Before Competition Groups_ECM MOTORS FOR HVAC APPLICATION (FAN-POWERED VAV BOX)
Commercial | Com ¦ Notched V belts for HVAC Systems | 2023 | Technical | MW | Before Competition Groups | 0.28833 | 0 | 0 | 2686.9621 | 0.00010731 | 82 | Commercial_2023_Technical_MW_Before Competition Groups_82 | Notched V belts for HVAC Systems | 0.01073% | 0 | 0.28833 | Commercial_2023_Technical_MW_Before Competition Groups_Notched V belts for HVAC Systems
Commercial | Com ¦ Auto Off Time Switch or Time Clock control | 2023 | Technical | MW | Before Competition Groups | 0.17935 | 0 | 0 | 2686.9621 | 6.675e-05 | 83 | Commercial_2023_Technical_MW_Before Competition Groups_83 | Auto Off Time Switch or Time Clock control | 0.006675% | 0 | 0.17935 | Commercial_2023_Technical_MW_Before Competition Groups_Auto Off Time Switch or Time Clock control
Commercial | Com ¦ Solar Water Preheat (Pools/DHW) | 2023 | Technical | MW | Before Competition Groups | 0.17697 | 0 | 0 | 2686.9621 | 6.5864e-05 | 84 | Commercial_2023_Technical_MW_Before Competition Groups_84 | Solar Water Preheat (Pools/DHW) | 0.006586% | 0 | 0.17697 | Commercial_2023_Technical_MW_Before Competition Groups_Solar Water Preheat (Pools/DHW)
Commercial | COM ¦ Ductless Mini-Split Heat Pumps | 2023 | Technical | MW | Before Competition Groups | 0.17349 | 0 | 0 | 2686.9621 | 6.4568e-05 | 85 | Commercial_2023_Technical_MW_Before Competition Groups_85 | Ductless Mini-Split Heat Pumps | 0.006457% | 0 | 0.17349 | Commercial_2023_Technical_MW_Before Competition Groups_Ductless Mini-Split Heat Pumps
Commercial | Com ¦ HVAC Optimization | 2023 | Technical | MW | Before Competition Groups | 0.17348 | 0 | 0 | 2686.9621 | 6.4562e-05 | 86 | Commercial_2023_Technical_MW_Before Competition Groups_86 | HVAC Optimization | 0.006456% | 0 | 0.17348 | Commercial_2023_Technical_MW_Before Competition Groups_HVAC Optimization
Commercial | Com ¦ Heat Pump Water Heater (50 Gallons) | 2023 | Technical | MW | Before Competition Groups | 0.17133 | 0 | 0 | 2686.9621 | 6.3762e-05 | 87 | Commercial_2023_Technical_MW_Before Competition Groups_87 | Heat Pump Water Heater (50 Gallons) | 0.006376% | 0 | 0.17133 | Commercial_2023_Technical_MW_Before Competition Groups_Heat Pump Water Heater (50 Gallons)
Commercial | Com ¦ High Efficiency Chiller (avg of water and air cooled) | 2023 | Technical | MW | Before Competition Groups | 0.16959 | 0 | 0 | 2686.9621 | 6.3117e-05 | 88 | Commercial_2023_Technical_MW_Before Competition Groups_88 | High Efficiency Chiller (avg of water and air cooled) | 0.006312% | 0 | 0.16959 | Commercial_2023_Technical_MW_Before Competition Groups_High Efficiency Chiller (avg of water and air cooled)
Commercial | Com ¦ Demand controlled Circulating Systems | 2023 | Technical | MW | Before Competition Groups | 0.15407 | 0 | 0 | 2686.9621 | 5.7339e-05 | 89 | Commercial_2023_Technical_MW_Before Competition Groups_89 | Demand controlled Circulating Systems | 0.005734% | 0 | 0.15407 | Commercial_2023_Technical_MW_Before Competition Groups_Demand controlled Circulating Systems
Commercial | Com ¦ Commercial Hot Food Holding Cabinets | 2023 | Technical | MW | Before Competition Groups | 0.13935 | 0 | 0 | 2686.9621 | 5.1861e-05 | 90 | Commercial_2023_Technical_MW_Before Competition Groups_90 | Commercial Hot Food Holding Cabinets | 0.005186% | 0 | 0.13935 | Commercial_2023_Technical_MW_Before Competition Groups_Commercial Hot Food Holding Cabinets
Commercial | Com ¦ CEE Tier 2/Energy Star Clothes Washers | 2023 | Technical | MW | Before Competition Groups | 0.09817 | 0 | 0 | 2686.9621 | 3.6536e-05 | 91 | Commercial_2023_Technical_MW_Before Competition Groups_91 | CEE Tier 2/Energy Star Clothes Washers | 0.003654% | 0 | 0.09817 | Commercial_2023_Technical_MW_Before Competition Groups_CEE Tier 2/Energy Star Clothes Washers
Commercial | Com ¦ Low Flow Pre-Rinse Spray Nozzle | 2023 | Technical | MW | Before Competition Groups | 0.077446 | 0 | 0 | 2686.9621 | 2.8823e-05 | 92 | Commercial_2023_Technical_MW_Before Competition Groups_92 | Low Flow Pre-Rinse Spray Nozzle | 0.002882% | 0 | 0.077446 | Commercial_2023_Technical_MW_Before Competition Groups_Low Flow Pre-Rinse Spray Nozzle
Commercial | Com ¦ Solar Electric Water Heater (50 Gallon) | 2023 | Technical | MW | Before Competition Groups | 0.071116 | 0 | 0 | 2686.9621 | 2.6467e-05 | 93 | Commercial_2023_Technical_MW_Before Competition Groups_93 | Solar Electric Water Heater (50 Gallon) | 0.002647% | 0 | 0.071116 | Commercial_2023_Technical_MW_Before Competition Groups_Solar Electric Water Heater (50 Gallon)
Commercial | Com ¦ Condensing Unit Heaters or other Efficient Unit Heating System | 2023 | Technical | MW | Before Competition Groups | 0.053658 | 0 | 0 | 2686.9621 | 1.997e-05 | 94 | Commercial_2023_Technical_MW_Before Competition Groups_94 | Condensing Unit Heaters or other Efficient Unit Heating System | 0.001997% | 0 | 0.053658 | Commercial_2023_Technical_MW_Before Competition Groups_Condensing Unit Heaters or other Efficient Unit Heating System
Commercial | Com ¦ EC Plug Fan for Data Center (under cabinet) | 2023 | Technical | MW | Before Competition Groups | 0.021545 | 0 | 0 | 2686.9621 | 8.0184e-06 | 95 | Commercial_2023_Technical_MW_Before Competition Groups_95 | EC Plug Fan for Data Center (under cabinet) | 0.0008018% | 0 | 0.021545 | Commercial_2023_Technical_MW_Before Competition Groups_EC Plug Fan for Data Center (under cabinet)
Commercial | Com ¦ Exterior Photocell | 2023 | Technical | MW | Before Competition Groups | 0.017455 | 0 | 0 | 2686.9621 | 6.4962e-06 | 96 | Commercial_2023_Technical_MW_Before Competition Groups_96 | Exterior Photocell | 0.0006496% | 0 | 0.017455 | Commercial_2023_Technical_MW_Before Competition Groups_Exterior Photocell
Commercial | Com ¦ VSD Air Compressor | 2023 | Technical | MW | Before Competition Groups | 0.015043 | 0 | 0 | 2686.9621 | 5.5984e-06 | 97 | Commercial_2023_Technical_MW_Before Competition Groups_97 | VSD Air Compressor | 0.0005598% | 0 | 0.015043 | Commercial_2023_Technical_MW_Before Competition Groups_VSD Air Compressor
Commercial | Com ¦ eCube | 2023 | Technical | MW | Before Competition Groups | 0.011771 | 0 | 0 | 2686.9621 | 4.3807e-06 | 98 | Commercial_2023_Technical_MW_Before Competition Groups_98 | eCube | 0.0004381% | 0 | 0.011771 | Commercial_2023_Technical_MW_Before Competition Groups_eCube
Commercial | Com ¦ Air Curtains | 2023 | Technical | MW | Before Competition Groups | 0.0064064 | 0 | 0 | 2686.9621 | 2.3842e-06 | 99 | Commercial_2023_Technical_MW_Before Competition Groups_99 | Air Curtains | 0.0002384% | 0 | 0.0064064 | Commercial_2023_Technical_MW_Before Competition Groups_Air Curtains
Commercial | Com ¦ High Efficiency Induction Cooking | 2023 | Technical | MW | Before Competition Groups | 0.0010663 | 0 | 0 | 2686.9621 | 3.9684e-07 | 100 | Commercial_2023_Technical_MW_Before Competition Groups_100 | High Efficiency Induction Cooking | 3.968e-05% | 0 | 0.0010663 | Commercial_2023_Technical_MW_Before Competition Groups_High Efficiency Induction Cooking
Commercial | Com ¦ Electric Convection Combination Ovens | 2023 | Technical | MW | Before Competition Groups | 0.00018772 | 0 | 0 | 2686.9621 | 6.9864e-08 | 101 | Commercial_2023_Technical_MW_Before Competition Groups_101 | Electric Convection Combination Ovens | 6.986e-06% | 0 | 0.00018772 | Commercial_2023_Technical_MW_Before Competition Groups_Electric Convection Combination Ovens
Commercial | Com ¦ Building Recommissioning, Operations and Maintenance (O&M) Improvements | 2024 | Economic | MW | Before Competition Groups | 279.8376 | 0 | 0 | 1793.2607 | 0.15605 | 1 | Commercial_2024_Economic_MW_Before Competition Groups_1 | Building Recommissioning, Operations and Maintenance (O&M) Improvements | 15.6% | 0 | 279.8376 | Commercial_2024_Economic_MW_Before Competition Groups_Building Recommissioning, Operations and Maintenance (O&M) Improvements
Commercial | Com ¦ Education and Capacity Building/Energy Behavior | 2024 | Economic | MW | Before Competition Groups | 249.9707 | 0 | 0 | 1793.2607 | 0.13939 | 2 | Commercial_2024_Economic_MW_Before Competition Groups_2 | Education and Capacity Building/Energy Behavior | 13.94% | 0 | 249.9707 | Commercial_2024_Economic_MW_Before Competition Groups_Education and Capacity Building/Energy Behavior
Commercial | Com ¦ LED Low/High Bay | 2024 | Economic | MW | Before Competition Groups | 157.2931 | 0 | 0 | 1793.2607 | 0.087713 | 3 | Commercial_2024_Economic_MW_Before Competition Groups_3 | LED Low/High Bay | 8.771% | 0 | 157.2931 | Commercial_2024_Economic_MW_Before Competition Groups_LED Low/High Bay
Commercial | Com ¦ LED Troffer/Surface/Suspended | 2024 | Economic | MW | Before Competition Groups | 142.1285 | 0 | 0 | 1793.2607 | 0.079257 | 4 | Commercial_2024_Economic_MW_Before Competition Groups_4 | LED Troffer/Surface/Suspended | 7.926% | 0 | 142.1285 | Commercial_2024_Economic_MW_Before Competition Groups_LED Troffer/Surface/Suspended
Commercial | Com ¦ ENERGY STAR LED LAMPS (REFLECTOR LAMPs/MR16/PAR 16) | 2024 | Economic | MW | Before Competition Groups | 117.7932 | 0 | 0 | 1793.2607 | 0.065687 | 5 | Commercial_2024_Economic_MW_Before Competition Groups_5 | ENERGY STAR LED LAMPS (REFLECTOR LAMPs/MR16/PAR 16) | 6.569% | 0 | 117.7932 | Commercial_2024_Economic_MW_Before Competition Groups_ENERGY STAR LED LAMPS (REFLECTOR LAMPs/MR16/PAR 16)
Commercial | Com ¦ Advanced BAS/Controllers | 2024 | Economic | MW | Before Competition Groups | 92.7102 | 0 | 0 | 1793.2607 | 0.051699 | 6 | Commercial_2024_Economic_MW_Before Competition Groups_6 | Advanced BAS/Controllers | 5.17% | 0 | 92.7102 | Commercial_2024_Economic_MW_Before Competition Groups_Advanced BAS/Controllers
Commercial | Com ¦ High Efficiency Air Source Heat Pump | 2024 | Economic | MW | Before Competition Groups | 91.3656 | 0 | 0 | 1793.2607 | 0.050949 | 7 | Commercial_2024_Economic_MW_Before Competition Groups_7 | High Efficiency Air Source Heat Pump | 5.095% | 0 | 91.3656 | Commercial_2024_Economic_MW_Before Competition Groups_High Efficiency Air Source Heat Pump
Commercial | Com ¦ Unitary Air-Conditioning Unit | 2024 | Economic | MW | Before Competition Groups | 60.8932 | 0 | 0 | 1793.2607 | 0.033957 | 8 | Commercial_2024_Economic_MW_Before Competition Groups_8 | Unitary Air-Conditioning Unit | 3.396% | 0 | 60.8932 | Commercial_2024_Economic_MW_Before Competition Groups_Unitary Air-Conditioning Unit
Commercial | Com ¦ LLLC - Low Impact Application | 2024 | Economic | MW | Before Competition Groups | 48.4039 | 0 | 0 | 1793.2607 | 0.026992 | 9 | Commercial_2024_Economic_MW_Before Competition Groups_9 | LLLC - Low Impact Application | 2.699% | 0 | 48.4039 | Commercial_2024_Economic_MW_Before Competition Groups_LLLC - Low Impact Application
Commercial | Com ¦ LED Replacement Lamp (Tube) | 2024 | Economic | MW | Before Competition Groups | 44.9502 | 0 | 0 | 1793.2607 | 0.025066 | 10 | Commercial_2024_Economic_MW_Before Competition Groups_10 | LED Replacement Lamp (Tube) | 2.507% | 0 | 44.9502 | Commercial_2024_Economic_MW_Before Competition Groups_LED Replacement Lamp (Tube)
Commercial | Com ¦ Adaptive Thermostats | 2024 | Economic | MW | Before Competition Groups | 39.9452 | 0 | 0 | 1793.2607 | 0.022275 | 11 | Commercial_2024_Economic_MW_Before Competition Groups_11 | Adaptive Thermostats | 2.228% | 0 | 39.9452 | Commercial_2024_Economic_MW_Before Competition Groups_Adaptive Thermostats
Commercial | Com ¦ Furnace Tune-Up | 2024 | Economic | MW | Before Competition Groups | 33.4171 | 0 | 0 | 1793.2607 | 0.018635 | 12 | Commercial_2024_Economic_MW_Before Competition Groups_12 | Furnace Tune-Up | 1.863% | 0 | 33.4171 | Commercial_2024_Economic_MW_Before Competition Groups_Furnace Tune-Up
Commercial | Com ¦ LLLC - High Impact Application | 2024 | Economic | MW | Before Competition Groups | 33.1509 | 0 | 0 | 1793.2607 | 0.018486 | 13 | Commercial_2024_Economic_MW_Before Competition Groups_13 | LLLC - High Impact Application | 1.849% | 0 | 33.1509 | Commercial_2024_Economic_MW_Before Competition Groups_LLLC - High Impact Application
Commercial | Com ¦ Data Center Storage/Server Virtualization | 2024 | Economic | MW | Before Competition Groups | 31.0825 | 0 | 0 | 1793.2607 | 0.017333 | 14 | Commercial_2024_Economic_MW_Before Competition Groups_14 | Data Center Storage/Server Virtualization | 1.733% | 0 | 31.0825 | Commercial_2024_Economic_MW_Before Competition Groups_Data Center Storage/Server Virtualization
Commercial | Com ¦ Strip Curtains | 2024 | Economic | MW | Before Competition Groups | 30.0677 | 0 | 0 | 1793.2607 | 0.016767 | 15 | Commercial_2024_Economic_MW_Before Competition Groups_15 | Strip Curtains | 1.677% | 0 | 30.0677 | Commercial_2024_Economic_MW_Before Competition Groups_Strip Curtains
Commercial | Com ¦ Demand Control Ventilation | 2024 | Economic | MW | Before Competition Groups | 27.3586 | 0 | 0 | 1793.2607 | 0.015256 | 16 | Commercial_2024_Economic_MW_Before Competition Groups_16 | Demand Control Ventilation | 1.526% | 0 | 27.3586 | Commercial_2024_Economic_MW_Before Competition Groups_Demand Control Ventilation
Commercial | Com ¦ Variable Frequency Drive (VFD) | 2024 | Economic | MW | Before Competition Groups | 23.2589 | 0 | 0 | 1793.2607 | 0.01297 | 17 | Commercial_2024_Economic_MW_Before Competition Groups_17 | Variable Frequency Drive (VFD) | 1.297% | 0 | 23.2589 | Commercial_2024_Economic_MW_Before Competition Groups_Variable Frequency Drive (VFD)
Commercial | Com ¦ LED or Equivalent Sign Lighting | 2024 | Economic | MW | Before Competition Groups | 23.1649 | 0 | 0 | 1793.2607 | 0.012918 | 18 | Commercial_2024_Economic_MW_Before Competition Groups_18 | LED or Equivalent Sign Lighting | 1.292% | 0 | 23.1649 | Commercial_2024_Economic_MW_Before Competition Groups_LED or Equivalent Sign Lighting
Commercial | Com ¦ VFD on Pumps | 2024 | Economic | MW | Before Competition Groups | 21.7675 | 0 | 0 | 1793.2607 | 0.012139 | 19 | Commercial_2024_Economic_MW_Before Competition Groups_19 | VFD on Pumps | 1.214% | 0 | 21.7675 | Commercial_2024_Economic_MW_Before Competition Groups_VFD on Pumps
Commercial | Com ¦ Centrally controlled desktop PC/NETWORK PC POWER MANAGEMENT SOFTWARE | 2024 | Economic | MW | Before Competition Groups | 21.2584 | 0 | 0 | 1793.2607 | 0.011855 | 20 | Commercial_2024_Economic_MW_Before Competition Groups_20 | Centrally controlled desktop PC/NETWORK PC POWER MANAGEMENT SOFTWARE | 1.185% | 0 | 21.2584 | Commercial_2024_Economic_MW_Before Competition Groups_Centrally controlled desktop PC/NETWORK PC POWER MANAGEMENT SOFTWARE
Commercial | Com ¦ Refrigerated Display Case LED | 2024 | Economic | MW | Before Competition Groups | 17.7895 | 0 | 0 | 1793.2607 | 0.0099202 | 21 | Commercial_2024_Economic_MW_Before Competition Groups_21 | Refrigerated Display Case LED | 0.992% | 0 | 17.7895 | Commercial_2024_Economic_MW_Before Competition Groups_Refrigerated Display Case LED
Commercial | Com ¦ Air Handler with Dedicated Outdoor Air Systems | 2024 | Economic | MW | Before Competition Groups | 17.752 | 0 | 0 | 1793.2607 | 0.0098993 | 22 | Commercial_2024_Economic_MW_Before Competition Groups_22 | Air Handler with Dedicated Outdoor Air Systems | 0.9899% | 0 | 17.752 | Commercial_2024_Economic_MW_Before Competition Groups_Air Handler with Dedicated Outdoor Air Systems
Commercial | Com ¦ Reach-in Shaded Pole to ECM/PSC Evaporator Fan Motor | 2024 | Economic | MW | Before Competition Groups | 17.5209 | 0 | 0 | 1793.2607 | 0.0097704 | 23 | Commercial_2024_Economic_MW_Before Competition Groups_23 | Reach-in Shaded Pole to ECM/PSC Evaporator Fan Motor | 0.977% | 0 | 17.5209 | Commercial_2024_Economic_MW_Before Competition Groups_Reach-in Shaded Pole to ECM/PSC Evaporator Fan Motor
Commercial | Com ¦ ENERGY STAR LED LAMPS (General Service Lamps) | 2024 | Economic | MW | Before Competition Groups | 15.155 | 0 | 0 | 1793.2607 | 0.0084511 | 24 | Commercial_2024_Economic_MW_Before Competition Groups_24 | ENERGY STAR LED LAMPS (General Service Lamps) | 0.8451% | 0 | 15.155 | Commercial_2024_Economic_MW_Before Competition Groups_ENERGY STAR LED LAMPS (General Service Lamps)
Commercial | Com ¦ Refrigerated Display Case Doors | 2024 | Economic | MW | Before Competition Groups | 14.8001 | 0 | 0 | 1793.2607 | 0.0082532 | 25 | Commercial_2024_Economic_MW_Before Competition Groups_25 | Refrigerated Display Case Doors | 0.8253% | 0 | 14.8001 | Commercial_2024_Economic_MW_Before Competition Groups_Refrigerated Display Case Doors
Commercial | Com ¦ Chilled Water Optimization | 2024 | Economic | MW | Before Competition Groups | 14.6547 | 0 | 0 | 1793.2607 | 0.0081721 | 26 | Commercial_2024_Economic_MW_Before Competition Groups_26 | Chilled Water Optimization | 0.8172% | 0 | 14.6547 | Commercial_2024_Economic_MW_Before Competition Groups_Chilled Water Optimization
Commercial | Com ¦ ECM MOTORS FOR EVAPORATOR FANS for refrigeration (WALK-IN) | 2024 | Economic | MW | Before Competition Groups | 12.0993 | 0 | 0 | 1793.2607 | 0.0067471 | 27 | Commercial_2024_Economic_MW_Before Competition Groups_27 | ECM MOTORS FOR EVAPORATOR FANS for refrigeration (WALK-IN) | 0.6747% | 0 | 12.0993 | Commercial_2024_Economic_MW_Before Competition Groups_ECM MOTORS FOR EVAPORATOR FANS for refrigeration (WALK-IN)
Commercial | Com ¦ Freezer Case Light Sensor | 2024 | Economic | MW | Before Competition Groups | 10.4685 | 0 | 0 | 1793.2607 | 0.0058377 | 28 | Commercial_2024_Economic_MW_Before Competition Groups_28 | Freezer Case Light Sensor | 0.5838% | 0 | 10.4685 | Commercial_2024_Economic_MW_Before Competition Groups_Freezer Case Light Sensor
Commercial | Com ¦ Evaporator Fan Controls | 2024 | Economic | MW | Before Competition Groups | 10.1989 | 0 | 0 | 1793.2607 | 0.0056873 | 29 | Commercial_2024_Economic_MW_Before Competition Groups_29 | Evaporator Fan Controls | 0.5687% | 0 | 10.1989 | Commercial_2024_Economic_MW_Before Competition Groups_Evaporator Fan Controls
Commercial | Com ¦ Occupancy Sensors | 2024 | Economic | MW | Before Competition Groups | 9.6485 | 0 | 0 | 1793.2607 | 0.0053804 | 30 | Commercial_2024_Economic_MW_Before Competition Groups_30 | Occupancy Sensors | 0.538% | 0 | 9.6485 | Commercial_2024_Economic_MW_Before Competition Groups_Occupancy Sensors
Commercial | Com ¦ Demand Control Kitchen Ventilation | 2024 | Economic | MW | Before Competition Groups | 8.6019 | 0 | 0 | 1793.2607 | 0.0047968 | 31 | Commercial_2024_Economic_MW_Before Competition Groups_31 | Demand Control Kitchen Ventilation | 0.4797% | 0 | 8.6019 | Commercial_2024_Economic_MW_Before Competition Groups_Demand Control Kitchen Ventilation
Commercial | Com ¦ Duct Insulation, R8 | 2024 | Economic | MW | Before Competition Groups | 6.1345 | 0 | 0 | 1793.2607 | 0.0034209 | 32 | Commercial_2024_Economic_MW_Before Competition Groups_32 | Duct Insulation, R8 | 0.3421% | 0 | 6.1345 | Commercial_2024_Economic_MW_Before Competition Groups_Duct Insulation, R8
Commercial | Com ¦ LED EXTERIOR AREA LIGHTS - LED fixture (200W) | 2024 | Economic | MW | Before Competition Groups | 6.0114 | 0 | 0 | 1793.2607 | 0.0033522 | 33 | Commercial_2024_Economic_MW_Before Competition Groups_33 | LED EXTERIOR AREA LIGHTS - LED fixture (200W) | 0.3352% | 0 | 6.0114 | Commercial_2024_Economic_MW_Before Competition Groups_LED EXTERIOR AREA LIGHTS - LED fixture (200W)
Commercial | Com ¦ LED parking lot fixture | 2024 | Economic | MW | Before Competition Groups | 5.8516 | 0 | 0 | 1793.2607 | 0.0032631 | 34 | Commercial_2024_Economic_MW_Before Competition Groups_34 | LED parking lot fixture | 0.3263% | 0 | 5.8516 | Commercial_2024_Economic_MW_Before Competition Groups_LED parking lot fixture
Commercial | Com ¦ Water Source Heat Pump (4 ton) | 2024 | Economic | MW | Before Competition Groups | 5.0053 | 0 | 0 | 1793.2607 | 0.0027912 | 35 | Commercial_2024_Economic_MW_Before Competition Groups_35 | Water Source Heat Pump (4 ton) | 0.2791% | 0 | 5.0053 | Commercial_2024_Economic_MW_Before Competition Groups_Water Source Heat Pump (4 ton)
Commercial | Com ¦ Elec Storage WH 2.30 Et | 2024 | Economic | MW | Before Competition Groups | 4.2654 | 0 | 0 | 1793.2607 | 0.0023786 | 36 | Commercial_2024_Economic_MW_Before Competition Groups_36 | Elec Storage WH 2.30 Et | 0.2379% | 0 | 4.2654 | Commercial_2024_Economic_MW_Before Competition Groups_Elec Storage WH 2.30 Et
Commercial | Com ¦ BEVERAGE VENDING MACHINE CONTROLS | 2024 | Economic | MW | Before Competition Groups | 4.2469 | 0 | 0 | 1793.2607 | 0.0023682 | 37 | Commercial_2024_Economic_MW_Before Competition Groups_37 | BEVERAGE VENDING MACHINE CONTROLS | 0.2368% | 0 | 4.2469 | Commercial_2024_Economic_MW_Before Competition Groups_BEVERAGE VENDING MACHINE CONTROLS
Commercial | Com ¦ Networked/Connected - Low Impact Application | 2024 | Economic | MW | Before Competition Groups | 4.0511 | 0 | 0 | 1793.2607 | 0.0022591 | 38 | Commercial_2024_Economic_MW_Before Competition Groups_38 | Networked/Connected - Low Impact Application | 0.2259% | 0 | 4.0511 | Commercial_2024_Economic_MW_Before Competition Groups_Networked/Connected - Low Impact Application
Commercial | Com ¦ Temperature Adjustment in Commercial Freezers | 2024 | Economic | MW | Before Competition Groups | 3.7287 | 0 | 0 | 1793.2607 | 0.0020793 | 39 | Commercial_2024_Economic_MW_Before Competition Groups_39 | Temperature Adjustment in Commercial Freezers | 0.2079% | 0 | 3.7287 | Commercial_2024_Economic_MW_Before Competition Groups_Temperature Adjustment in Commercial Freezers
Commercial | Com ¦ ENERGY STAR Griddle (74% eff) | 2024 | Economic | MW | Before Competition Groups | 3.7158 | 0 | 0 | 1793.2607 | 0.0020721 | 40 | Commercial_2024_Economic_MW_Before Competition Groups_40 | ENERGY STAR Griddle (74% eff) | 0.2072% | 0 | 3.7158 | Commercial_2024_Economic_MW_Before Competition Groups_ENERGY STAR Griddle (74% eff)
Commercial | Com ¦ LED street light fixture | 2024 | Economic | MW | Before Competition Groups | 3.4976 | 0 | 0 | 1793.2607 | 0.0019504 | 41 | Commercial_2024_Economic_MW_Before Competition Groups_41 | LED street light fixture | 0.195% | 0 | 3.4976 | Commercial_2024_Economic_MW_Before Competition Groups_LED street light fixture
Commercial | Com ¦ Networked/Connected - High Impact Application | 2024 | Economic | MW | Before Competition Groups | 3.3933 | 0 | 0 | 1793.2607 | 0.0018923 | 42 | Commercial_2024_Economic_MW_Before Competition Groups_42 | Networked/Connected - High Impact Application | 0.1892% | 0 | 3.3933 | Commercial_2024_Economic_MW_Before Competition Groups_Networked/Connected - High Impact Application
Commercial | Com ¦ Vertical Night Covers | 2024 | Economic | MW | Before Competition Groups | 3.0835 | 0 | 0 | 1793.2607 | 0.0017195 | 43 | Commercial_2024_Economic_MW_Before Competition Groups_43 | Vertical Night Covers | 0.1719% | 0 | 3.0835 | Commercial_2024_Economic_MW_Before Competition Groups_Vertical Night Covers
Commercial | Com ¦ CO Sensors for parking garage exhaust fans | 2024 | Economic | MW | Before Competition Groups | 3.0743 | 0 | 0 | 1793.2607 | 0.0017143 | 44 | Commercial_2024_Economic_MW_Before Competition Groups_44 | CO Sensors for parking garage exhaust fans | 0.1714% | 0 | 3.0743 | Commercial_2024_Economic_MW_Before Competition Groups_CO Sensors for parking garage exhaust fans
Commercial | Com ¦ Energy Efficient Laboratory Fume Hood | 2024 | Economic | MW | Before Competition Groups | 3.0148 | 0 | 0 | 1793.2607 | 0.0016812 | 45 | Commercial_2024_Economic_MW_Before Competition Groups_45 | Energy Efficient Laboratory Fume Hood | 0.1681% | 0 | 3.0148 | Commercial_2024_Economic_MW_Before Competition Groups_Energy Efficient Laboratory Fume Hood
Commercial | Com ¦ Door Gasket Freezer/Refrigerator | 2024 | Economic | MW | Before Competition Groups | 2.7357 | 0 | 0 | 1793.2607 | 0.0015256 | 46 | Commercial_2024_Economic_MW_Before Competition Groups_46 | Door Gasket Freezer/Refrigerator | 0.1526% | 0 | 2.7357 | Commercial_2024_Economic_MW_Before Competition Groups_Door Gasket Freezer/Refrigerator
Commercial | Com ¦ Water Heating (DHW) Pipe Insulation (Add 3/4\ Foam)" | 2024 | Economic | MW | Before Competition Groups | 2.3531 | 0 | 0 | 1793.2607 | 0.0013122 | 47 | Commercial_2024_Economic_MW_Before Competition Groups_47 | Water Heating (DHW) Pipe Insulation (Add 3/4\ Foam)" | 0.1312% | 0 | 2.3531 | Commercial_2024_Economic_MW_Before Competition Groups_Water Heating (DHW) Pipe Insulation (Add 3/4\ Foam)"
Commercial | Com ¦ Outside Air Economizer | 2024 | Economic | MW | Before Competition Groups | 1.8032 | 0 | 0 | 1793.2607 | 0.0010055 | 48 | Commercial_2024_Economic_MW_Before Competition Groups_48 | Outside Air Economizer | 0.1006% | 0 | 1.8032 | Commercial_2024_Economic_MW_Before Competition Groups_Outside Air Economizer
Commercial | Com ¦ Suction Pipe Insulation Freezer/Refrigerator | 2024 | Economic | MW | Before Competition Groups | 1.6026 | 0 | 0 | 1793.2607 | 0.00089366 | 49 | Commercial_2024_Economic_MW_Before Competition Groups_49 | Suction Pipe Insulation Freezer/Refrigerator | 0.08937% | 0 | 1.6026 | Commercial_2024_Economic_MW_Before Competition Groups_Suction Pipe Insulation Freezer/Refrigerator
Commercial | Com ¦ ENERGY STAR Dishwasher | 2024 | Economic | MW | Before Competition Groups | 1.1725 | 0 | 0 | 1793.2607 | 0.00065382 | 50 | Commercial_2024_Economic_MW_Before Competition Groups_50 | ENERGY STAR Dishwasher | 0.06538% | 0 | 1.1725 | Commercial_2024_Economic_MW_Before Competition Groups_ENERGY STAR Dishwasher
Commercial | Com ¦ ENERGY STAR Fryer (84% eff) | 2024 | Economic | MW | Before Competition Groups | 1.0619 | 0 | 0 | 1793.2607 | 0.00059214 | 51 | Commercial_2024_Economic_MW_Before Competition Groups_51 | ENERGY STAR Fryer (84% eff) | 0.05921% | 0 | 1.0619 | Commercial_2024_Economic_MW_Before Competition Groups_ENERGY STAR Fryer (84% eff)
Commercial | Com ¦ Ozone Laundry Treatment | 2024 | Economic | MW | Before Competition Groups | 0.74847 | 0 | 0 | 1793.2607 | 0.00041738 | 52 | Commercial_2024_Economic_MW_Before Competition Groups_52 | Ozone Laundry Treatment | 0.04174% | 0 | 0.74847 | Commercial_2024_Economic_MW_Before Competition Groups_Ozone Laundry Treatment
Commercial | Com ¦ ENERGY STAR Steam Cookers | 2024 | Economic | MW | Before Competition Groups | 0.69354 | 0 | 0 | 1793.2607 | 0.00038675 | 53 | Commercial_2024_Economic_MW_Before Competition Groups_53 | ENERGY STAR Steam Cookers | 0.03867% | 0 | 0.69354 | Commercial_2024_Economic_MW_Before Competition Groups_ENERGY STAR Steam Cookers
Commercial | Com ¦ Thermostat Setback | 2024 | Economic | MW | Before Competition Groups | 0.55352 | 0 | 0 | 1793.2607 | 0.00030867 | 54 | Commercial_2024_Economic_MW_Before Competition Groups_54 | Thermostat Setback | 0.03087% | 0 | 0.55352 | Commercial_2024_Economic_MW_Before Competition Groups_Thermostat Setback
Commercial | Com ¦ High Efficiency Small Instantaneous Water Heater | 2024 | Economic | MW | Before Competition Groups | 0.48328 | 0 | 0 | 1793.2607 | 0.0002695 | 55 | Commercial_2024_Economic_MW_Before Competition Groups_55 | High Efficiency Small Instantaneous Water Heater | 0.02695% | 0 | 0.48328 | Commercial_2024_Economic_MW_Before Competition Groups_High Efficiency Small Instantaneous Water Heater
Commercial | Com ¦ PTAC (12 EER/10,000 BTU) | 2024 | Economic | MW | Before Competition Groups | 0.39919 | 0 | 0 | 1793.2607 | 0.0002226 | 56 | Commercial_2024_Economic_MW_Before Competition Groups_56 | PTAC (12 EER/10,000 BTU) | 0.02226% | 0 | 0.39919 | Commercial_2024_Economic_MW_Before Competition Groups_PTAC (12 EER/10,000 BTU)
Commercial | Com ¦ ECM MOTORS FOR HVAC APPLICATION (FAN-POWERED VAV BOX) | 2024 | Economic | MW | Before Competition Groups | 0.29748 | 0 | 0 | 1793.2607 | 0.00016589 | 57 | Commercial_2024_Economic_MW_Before Competition Groups_57 | ECM MOTORS FOR HVAC APPLICATION (FAN-POWERED VAV BOX) | 0.01659% | 0 | 0.29748 | Commercial_2024_Economic_MW_Before Competition Groups_ECM MOTORS FOR HVAC APPLICATION (FAN-POWERED VAV BOX)
Commercial | Com ¦ Condensing Make Up Air Unit | 2024 | Economic | MW | Before Competition Groups | 0.22061 | 0 | 0 | 1793.2607 | 0.00012302 | 58 | Commercial_2024_Economic_MW_Before Competition Groups_58 | Condensing Make Up Air Unit | 0.0123% | 0 | 0.22061 | Commercial_2024_Economic_MW_Before Competition Groups_Condensing Make Up Air Unit
Commercial | Com ¦ Notched V belts for HVAC Systems | 2024 | Economic | MW | Before Competition Groups | 0.21035 | 0 | 0 | 1793.2607 | 0.0001173 | 59 | Commercial_2024_Economic_MW_Before Competition Groups_59 | Notched V belts for HVAC Systems | 0.01173% | 0 | 0.21035 | Commercial_2024_Economic_MW_Before Competition Groups_Notched V belts for HVAC Systems
Commercial | Com ¦ Solar Water Preheat (Pools/DHW) | 2024 | Economic | MW | Before Competition Groups | 0.20743 | 0 | 0 | 1793.2607 | 0.00011567 | 60 | Commercial_2024_Economic_MW_Before Competition Groups_60 | Solar Water Preheat (Pools/DHW) | 0.01157% | 0 | 0.20743 | Commercial_2024_Economic_MW_Before Competition Groups_Solar Water Preheat (Pools/DHW)
Commercial | COM ¦ Ductless Mini-Split Heat Pumps | 2024 | Economic | MW | Before Competition Groups | 0.20257 | 0 | 0 | 1793.2607 | 0.00011296 | 61 | Commercial_2024_Economic_MW_Before Competition Groups_61 | Ductless Mini-Split Heat Pumps | 0.0113% | 0 | 0.20257 | Commercial_2024_Economic_MW_Before Competition Groups_Ductless Mini-Split Heat Pumps
Commercial | Com ¦ Auto Off Time Switch or Time Clock control | 2024 | Economic | MW | Before Competition Groups | 0.18099 | 0 | 0 | 1793.2607 | 0.00010093 | 62 | Commercial_2024_Economic_MW_Before Competition Groups_62 | Auto Off Time Switch or Time Clock control | 0.01009% | 0 | 0.18099 | Commercial_2024_Economic_MW_Before Competition Groups_Auto Off Time Switch or Time Clock control
Commercial | Com ¦ Demand controlled Circulating Systems | 2024 | Economic | MW | Before Competition Groups | 0.15097 | 0 | 0 | 1793.2607 | 8.4188e-05 | 63 | Commercial_2024_Economic_MW_Before Competition Groups_63 | Demand controlled Circulating Systems | 0.008419% | 0 | 0.15097 | Commercial_2024_Economic_MW_Before Competition Groups_Demand controlled Circulating Systems
Commercial | Com ¦ CEE Tier 2/Energy Star Clothes Washers | 2024 | Economic | MW | Before Competition Groups | 0.11141 | 0 | 0 | 1793.2607 | 6.213e-05 | 64 | Commercial_2024_Economic_MW_Before Competition Groups_64 | CEE Tier 2/Energy Star Clothes Washers | 0.006213% | 0 | 0.11141 | Commercial_2024_Economic_MW_Before Competition Groups_CEE Tier 2/Energy Star Clothes Washers
Commercial | Com ¦ HVAC Optimization | 2024 | Economic | MW | Before Competition Groups | 0.10299 | 0 | 0 | 1793.2607 | 5.7431e-05 | 65 | Commercial_2024_Economic_MW_Before Competition Groups_65 | HVAC Optimization | 0.005743% | 0 | 0.10299 | Commercial_2024_Economic_MW_Before Competition Groups_HVAC Optimization
Commercial | Com ¦ Low Flow Pre-Rinse Spray Nozzle | 2024 | Economic | MW | Before Competition Groups | 0.084995 | 0 | 0 | 1793.2607 | 4.7397e-05 | 66 | Commercial_2024_Economic_MW_Before Competition Groups_66 | Low Flow Pre-Rinse Spray Nozzle | 0.00474% | 0 | 0.084995 | Commercial_2024_Economic_MW_Before Competition Groups_Low Flow Pre-Rinse Spray Nozzle
Commercial | Com ¦ Commercial Hot Food Holding Cabinets | 2024 | Economic | MW | Before Competition Groups | 0.061784 | 0 | 0 | 1793.2607 | 3.4453e-05 | 67 | Commercial_2024_Economic_MW_Before Competition Groups_67 | Commercial Hot Food Holding Cabinets | 0.003445% | 0 | 0.061784 | Commercial_2024_Economic_MW_Before Competition Groups_Commercial Hot Food Holding Cabinets
Commercial | Com ¦ Wall Insulation | 2024 | Economic | MW | Before Competition Groups | 0.056351 | 0 | 0 | 1793.2607 | 3.1424e-05 | 68 | Commercial_2024_Economic_MW_Before Competition Groups_68 | Wall Insulation | 0.003142% | 0 | 0.056351 | Commercial_2024_Economic_MW_Before Competition Groups_Wall Insulation
Commercial | Com ¦ Condensing Unit Heaters or other Efficient Unit Heating System | 2024 | Economic | MW | Before Competition Groups | 0.052579 | 0 | 0 | 1793.2607 | 2.932e-05 | 69 | Commercial_2024_Economic_MW_Before Competition Groups_69 | Condensing Unit Heaters or other Efficient Unit Heating System | 0.002932% | 0 | 0.052579 | Commercial_2024_Economic_MW_Before Competition Groups_Condensing Unit Heaters or other Efficient Unit Heating System
Commercial | Com ¦ Room AC (w/ louvered sides) 14 SEER from 12 SEER code | 2024 | Economic | MW | Before Competition Groups | 0.051584 | 0 | 0 | 1793.2607 | 2.8765e-05 | 70 | Commercial_2024_Economic_MW_Before Competition Groups_70 | Room AC (w/ louvered sides) 14 SEER from 12 SEER code | 0.002877% | 0 | 0.051584 | Commercial_2024_Economic_MW_Before Competition Groups_Room AC (w/ louvered sides) 14 SEER from 12 SEER code
Commercial | Com ¦ Energy Recovery Ventilation and Ventilation (Enhanced) | 2024 | Economic | MW | Before Competition Groups | 0.033524 | 0 | 0 | 1793.2607 | 1.8694e-05 | 71 | Commercial_2024_Economic_MW_Before Competition Groups_71 | Energy Recovery Ventilation and Ventilation (Enhanced) | 0.001869% | 0 | 0.033524 | Commercial_2024_Economic_MW_Before Competition Groups_Energy Recovery Ventilation and Ventilation (Enhanced)
Commercial | Com ¦ High Efficiency Chiller (avg of water and air cooled) | 2024 | Economic | MW | Before Competition Groups | 0.018513 | 0 | 0 | 1793.2607 | 1.0324e-05 | 72 | Commercial_2024_Economic_MW_Before Competition Groups_72 | High Efficiency Chiller (avg of water and air cooled) | 0.001032% | 0 | 0.018513 | Commercial_2024_Economic_MW_Before Competition Groups_High Efficiency Chiller (avg of water and air cooled)
Commercial | Com ¦ VSD Air Compressor | 2024 | Economic | MW | Before Competition Groups | 0.017452 | 0 | 0 | 1793.2607 | 9.7321e-06 | 73 | Commercial_2024_Economic_MW_Before Competition Groups_73 | VSD Air Compressor | 0.0009732% | 0 | 0.017452 | Commercial_2024_Economic_MW_Before Competition Groups_VSD Air Compressor
Commercial | Com ¦ Air Curtains | 2024 | Economic | MW | Before Competition Groups | 0.0064995 | 0 | 0 | 1793.2607 | 3.6244e-06 | 74 | Commercial_2024_Economic_MW_Before Competition Groups_74 | Air Curtains | 0.0003624% | 0 | 0.0064995 | Commercial_2024_Economic_MW_Before Competition Groups_Air Curtains
Commercial | Com ¦ EC Plug Fan for Data Center (under cabinet) | 2024 | Economic | MW | Before Competition Groups | 0.0040461 | 0 | 0 | 1793.2607 | 2.2563e-06 | 75 | Commercial_2024_Economic_MW_Before Competition Groups_75 | EC Plug Fan for Data Center (under cabinet) | 0.0002256% | 0 | 0.0040461 | Commercial_2024_Economic_MW_Before Competition Groups_EC Plug Fan for Data Center (under cabinet)
Commercial | Com ¦ Electric Convection Combination Ovens | 2024 | Economic | MW | Before Competition Groups | 0.00021824 | 0 | 0 | 1793.2607 | 1.217e-07 | 76 | Commercial_2024_Economic_MW_Before Competition Groups_76 | Electric Convection Combination Ovens | 1.217e-05% | 0 | 0.00021824 | Commercial_2024_Economic_MW_Before Competition Groups_Electric Convection Combination Ovens
Commercial | Com ¦ Efficient compressor motor | 2024 | Economic | MW | Before Competition Groups | 0 | 0 | 0 | 1793.2607 | 0 | 77 | Commercial_2024_Economic_MW_Before Competition Groups_77 | Efficient compressor motor | 0% | 0 | 0 | Commercial_2024_Economic_MW_Before Competition Groups_Efficient compressor motor
Commercial | Com ¦ Indoor Daylight Sensors/Photocell Dimming Control | 2024 | Economic | MW | Before Competition Groups | 0 | 0 | 0 | 1793.2607 | 0 | 78 | Commercial_2024_Economic_MW_Before Competition Groups_78 | Indoor Daylight Sensors/Photocell Dimming Control | 0% | 0 | 0 | Commercial_2024_Economic_MW_Before Competition Groups_Indoor Daylight Sensors/Photocell Dimming Control
Commercial | Com ¦ LED RECESSED DOWNLIGHTS | 2024 | Economic | MW | Before Competition Groups | 0 | 0 | 0 | 1793.2607 | 0 | 79 | Commercial_2024_Economic_MW_Before Competition Groups_79 | LED RECESSED DOWNLIGHTS | 0% | 0 | 0 | Commercial_2024_Economic_MW_Before Competition Groups_LED RECESSED DOWNLIGHTS
Commercial | Com ¦ Variable Refrigerant Flow Heat Pump | 2024 | Economic | MW | Before Competition Groups | 0 | 0 | 0 | 1793.2607 | 0 | 80 | Commercial_2024_Economic_MW_Before Competition Groups_80 | Variable Refrigerant Flow Heat Pump | 0% | 0 | 0 | Commercial_2024_Economic_MW_Before Competition Groups_Variable Refrigerant Flow Heat Pump
Commercial | Com ¦ ENERGY STAR LED LAMPS (REFLECTOR LAMPs/MR16/PAR 16) | 2024 | SC A | MW | Before Competition Groups | 77.1418 | 0 | 0 | 413.1128 | 0.18673 | 1 | Commercial_2024_SC A_MW_Before Competition Groups_1 | ENERGY STAR LED LAMPS (REFLECTOR LAMPs/MR16/PAR 16) | 18.67% | 0 | 77.1418 | Commercial_2024_SC A_MW_Before Competition Groups_ENERGY STAR LED LAMPS (REFLECTOR LAMPs/MR16/PAR 16)
Commercial | Com ¦ LED Low/High Bay | 2024 | SC A | MW | Before Competition Groups | 46.8662 | 0 | 0 | 413.1128 | 0.11345 | 2 | Commercial_2024_SC A_MW_Before Competition Groups_2 | LED Low/High Bay | 11.34% | 0 | 46.8662 | Commercial_2024_SC A_MW_Before Competition Groups_LED Low/High Bay
Commercial | Com ¦ LED Troffer/Surface/Suspended | 2024 | SC A | MW | Before Competition Groups | 46.1434 | 0 | 0 | 413.1128 | 0.1117 | 3 | Commercial_2024_SC A_MW_Before Competition Groups_3 | LED Troffer/Surface/Suspended | 11.17% | 0 | 46.1434 | Commercial_2024_SC A_MW_Before Competition Groups_LED Troffer/Surface/Suspended
Commercial | Com ¦ LED Replacement Lamp (Tube) | 2024 | SC A | MW | Before Competition Groups | 35.1654 | 0 | 0 | 413.1128 | 0.085123 | 4 | Commercial_2024_SC A_MW_Before Competition Groups_4 | LED Replacement Lamp (Tube) | 8.512% | 0 | 35.1654 | Commercial_2024_SC A_MW_Before Competition Groups_LED Replacement Lamp (Tube)
Commercial | Com ¦ High Efficiency Air Source Heat Pump | 2024 | SC A | MW | Before Competition Groups | 26.2222 | 0 | 0 | 413.1128 | 0.063475 | 5 | Commercial_2024_SC A_MW_Before Competition Groups_5 | High Efficiency Air Source Heat Pump | 6.347% | 0 | 26.2222 | Commercial_2024_SC A_MW_Before Competition Groups_High Efficiency Air Source Heat Pump
Commercial | Com ¦ Building Recommissioning, Operations and Maintenance (O&M) Improvements | 2024 | SC A | MW | Before Competition Groups | 19.7846 | 0 | 0 | 413.1128 | 0.047892 | 6 | Commercial_2024_SC A_MW_Before Competition Groups_6 | Building Recommissioning, Operations and Maintenance (O&M) Improvements | 4.789% | 0 | 19.7846 | Commercial_2024_SC A_MW_Before Competition Groups_Building Recommissioning, Operations and Maintenance (O&M) Improvements
Commercial | Com ¦ Education and Capacity Building/Energy Behavior | 2024 | SC A | MW | Before Competition Groups | 17.3909 | 0 | 0 | 413.1128 | 0.042097 | 7 | Commercial_2024_SC A_MW_Before Competition Groups_7 | Education and Capacity Building/Energy Behavior | 4.21% | 0 | 17.3909 | Commercial_2024_SC A_MW_Before Competition Groups_Education and Capacity Building/Energy Behavior
Commercial | Com ¦ Data Center Storage/Server Virtualization | 2024 | SC A | MW | Before Competition Groups | 15.3685 | 0 | 0 | 413.1128 | 0.037202 | 8 | Commercial_2024_SC A_MW_Before Competition Groups_8 | Data Center Storage/Server Virtualization | 3.72% | 0 | 15.3685 | Commercial_2024_SC A_MW_Before Competition Groups_Data Center Storage/Server Virtualization
Commercial | Com ¦ Advanced BAS/Controllers | 2024 | SC A | MW | Before Competition Groups | 11.9031 | 0 | 0 | 413.1128 | 0.028813 | 9 | Commercial_2024_SC A_MW_Before Competition Groups_9 | Advanced BAS/Controllers | 2.881% | 0 | 11.9031 | Commercial_2024_SC A_MW_Before Competition Groups_Advanced BAS/Controllers
Commercial | Com ¦ ENERGY STAR LED LAMPS (General Service Lamps) | 2024 | SC A | MW | Before Competition Groups | 10.7534 | 0 | 0 | 413.1128 | 0.02603 | 10 | Commercial_2024_SC A_MW_Before Competition Groups_10 | ENERGY STAR LED LAMPS (General Service Lamps) | 2.603% | 0 | 10.7534 | Commercial_2024_SC A_MW_Before Competition Groups_ENERGY STAR LED LAMPS (General Service Lamps)
Commercial | Com ¦ LED or Equivalent Sign Lighting | 2024 | SC A | MW | Before Competition Groups | 10.619 | 0 | 0 | 413.1128 | 0.025705 | 11 | Commercial_2024_SC A_MW_Before Competition Groups_11 | LED or Equivalent Sign Lighting | 2.57% | 0 | 10.619 | Commercial_2024_SC A_MW_Before Competition Groups_LED or Equivalent Sign Lighting
Commercial | Com ¦ Reach-in Shaded Pole to ECM/PSC Evaporator Fan Motor | 2024 | SC A | MW | Before Competition Groups | 10.262 | 0 | 0 | 413.1128 | 0.024841 | 12 | Commercial_2024_SC A_MW_Before Competition Groups_12 | Reach-in Shaded Pole to ECM/PSC Evaporator Fan Motor | 2.484% | 0 | 10.262 | Commercial_2024_SC A_MW_Before Competition Groups_Reach-in Shaded Pole to ECM/PSC Evaporator Fan Motor
Commercial | Com ¦ Adaptive Thermostats | 2024 | SC A | MW | Before Competition Groups | 7.6002 | 0 | 0 | 413.1128 | 0.018397 | 13 | Commercial_2024_SC A_MW_Before Competition Groups_13 | Adaptive Thermostats | 1.84% | 0 | 7.6002 | Commercial_2024_SC A_MW_Before Competition Groups_Adaptive Thermostats
Commercial | Com ¦ Strip Curtains | 2024 | SC A | MW | Before Competition Groups | 7.2197 | 0 | 0 | 413.1128 | 0.017476 | 14 | Commercial_2024_SC A_MW_Before Competition Groups_14 | Strip Curtains | 1.748% | 0 | 7.2197 | Commercial_2024_SC A_MW_Before Competition Groups_Strip Curtains
Commercial | Com ¦ Furnace Tune-Up | 2024 | SC A | MW | Before Competition Groups | 5.5958 | 0 | 0 | 413.1128 | 0.013545 | 15 | Commercial_2024_SC A_MW_Before Competition Groups_15 | Furnace Tune-Up | 1.355% | 0 | 5.5958 | Commercial_2024_SC A_MW_Before Competition Groups_Furnace Tune-Up
Commercial | Com ¦ Unitary Air-Conditioning Unit | 2024 | SC A | MW | Before Competition Groups | 5.4529 | 0 | 0 | 413.1128 | 0.013199 | 16 | Commercial_2024_SC A_MW_Before Competition Groups_16 | Unitary Air-Conditioning Unit | 1.32% | 0 | 5.4529 | Commercial_2024_SC A_MW_Before Competition Groups_Unitary Air-Conditioning Unit
Commercial | Com ¦ Chilled Water Optimization | 2024 | SC A | MW | Before Competition Groups | 5.041 | 0 | 0 | 413.1128 | 0.012203 | 17 | Commercial_2024_SC A_MW_Before Competition Groups_17 | Chilled Water Optimization | 1.22% | 0 | 5.041 | Commercial_2024_SC A_MW_Before Competition Groups_Chilled Water Optimization
Commercial | Com ¦ Refrigerated Display Case Doors | 2024 | SC A | MW | Before Competition Groups | 5.009 | 0 | 0 | 413.1128 | 0.012125 | 18 | Commercial_2024_SC A_MW_Before Competition Groups_18 | Refrigerated Display Case Doors | 1.212% | 0 | 5.009 | Commercial_2024_SC A_MW_Before Competition Groups_Refrigerated Display Case Doors
Commercial | Com ¦ Centrally controlled desktop PC/NETWORK PC POWER MANAGEMENT SOFTWARE | 2024 | SC A | MW | Before Competition Groups | 4.5532 | 0 | 0 | 413.1128 | 0.011022 | 19 | Commercial_2024_SC A_MW_Before Competition Groups_19 | Centrally controlled desktop PC/NETWORK PC POWER MANAGEMENT SOFTWARE | 1.102% | 0 | 4.5532 | Commercial_2024_SC A_MW_Before Competition Groups_Centrally controlled desktop PC/NETWORK PC POWER MANAGEMENT SOFTWARE
Commercial | Com ¦ Variable Frequency Drive (VFD) | 2024 | SC A | MW | Before Competition Groups | 3.9413 | 0 | 0 | 413.1128 | 0.0095406 | 20 | Commercial_2024_SC A_MW_Before Competition Groups_20 | Variable Frequency Drive (VFD) | 0.9541% | 0 | 3.9413 | Commercial_2024_SC A_MW_Before Competition Groups_Variable Frequency Drive (VFD)
Commercial | Com ¦ LED EXTERIOR AREA LIGHTS - LED fixture (200W) | 2024 | SC A | MW | Before Competition Groups | 3.7488 | 0 | 0 | 413.1128 | 0.0090746 | 21 | Commercial_2024_SC A_MW_Before Competition Groups_21 | LED EXTERIOR AREA LIGHTS - LED fixture (200W) | 0.9075% | 0 | 3.7488 | Commercial_2024_SC A_MW_Before Competition Groups_LED EXTERIOR AREA LIGHTS - LED fixture (200W)
Commercial | Com ¦ LED parking lot fixture | 2024 | SC A | MW | Before Competition Groups | 3.6928 | 0 | 0 | 413.1128 | 0.008939 | 22 | Commercial_2024_SC A_MW_Before Competition Groups_22 | LED parking lot fixture | 0.8939% | 0 | 3.6928 | Commercial_2024_SC A_MW_Before Competition Groups_LED parking lot fixture
Commercial | Com ¦ VFD on Pumps | 2024 | SC A | MW | Before Competition Groups | 3.661 | 0 | 0 | 413.1128 | 0.008862 | 23 | Commercial_2024_SC A_MW_Before Competition Groups_23 | VFD on Pumps | 0.8862% | 0 | 3.661 | Commercial_2024_SC A_MW_Before Competition Groups_VFD on Pumps
Commercial | Com ¦ Demand Control Ventilation | 2024 | SC A | MW | Before Competition Groups | 3.6339 | 0 | 0 | 413.1128 | 0.0087964 | 24 | Commercial_2024_SC A_MW_Before Competition Groups_24 | Demand Control Ventilation | 0.8796% | 0 | 3.6339 | Commercial_2024_SC A_MW_Before Competition Groups_Demand Control Ventilation
Commercial | Com ¦ Refrigerated Display Case LED | 2024 | SC A | MW | Before Competition Groups | 3.324 | 0 | 0 | 413.1128 | 0.0080461 | 25 | Commercial_2024_SC A_MW_Before Competition Groups_25 | Refrigerated Display Case LED | 0.8046% | 0 | 3.324 | Commercial_2024_SC A_MW_Before Competition Groups_Refrigerated Display Case LED
Commercial | Com ¦ LED street light fixture | 2024 | SC A | MW | Before Competition Groups | 2.1122 | 0 | 0 | 413.1128 | 0.0051129 | 26 | Commercial_2024_SC A_MW_Before Competition Groups_26 | LED street light fixture | 0.5113% | 0 | 2.1122 | Commercial_2024_SC A_MW_Before Competition Groups_LED street light fixture
Commercial | Com ¦ ECM MOTORS FOR EVAPORATOR FANS for refrigeration (WALK-IN) | 2024 | SC A | MW | Before Competition Groups | 2.0184 | 0 | 0 | 413.1128 | 0.0048859 | 27 | Commercial_2024_SC A_MW_Before Competition Groups_27 | ECM MOTORS FOR EVAPORATOR FANS for refrigeration (WALK-IN) | 0.4886% | 0 | 2.0184 | Commercial_2024_SC A_MW_Before Competition Groups_ECM MOTORS FOR EVAPORATOR FANS for refrigeration (WALK-IN)
Commercial | Com ¦ ENERGY STAR Griddle (74% eff) | 2024 | SC A | MW | Before Competition Groups | 2.012 | 0 | 0 | 413.1128 | 0.0048702 | 28 | Commercial_2024_SC A_MW_Before Competition Groups_28 | ENERGY STAR Griddle (74% eff) | 0.487% | 0 | 2.012 | Commercial_2024_SC A_MW_Before Competition Groups_ENERGY STAR Griddle (74% eff)
Commercial | Com ¦ Air Handler with Dedicated Outdoor Air Systems | 2024 | SC A | MW | Before Competition Groups | 1.9346 | 0 | 0 | 413.1128 | 0.004683 | 29 | Commercial_2024_SC A_MW_Before Competition Groups_29 | Air Handler with Dedicated Outdoor Air Systems | 0.4683% | 0 | 1.9346 | Commercial_2024_SC A_MW_Before Competition Groups_Air Handler with Dedicated Outdoor Air Systems
Commercial | Com ¦ Evaporator Fan Controls | 2024 | SC A | MW | Before Competition Groups | 1.6961 | 0 | 0 | 413.1128 | 0.0041057 | 30 | Commercial_2024_SC A_MW_Before Competition Groups_30 | Evaporator Fan Controls | 0.4106% | 0 | 1.6961 | Commercial_2024_SC A_MW_Before Competition Groups_Evaporator Fan Controls
Commercial | Com ¦ Demand Control Kitchen Ventilation | 2024 | SC A | MW | Before Competition Groups | 1.4787 | 0 | 0 | 413.1128 | 0.0035795 | 31 | Commercial_2024_SC A_MW_Before Competition Groups_31 | Demand Control Kitchen Ventilation | 0.358% | 0 | 1.4787 | Commercial_2024_SC A_MW_Before Competition Groups_Demand Control Kitchen Ventilation
Commercial | Com ¦ Freezer Case Light Sensor | 2024 | SC A | MW | Before Competition Groups | 1.4414 | 0 | 0 | 413.1128 | 0.0034891 | 32 | Commercial_2024_SC A_MW_Before Competition Groups_32 | Freezer Case Light Sensor | 0.3489% | 0 | 1.4414 | Commercial_2024_SC A_MW_Before Competition Groups_Freezer Case Light Sensor
Commercial | Com ¦ Occupancy Sensors | 2024 | SC A | MW | Before Competition Groups | 1.3107 | 0 | 0 | 413.1128 | 0.0031726 | 33 | Commercial_2024_SC A_MW_Before Competition Groups_33 | Occupancy Sensors | 0.3173% | 0 | 1.3107 | Commercial_2024_SC A_MW_Before Competition Groups_Occupancy Sensors
Commercial | Com ¦ Duct Insulation, R8 | 2024 | SC A | MW | Before Competition Groups | 1.0194 | 0 | 0 | 413.1128 | 0.0024677 | 34 | Commercial_2024_SC A_MW_Before Competition Groups_34 | Duct Insulation, R8 | 0.2468% | 0 | 1.0194 | Commercial_2024_SC A_MW_Before Competition Groups_Duct Insulation, R8
Commercial | Com ¦ Door Gasket Freezer/Refrigerator | 2024 | SC A | MW | Before Competition Groups | 0.77835 | 0 | 0 | 413.1128 | 0.0018841 | 35 | Commercial_2024_SC A_MW_Before Competition Groups_35 | Door Gasket Freezer/Refrigerator | 0.1884% | 0 | 0.77835 | Commercial_2024_SC A_MW_Before Competition Groups_Door Gasket Freezer/Refrigerator
Commercial | Com ¦ Water Source Heat Pump (4 ton) | 2024 | SC A | MW | Before Competition Groups | 0.71447 | 0 | 0 | 413.1128 | 0.0017295 | 36 | Commercial_2024_SC A_MW_Before Competition Groups_36 | Water Source Heat Pump (4 ton) | 0.1729% | 0 | 0.71447 | Commercial_2024_SC A_MW_Before Competition Groups_Water Source Heat Pump (4 ton)
Commercial | Com ¦ Temperature Adjustment in Commercial Freezers | 2024 | SC A | MW | Before Competition Groups | 0.62074 | 0 | 0 | 413.1128 | 0.0015026 | 37 | Commercial_2024_SC A_MW_Before Competition Groups_37 | Temperature Adjustment in Commercial Freezers | 0.1503% | 0 | 0.62074 | Commercial_2024_SC A_MW_Before Competition Groups_Temperature Adjustment in Commercial Freezers
Commercial | Com ¦ Elec Storage WH 2.30 Et | 2024 | SC A | MW | Before Competition Groups | 0.60041 | 0 | 0 | 413.1128 | 0.0014534 | 38 | Commercial_2024_SC A_MW_Before Competition Groups_38 | Elec Storage WH 2.30 Et | 0.1453% | 0 | 0.60041 | Commercial_2024_SC A_MW_Before Competition Groups_Elec Storage WH 2.30 Et
Commercial | Com ¦ ENERGY STAR Fryer (84% eff) | 2024 | SC A | MW | Before Competition Groups | 0.58621 | 0 | 0 | 413.1128 | 0.001419 | 39 | Commercial_2024_SC A_MW_Before Competition Groups_39 | ENERGY STAR Fryer (84% eff) | 0.1419% | 0 | 0.58621 | Commercial_2024_SC A_MW_Before Competition Groups_ENERGY STAR Fryer (84% eff)
Commercial | Com ¦ BEVERAGE VENDING MACHINE CONTROLS | 2024 | SC A | MW | Before Competition Groups | 0.53319 | 0 | 0 | 413.1128 | 0.0012907 | 40 | Commercial_2024_SC A_MW_Before Competition Groups_40 | BEVERAGE VENDING MACHINE CONTROLS | 0.1291% | 0 | 0.53319 | Commercial_2024_SC A_MW_Before Competition Groups_BEVERAGE VENDING MACHINE CONTROLS
Commercial | Com ¦ Vertical Night Covers | 2024 | SC A | MW | Before Competition Groups | 0.5022 | 0 | 0 | 413.1128 | 0.0012157 | 41 | Commercial_2024_SC A_MW_Before Competition Groups_41 | Vertical Night Covers | 0.1216% | 0 | 0.5022 | Commercial_2024_SC A_MW_Before Competition Groups_Vertical Night Covers
Commercial | Com ¦ Thermostat Setback | 2024 | SC A | MW | Before Competition Groups | 0.47008 | 0 | 0 | 413.1128 | 0.0011379 | 42 | Commercial_2024_SC A_MW_Before Competition Groups_42 | Thermostat Setback | 0.1138% | 0 | 0.47008 | Commercial_2024_SC A_MW_Before Competition Groups_Thermostat Setback
Commercial | Com ¦ CO Sensors for parking garage exhaust fans | 2024 | SC A | MW | Before Competition Groups | 0.46253 | 0 | 0 | 413.1128 | 0.0011196 | 43 | Commercial_2024_SC A_MW_Before Competition Groups_43 | CO Sensors for parking garage exhaust fans | 0.112% | 0 | 0.46253 | Commercial_2024_SC A_MW_Before Competition Groups_CO Sensors for parking garage exhaust fans
Commercial | Com ¦ Outside Air Economizer | 2024 | SC A | MW | Before Competition Groups | 0.44878 | 0 | 0 | 413.1128 | 0.0010863 | 44 | Commercial_2024_SC A_MW_Before Competition Groups_44 | Outside Air Economizer | 0.1086% | 0 | 0.44878 | Commercial_2024_SC A_MW_Before Competition Groups_Outside Air Economizer
Commercial | Com ¦ Energy Efficient Laboratory Fume Hood | 2024 | SC A | MW | Before Competition Groups | 0.44049 | 0 | 0 | 413.1128 | 0.0010663 | 45 | Commercial_2024_SC A_MW_Before Competition Groups_45 | Energy Efficient Laboratory Fume Hood | 0.1066% | 0 | 0.44049 | Commercial_2024_SC A_MW_Before Competition Groups_Energy Efficient Laboratory Fume Hood
Commercial | Com ¦ Water Heating (DHW) Pipe Insulation (Add 3/4\ Foam)" | 2024 | SC A | MW | Before Competition Groups | 0.39372 | 0 | 0 | 413.1128 | 0.00095305 | 46 | Commercial_2024_SC A_MW_Before Competition Groups_46 | Water Heating (DHW) Pipe Insulation (Add 3/4\ Foam)" | 0.0953% | 0 | 0.39372 | Commercial_2024_SC A_MW_Before Competition Groups_Water Heating (DHW) Pipe Insulation (Add 3/4\ Foam)"
Commercial | Com ¦ ENERGY STAR Steam Cookers | 2024 | SC A | MW | Before Competition Groups | 0.37416 | 0 | 0 | 413.1128 | 0.00090571 | 47 | Commercial_2024_SC A_MW_Before Competition Groups_47 | ENERGY STAR Steam Cookers | 0.09057% | 0 | 0.37416 | Commercial_2024_SC A_MW_Before Competition Groups_ENERGY STAR Steam Cookers
Commercial | Com ¦ Suction Pipe Insulation Freezer/Refrigerator | 2024 | SC A | MW | Before Competition Groups | 0.25835 | 0 | 0 | 413.1128 | 0.00062538 | 48 | Commercial_2024_SC A_MW_Before Competition Groups_48 | Suction Pipe Insulation Freezer/Refrigerator | 0.06254% | 0 | 0.25835 | Commercial_2024_SC A_MW_Before Competition Groups_Suction Pipe Insulation Freezer/Refrigerator
Commercial | Com ¦ ENERGY STAR Dishwasher | 2024 | SC A | MW | Before Competition Groups | 0.25044 | 0 | 0 | 413.1128 | 0.00060622 | 49 | Commercial_2024_SC A_MW_Before Competition Groups_49 | ENERGY STAR Dishwasher | 0.06062% | 0 | 0.25044 | Commercial_2024_SC A_MW_Before Competition Groups_ENERGY STAR Dishwasher
Commercial | Com ¦ Ozone Laundry Treatment | 2024 | SC A | MW | Before Competition Groups | 0.10174 | 0 | 0 | 413.1128 | 0.00024627 | 50 | Commercial_2024_SC A_MW_Before Competition Groups_50 | Ozone Laundry Treatment | 0.02463% | 0 | 0.10174 | Commercial_2024_SC A_MW_Before Competition Groups_Ozone Laundry Treatment
Commercial | Com ¦ ECM MOTORS FOR HVAC APPLICATION (FAN-POWERED VAV BOX) | 2024 | SC A | MW | Before Competition Groups | 0.059783 | 0 | 0 | 413.1128 | 0.00014471 | 51 | Commercial_2024_SC A_MW_Before Competition Groups_51 | ECM MOTORS FOR HVAC APPLICATION (FAN-POWERED VAV BOX) | 0.01447% | 0 | 0.059783 | Commercial_2024_SC A_MW_Before Competition Groups_ECM MOTORS FOR HVAC APPLICATION (FAN-POWERED VAV BOX)
Commercial | COM ¦ Ductless Mini-Split Heat Pumps | 2024 | SC A | MW | Before Competition Groups | 0.05081 | 0 | 0 | 413.1128 | 0.00012299 | 52 | Commercial_2024_SC A_MW_Before Competition Groups_52 | Ductless Mini-Split Heat Pumps | 0.0123% | 0 | 0.05081 | Commercial_2024_SC A_MW_Before Competition Groups_Ductless Mini-Split Heat Pumps
Commercial | Com ¦ CEE Tier 2/Energy Star Clothes Washers | 2024 | SC A | MW | Before Competition Groups | 0.050749 | 0 | 0 | 413.1128 | 0.00012285 | 53 | Commercial_2024_SC A_MW_Before Competition Groups_53 | CEE Tier 2/Energy Star Clothes Washers | 0.01228% | 0 | 0.050749 | Commercial_2024_SC A_MW_Before Competition Groups_CEE Tier 2/Energy Star Clothes Washers
Commercial | Com ¦ HVAC Optimization | 2024 | SC A | MW | Before Competition Groups | 0.050639 | 0 | 0 | 413.1128 | 0.00012258 | 54 | Commercial_2024_SC A_MW_Before Competition Groups_54 | HVAC Optimization | 0.01226% | 0 | 0.050639 | Commercial_2024_SC A_MW_Before Competition Groups_HVAC Optimization
Commercial | Com ¦ Condensing Make Up Air Unit | 2024 | SC A | MW | Before Competition Groups | 0.048611 | 0 | 0 | 413.1128 | 0.00011767 | 55 | Commercial_2024_SC A_MW_Before Competition Groups_55 | Condensing Make Up Air Unit | 0.01177% | 0 | 0.048611 | Commercial_2024_SC A_MW_Before Competition Groups_Condensing Make Up Air Unit
Commercial | Com ¦ Low Flow Pre-Rinse Spray Nozzle | 2024 | SC A | MW | Before Competition Groups | 0.030343 | 0 | 0 | 413.1128 | 7.3449e-05 | 56 | Commercial_2024_SC A_MW_Before Competition Groups_56 | Low Flow Pre-Rinse Spray Nozzle | 0.007345% | 0 | 0.030343 | Commercial_2024_SC A_MW_Before Competition Groups_Low Flow Pre-Rinse Spray Nozzle
Commercial | Com ¦ Auto Off Time Switch or Time Clock control | 2024 | SC A | MW | Before Competition Groups | 0.028392 | 0 | 0 | 413.1128 | 6.8726e-05 | 57 | Commercial_2024_SC A_MW_Before Competition Groups_57 | Auto Off Time Switch or Time Clock control | 0.006873% | 0 | 0.028392 | Commercial_2024_SC A_MW_Before Competition Groups_Auto Off Time Switch or Time Clock control
Commercial | Com ¦ Demand controlled Circulating Systems | 2024 | SC A | MW | Before Competition Groups | 0.026744 | 0 | 0 | 413.1128 | 6.4739e-05 | 58 | Commercial_2024_SC A_MW_Before Competition Groups_58 | Demand controlled Circulating Systems | 0.006474% | 0 | 0.026744 | Commercial_2024_SC A_MW_Before Competition Groups_Demand controlled Circulating Systems
Commercial | Com ¦ PTAC (12 EER/10,000 BTU) | 2024 | SC A | MW | Before Competition Groups | 0.025154 | 0 | 0 | 413.1128 | 6.0889e-05 | 59 | Commercial_2024_SC A_MW_Before Competition Groups_59 | PTAC (12 EER/10,000 BTU) | 0.006089% | 0 | 0.025154 | Commercial_2024_SC A_MW_Before Competition Groups_PTAC (12 EER/10,000 BTU)
Commercial | Com ¦ Notched V belts for HVAC Systems | 2024 | SC A | MW | Before Competition Groups | 0.017483 | 0 | 0 | 413.1128 | 4.2321e-05 | 60 | Commercial_2024_SC A_MW_Before Competition Groups_60 | Notched V belts for HVAC Systems | 0.004232% | 0 | 0.017483 | Commercial_2024_SC A_MW_Before Competition Groups_Notched V belts for HVAC Systems
Commercial | Com ¦ Commercial Hot Food Holding Cabinets | 2024 | SC A | MW | Before Competition Groups | 0.014044 | 0 | 0 | 413.1128 | 3.3996e-05 | 61 | Commercial_2024_SC A_MW_Before Competition Groups_61 | Commercial Hot Food Holding Cabinets | 0.0034% | 0 | 0.014044 | Commercial_2024_SC A_MW_Before Competition Groups_Commercial Hot Food Holding Cabinets
Commercial | Com ¦ Solar Water Preheat (Pools/DHW) | 2024 | SC A | MW | Before Competition Groups | 0.012175 | 0 | 0 | 413.1128 | 2.9471e-05 | 62 | Commercial_2024_SC A_MW_Before Competition Groups_62 | Solar Water Preheat (Pools/DHW) | 0.002947% | 0 | 0.012175 | Commercial_2024_SC A_MW_Before Competition Groups_Solar Water Preheat (Pools/DHW)
Commercial | Com ¦ Wall Insulation | 2024 | SC A | MW | Before Competition Groups | 0.0092503 | 0 | 0 | 413.1128 | 2.2392e-05 | 63 | Commercial_2024_SC A_MW_Before Competition Groups_63 | Wall Insulation | 0.002239% | 0 | 0.0092503 | Commercial_2024_SC A_MW_Before Competition Groups_Wall Insulation
Commercial | Com ¦ Condensing Unit Heaters or other Efficient Unit Heating System | 2024 | SC A | MW | Before Competition Groups | 0.0088584 | 0 | 0 | 413.1128 | 2.1443e-05 | 64 | Commercial_2024_SC A_MW_Before Competition Groups_64 | Condensing Unit Heaters or other Efficient Unit Heating System | 0.002144% | 0 | 0.0088584 | Commercial_2024_SC A_MW_Before Competition Groups_Condensing Unit Heaters or other Efficient Unit Heating System
Commercial | Com ¦ VSD Air Compressor | 2024 | SC A | MW | Before Competition Groups | 0.0072203 | 0 | 0 | 413.1128 | 1.7478e-05 | 65 | Commercial_2024_SC A_MW_Before Competition Groups_65 | VSD Air Compressor | 0.001748% | 0 | 0.0072203 | Commercial_2024_SC A_MW_Before Competition Groups_VSD Air Compressor
Commercial | Com ¦ Air Curtains | 2024 | SC A | MW | Before Competition Groups | 0.0067112 | 0 | 0 | 413.1128 | 1.6245e-05 | 66 | Commercial_2024_SC A_MW_Before Competition Groups_66 | Air Curtains | 0.001625% | 0 | 0.0067112 | Commercial_2024_SC A_MW_Before Competition Groups_Air Curtains
Commercial | Com ¦ LLLC - Low Impact Application | 2024 | SC A | MW | Before Competition Groups | 0.0031288 | 0 | 0 | 413.1128 | 7.5736e-06 | 67 | Commercial_2024_SC A_MW_Before Competition Groups_67 | LLLC - Low Impact Application | 0.0007574% | 0 | 0.0031288 | Commercial_2024_SC A_MW_Before Competition Groups_LLLC - Low Impact Application
Commercial | Com ¦ LLLC - High Impact Application | 2024 | SC A | MW | Before Competition Groups | 0.0028676 | 0 | 0 | 413.1128 | 6.9413e-06 | 68 | Commercial_2024_SC A_MW_Before Competition Groups_68 | LLLC - High Impact Application | 0.0006941% | 0 | 0.0028676 | Commercial_2024_SC A_MW_Before Competition Groups_LLLC - High Impact Application
Commercial | Com ¦ Room AC (w/ louvered sides) 14 SEER from 12 SEER code | 2024 | SC A | MW | Before Competition Groups | 0.0024248 | 0 | 0 | 413.1128 | 5.8696e-06 | 69 | Commercial_2024_SC A_MW_Before Competition Groups_69 | Room AC (w/ louvered sides) 14 SEER from 12 SEER code | 0.000587% | 0 | 0.0024248 | Commercial_2024_SC A_MW_Before Competition Groups_Room AC (w/ louvered sides) 14 SEER from 12 SEER code
Commercial | Com ¦ High Efficiency Chiller (avg of water and air cooled) | 2024 | SC A | MW | Before Competition Groups | 0.0014998 | 0 | 0 | 413.1128 | 3.6305e-06 | 70 | Commercial_2024_SC A_MW_Before Competition Groups_70 | High Efficiency Chiller (avg of water and air cooled) | 0.000363% | 0 | 0.0014998 | Commercial_2024_SC A_MW_Before Competition Groups_High Efficiency Chiller (avg of water and air cooled)
Commercial | Com ¦ Energy Recovery Ventilation and Ventilation (Enhanced) | 2024 | SC A | MW | Before Competition Groups | 0.0014027 | 0 | 0 | 413.1128 | 3.3955e-06 | 71 | Commercial_2024_SC A_MW_Before Competition Groups_71 | Energy Recovery Ventilation and Ventilation (Enhanced) | 0.0003395% | 0 | 0.0014027 | Commercial_2024_SC A_MW_Before Competition Groups_Energy Recovery Ventilation and Ventilation (Enhanced)
Commercial | Com ¦ EC Plug Fan for Data Center (under cabinet) | 2024 | SC A | MW | Before Competition Groups | 0.00065366 | 0 | 0 | 413.1128 | 1.5823e-06 | 72 | Commercial_2024_SC A_MW_Before Competition Groups_72 | EC Plug Fan for Data Center (under cabinet) | 0.0001582% | 0 | 0.00065366 | Commercial_2024_SC A_MW_Before Competition Groups_EC Plug Fan for Data Center (under cabinet)
Commercial | Com ¦ Electric Convection Combination Ovens | 2024 | SC A | MW | Before Competition Groups | 0.00013438 | 0 | 0 | 413.1128 | 3.2528e-07 | 73 | Commercial_2024_SC A_MW_Before Competition Groups_73 | Electric Convection Combination Ovens | 3.253e-05% | 0 | 0.00013438 | Commercial_2024_SC A_MW_Before Competition Groups_Electric Convection Combination Ovens
Commercial | Com ¦ Networked/Connected - High Impact Application | 2024 | SC A | MW | Before Competition Groups | 6.1278e-05 | 0 | 0 | 413.1128 | 1.4833e-07 | 74 | Commercial_2024_SC A_MW_Before Competition Groups_74 | Networked/Connected - High Impact Application | 1.483e-05% | 0 | 6.1278e-05 | Commercial_2024_SC A_MW_Before Competition Groups_Networked/Connected - High Impact Application
Commercial | Com ¦ High Efficiency Small Instantaneous Water Heater | 2024 | SC A | MW | Before Competition Groups | 1.0063e-05 | 0 | 0 | 413.1128 | 2.4358e-08 | 75 | Commercial_2024_SC A_MW_Before Competition Groups_75 | High Efficiency Small Instantaneous Water Heater | 2.436e-06% | 0 | 1.0063e-05 | Commercial_2024_SC A_MW_Before Competition Groups_High Efficiency Small Instantaneous Water Heater
Commercial | Com ¦ Networked/Connected - Low Impact Application | 2024 | SC A | MW | Before Competition Groups | 2.7984e-06 | 0 | 0 | 413.1128 | 6.774e-09 | 76 | Commercial_2024_SC A_MW_Before Competition Groups_76 | Networked/Connected - Low Impact Application | 6.774e-07% | 0 | 2.7984e-06 | Commercial_2024_SC A_MW_Before Competition Groups_Networked/Connected - Low Impact Application
Commercial | Com ¦ Efficient compressor motor | 2024 | SC A | MW | Before Competition Groups | 0 | 0 | 0 | 413.1128 | 0 | 77 | Commercial_2024_SC A_MW_Before Competition Groups_77 | Efficient compressor motor | 0% | 0 | 0 | Commercial_2024_SC A_MW_Before Competition Groups_Efficient compressor motor
Commercial | Com ¦ Indoor Daylight Sensors/Photocell Dimming Control | 2024 | SC A | MW | Before Competition Groups | 0 | 0 | 0 | 413.1128 | 0 | 78 | Commercial_2024_SC A_MW_Before Competition Groups_78 | Indoor Daylight Sensors/Photocell Dimming Control | 0% | 0 | 0 | Commercial_2024_SC A_MW_Before Competition Groups_Indoor Daylight Sensors/Photocell Dimming Control
Commercial | Com ¦ LED RECESSED DOWNLIGHTS | 2024 | SC A | MW | Before Competition Groups | 0 | 0 | 0 | 413.1128 | 0 | 79 | Commercial_2024_SC A_MW_Before Competition Groups_79 | LED RECESSED DOWNLIGHTS | 0% | 0 | 0 | Commercial_2024_SC A_MW_Before Competition Groups_LED RECESSED DOWNLIGHTS
Commercial | Com ¦ Variable Refrigerant Flow Heat Pump | 2024 | SC A | MW | Before Competition Groups | 0 | 0 | 0 | 413.1128 | 0 | 80 | Commercial_2024_SC A_MW_Before Competition Groups_80 | Variable Refrigerant Flow Heat Pump | 0% | 0 | 0 | Commercial_2024_SC A_MW_Before Competition Groups_Variable Refrigerant Flow Heat Pump
Commercial | Com ¦ Education and Capacity Building/Energy Behavior | 2024 | SC B | MW | Before Competition Groups | 86.9545 | 0 | 0 | 609.0971 | 0.14276 | 1 | Commercial_2024_SC B_MW_Before Competition Groups_1 | Education and Capacity Building/Energy Behavior | 14.28% | 0 | 86.9545 | Commercial_2024_SC B_MW_Before Competition Groups_Education and Capacity Building/Energy Behavior
Commercial | Com ¦ ENERGY STAR LED LAMPS (REFLECTOR LAMPs/MR16/PAR 16) | 2024 | SC B | MW | Before Competition Groups | 77.1418 | 0 | 0 | 609.0971 | 0.12665 | 2 | Commercial_2024_SC B_MW_Before Competition Groups_2 | ENERGY STAR LED LAMPS (REFLECTOR LAMPs/MR16/PAR 16) | 12.66% | 0 | 77.1418 | Commercial_2024_SC B_MW_Before Competition Groups_ENERGY STAR LED LAMPS (REFLECTOR LAMPs/MR16/PAR 16)
Commercial | Com ¦ LED Low/High Bay | 2024 | SC B | MW | Before Competition Groups | 53.2405 | 0 | 0 | 609.0971 | 0.087409 | 3 | Commercial_2024_SC B_MW_Before Competition Groups_3 | LED Low/High Bay | 8.741% | 0 | 53.2405 | Commercial_2024_SC B_MW_Before Competition Groups_LED Low/High Bay
Commercial | Com ¦ LED Troffer/Surface/Suspended | 2024 | SC B | MW | Before Competition Groups | 51.7878 | 0 | 0 | 609.0971 | 0.085024 | 4 | Commercial_2024_SC B_MW_Before Competition Groups_4 | LED Troffer/Surface/Suspended | 8.502% | 0 | 51.7878 | Commercial_2024_SC B_MW_Before Competition Groups_LED Troffer/Surface/Suspended
Commercial | Com ¦ LED Replacement Lamp (Tube) | 2024 | SC B | MW | Before Competition Groups | 35.1654 | 0 | 0 | 609.0971 | 0.057734 | 5 | Commercial_2024_SC B_MW_Before Competition Groups_5 | LED Replacement Lamp (Tube) | 5.773% | 0 | 35.1654 | Commercial_2024_SC B_MW_Before Competition Groups_LED Replacement Lamp (Tube)
Commercial | Com ¦ Building Recommissioning, Operations and Maintenance (O&M) Improvements | 2024 | SC B | MW | Before Competition Groups | 27.8635 | 0 | 0 | 609.0971 | 0.045746 | 6 | Commercial_2024_SC B_MW_Before Competition Groups_6 | Building Recommissioning, Operations and Maintenance (O&M) Improvements | 4.575% | 0 | 27.8635 | Commercial_2024_SC B_MW_Before Competition Groups_Building Recommissioning, Operations and Maintenance (O&M) Improvements
Commercial | Com ¦ High Efficiency Air Source Heat Pump | 2024 | SC B | MW | Before Competition Groups | 26.2222 | 0 | 0 | 609.0971 | 0.043051 | 7 | Commercial_2024_SC B_MW_Before Competition Groups_7 | High Efficiency Air Source Heat Pump | 4.305% | 0 | 26.2222 | Commercial_2024_SC B_MW_Before Competition Groups_High Efficiency Air Source Heat Pump
Commercial | Com ¦ Data Center Storage/Server Virtualization | 2024 | SC B | MW | Before Competition Groups | 18.1359 | 0 | 0 | 609.0971 | 0.029775 | 8 | Commercial_2024_SC B_MW_Before Competition Groups_8 | Data Center Storage/Server Virtualization | 2.977% | 0 | 18.1359 | Commercial_2024_SC B_MW_Before Competition Groups_Data Center Storage/Server Virtualization
Commercial | Com ¦ Adaptive Thermostats | 2024 | SC B | MW | Before Competition Groups | 17.8085 | 0 | 0 | 609.0971 | 0.029237 | 9 | Commercial_2024_SC B_MW_Before Competition Groups_9 | Adaptive Thermostats | 2.924% | 0 | 17.8085 | Commercial_2024_SC B_MW_Before Competition Groups_Adaptive Thermostats
Commercial | Com ¦ Unitary Air-Conditioning Unit | 2024 | SC B | MW | Before Competition Groups | 17.0129 | 0 | 0 | 609.0971 | 0.027931 | 10 | Commercial_2024_SC B_MW_Before Competition Groups_10 | Unitary Air-Conditioning Unit | 2.793% | 0 | 17.0129 | Commercial_2024_SC B_MW_Before Competition Groups_Unitary Air-Conditioning Unit
Commercial | Com ¦ Advanced BAS/Controllers | 2024 | SC B | MW | Before Competition Groups | 15.6799 | 0 | 0 | 609.0971 | 0.025743 | 11 | Commercial_2024_SC B_MW_Before Competition Groups_11 | Advanced BAS/Controllers | 2.574% | 0 | 15.6799 | Commercial_2024_SC B_MW_Before Competition Groups_Advanced BAS/Controllers
Commercial | Com ¦ Furnace Tune-Up | 2024 | SC B | MW | Before Competition Groups | 14.6412 | 0 | 0 | 609.0971 | 0.024038 | 12 | Commercial_2024_SC B_MW_Before Competition Groups_12 | Furnace Tune-Up | 2.404% | 0 | 14.6412 | Commercial_2024_SC B_MW_Before Competition Groups_Furnace Tune-Up
Commercial | Com ¦ LED or Equivalent Sign Lighting | 2024 | SC B | MW | Before Competition Groups | 14.1926 | 0 | 0 | 609.0971 | 0.023301 | 13 | Commercial_2024_SC B_MW_Before Competition Groups_13 | LED or Equivalent Sign Lighting | 2.33% | 0 | 14.1926 | Commercial_2024_SC B_MW_Before Competition Groups_LED or Equivalent Sign Lighting
Commercial | Com ¦ Strip Curtains | 2024 | SC B | MW | Before Competition Groups | 14.0714 | 0 | 0 | 609.0971 | 0.023102 | 14 | Commercial_2024_SC B_MW_Before Competition Groups_14 | Strip Curtains | 2.31% | 0 | 14.0714 | Commercial_2024_SC B_MW_Before Competition Groups_Strip Curtains
Commercial | Com ¦ Reach-in Shaded Pole to ECM/PSC Evaporator Fan Motor | 2024 | SC B | MW | Before Competition Groups | 11.2046 | 0 | 0 | 609.0971 | 0.018395 | 15 | Commercial_2024_SC B_MW_Before Competition Groups_15 | Reach-in Shaded Pole to ECM/PSC Evaporator Fan Motor | 1.84% | 0 | 11.2046 | Commercial_2024_SC B_MW_Before Competition Groups_Reach-in Shaded Pole to ECM/PSC Evaporator Fan Motor
Commercial | Com ¦ ENERGY STAR LED LAMPS (General Service Lamps) | 2024 | SC B | MW | Before Competition Groups | 10.7534 | 0 | 0 | 609.0971 | 0.017655 | 16 | Commercial_2024_SC B_MW_Before Competition Groups_16 | ENERGY STAR LED LAMPS (General Service Lamps) | 1.765% | 0 | 10.7534 | Commercial_2024_SC B_MW_Before Competition Groups_ENERGY STAR LED LAMPS (General Service Lamps)
Commercial | Com ¦ Demand Control Ventilation | 2024 | SC B | MW | Before Competition Groups | 10.5302 | 0 | 0 | 609.0971 | 0.017288 | 17 | Commercial_2024_SC B_MW_Before Competition Groups_17 | Demand Control Ventilation | 1.729% | 0 | 10.5302 | Commercial_2024_SC B_MW_Before Competition Groups_Demand Control Ventilation
Commercial | Com ¦ Variable Frequency Drive (VFD) | 2024 | SC B | MW | Before Competition Groups | 10.3005 | 0 | 0 | 609.0971 | 0.016911 | 18 | Commercial_2024_SC B_MW_Before Competition Groups_18 | Variable Frequency Drive (VFD) | 1.691% | 0 | 10.3005 | Commercial_2024_SC B_MW_Before Competition Groups_Variable Frequency Drive (VFD)
Commercial | Com ¦ VFD on Pumps | 2024 | SC B | MW | Before Competition Groups | 9.6212 | 0 | 0 | 609.0971 | 0.015796 | 19 | Commercial_2024_SC B_MW_Before Competition Groups_19 | VFD on Pumps | 1.58% | 0 | 9.6212 | Commercial_2024_SC B_MW_Before Competition Groups_VFD on Pumps
Commercial | Com ¦ Centrally controlled desktop PC/NETWORK PC POWER MANAGEMENT SOFTWARE | 2024 | SC B | MW | Before Competition Groups | 8.6125 | 0 | 0 | 609.0971 | 0.01414 | 20 | Commercial_2024_SC B_MW_Before Competition Groups_20 | Centrally controlled desktop PC/NETWORK PC POWER MANAGEMENT SOFTWARE | 1.414% | 0 | 8.6125 | Commercial_2024_SC B_MW_Before Competition Groups_Centrally controlled desktop PC/NETWORK PC POWER MANAGEMENT SOFTWARE
Commercial | Com ¦ Refrigerated Display Case Doors | 2024 | SC B | MW | Before Competition Groups | 8.328 | 0 | 0 | 609.0971 | 0.013673 | 21 | Commercial_2024_SC B_MW_Before Competition Groups_21 | Refrigerated Display Case Doors | 1.367% | 0 | 8.328 | Commercial_2024_SC B_MW_Before Competition Groups_Refrigerated Display Case Doors
Commercial | Com ¦ Air Handler with Dedicated Outdoor Air Systems | 2024 | SC B | MW | Before Competition Groups | 7.761 | 0 | 0 | 609.0971 | 0.012742 | 22 | Commercial_2024_SC B_MW_Before Competition Groups_22 | Air Handler with Dedicated Outdoor Air Systems | 1.274% | 0 | 7.761 | Commercial_2024_SC B_MW_Before Competition Groups_Air Handler with Dedicated Outdoor Air Systems
Commercial | Com ¦ Chilled Water Optimization | 2024 | SC B | MW | Before Competition Groups | 6.5979 | 0 | 0 | 609.0971 | 0.010832 | 23 | Commercial_2024_SC B_MW_Before Competition Groups_23 | Chilled Water Optimization | 1.083% | 0 | 6.5979 | Commercial_2024_SC B_MW_Before Competition Groups_Chilled Water Optimization
Commercial | Com ¦ ECM MOTORS FOR EVAPORATOR FANS for refrigeration (WALK-IN) | 2024 | SC B | MW | Before Competition Groups | 5.283 | 0 | 0 | 609.0971 | 0.0086735 | 24 | Commercial_2024_SC B_MW_Before Competition Groups_24 | ECM MOTORS FOR EVAPORATOR FANS for refrigeration (WALK-IN) | 0.8673% | 0 | 5.283 | Commercial_2024_SC B_MW_Before Competition Groups_ECM MOTORS FOR EVAPORATOR FANS for refrigeration (WALK-IN)
Commercial | Com ¦ Refrigerated Display Case LED | 2024 | SC B | MW | Before Competition Groups | 5.2534 | 0 | 0 | 609.0971 | 0.0086249 | 25 | Commercial_2024_SC B_MW_Before Competition Groups_25 | Refrigerated Display Case LED | 0.8625% | 0 | 5.2534 | Commercial_2024_SC B_MW_Before Competition Groups_Refrigerated Display Case LED
Commercial | Com ¦ Freezer Case Light Sensor | 2024 | SC B | MW | Before Competition Groups | 4.558 | 0 | 0 | 609.0971 | 0.0074831 | 26 | Commercial_2024_SC B_MW_Before Competition Groups_26 | Freezer Case Light Sensor | 0.7483% | 0 | 4.558 | Commercial_2024_SC B_MW_Before Competition Groups_Freezer Case Light Sensor
Commercial | Com ¦ Evaporator Fan Controls | 2024 | SC B | MW | Before Competition Groups | 4.4407 | 0 | 0 | 609.0971 | 0.0072907 | 27 | Commercial_2024_SC B_MW_Before Competition Groups_27 | Evaporator Fan Controls | 0.7291% | 0 | 4.4407 | Commercial_2024_SC B_MW_Before Competition Groups_Evaporator Fan Controls
Commercial | Com ¦ LED EXTERIOR AREA LIGHTS - LED fixture (200W) | 2024 | SC B | MW | Before Competition Groups | 3.7491 | 0 | 0 | 609.0971 | 0.0061552 | 28 | Commercial_2024_SC B_MW_Before Competition Groups_28 | LED EXTERIOR AREA LIGHTS - LED fixture (200W) | 0.6155% | 0 | 3.7491 | Commercial_2024_SC B_MW_Before Competition Groups_LED EXTERIOR AREA LIGHTS - LED fixture (200W)
Commercial | Com ¦ LED parking lot fixture | 2024 | SC B | MW | Before Competition Groups | 3.6928 | 0 | 0 | 609.0971 | 0.0060627 | 29 | Commercial_2024_SC B_MW_Before Competition Groups_29 | LED parking lot fixture | 0.6063% | 0 | 3.6928 | Commercial_2024_SC B_MW_Before Competition Groups_LED parking lot fixture
Commercial | Com ¦ Demand Control Kitchen Ventilation | 2024 | SC B | MW | Before Competition Groups | 3.2509 | 0 | 0 | 609.0971 | 0.0053373 | 30 | Commercial_2024_SC B_MW_Before Competition Groups_30 | Demand Control Kitchen Ventilation | 0.5337% | 0 | 3.2509 | Commercial_2024_SC B_MW_Before Competition Groups_Demand Control Kitchen Ventilation
Commercial | Com ¦ Duct Insulation, R8 | 2024 | SC B | MW | Before Competition Groups | 2.7156 | 0 | 0 | 609.0971 | 0.0044584 | 31 | Commercial_2024_SC B_MW_Before Competition Groups_31 | Duct Insulation, R8 | 0.4458% | 0 | 2.7156 | Commercial_2024_SC B_MW_Before Competition Groups_Duct Insulation, R8
Commercial | Com ¦ LED street light fixture | 2024 | SC B | MW | Before Competition Groups | 2.1511 | 0 | 0 | 609.0971 | 0.0035316 | 32 | Commercial_2024_SC B_MW_Before Competition Groups_32 | LED street light fixture | 0.3532% | 0 | 2.1511 | Commercial_2024_SC B_MW_Before Competition Groups_LED street light fixture
Commercial | Com ¦ ENERGY STAR Griddle (74% eff) | 2024 | SC B | MW | Before Competition Groups | 2.0119 | 0 | 0 | 609.0971 | 0.0033032 | 33 | Commercial_2024_SC B_MW_Before Competition Groups_33 | ENERGY STAR Griddle (74% eff) | 0.3303% | 0 | 2.0119 | Commercial_2024_SC B_MW_Before Competition Groups_ENERGY STAR Griddle (74% eff)
Commercial | Com ¦ Door Gasket Freezer/Refrigerator | 2024 | SC B | MW | Before Competition Groups | 1.9937 | 0 | 0 | 609.0971 | 0.0032732 | 34 | Commercial_2024_SC B_MW_Before Competition Groups_34 | Door Gasket Freezer/Refrigerator | 0.3273% | 0 | 1.9937 | Commercial_2024_SC B_MW_Before Competition Groups_Door Gasket Freezer/Refrigerator
Commercial | Com ¦ Temperature Adjustment in Commercial Freezers | 2024 | SC B | MW | Before Competition Groups | 1.6251 | 0 | 0 | 609.0971 | 0.002668 | 35 | Commercial_2024_SC B_MW_Before Competition Groups_35 | Temperature Adjustment in Commercial Freezers | 0.2668% | 0 | 1.6251 | Commercial_2024_SC B_MW_Before Competition Groups_Temperature Adjustment in Commercial Freezers
Commercial | Com ¦ Water Source Heat Pump (4 ton) | 2024 | SC B | MW | Before Competition Groups | 1.4026 | 0 | 0 | 609.0971 | 0.0023027 | 36 | Commercial_2024_SC B_MW_Before Competition Groups_36 | Water Source Heat Pump (4 ton) | 0.2303% | 0 | 1.4026 | Commercial_2024_SC B_MW_Before Competition Groups_Water Source Heat Pump (4 ton)
Commercial | Com ¦ Elec Storage WH 2.30 Et | 2024 | SC B | MW | Before Competition Groups | 1.3702 | 0 | 0 | 609.0971 | 0.0022496 | 37 | Commercial_2024_SC B_MW_Before Competition Groups_37 | Elec Storage WH 2.30 Et | 0.225% | 0 | 1.3702 | Commercial_2024_SC B_MW_Before Competition Groups_Elec Storage WH 2.30 Et
Commercial | Com ¦ BEVERAGE VENDING MACHINE CONTROLS | 2024 | SC B | MW | Before Competition Groups | 1.3681 | 0 | 0 | 609.0971 | 0.0022461 | 38 | Commercial_2024_SC B_MW_Before Competition Groups_38 | BEVERAGE VENDING MACHINE CONTROLS | 0.2246% | 0 | 1.3681 | Commercial_2024_SC B_MW_Before Competition Groups_BEVERAGE VENDING MACHINE CONTROLS
Commercial | Com ¦ Vertical Night Covers | 2024 | SC B | MW | Before Competition Groups | 1.3426 | 0 | 0 | 609.0971 | 0.0022042 | 39 | Commercial_2024_SC B_MW_Before Competition Groups_39 | Vertical Night Covers | 0.2204% | 0 | 1.3426 | Commercial_2024_SC B_MW_Before Competition Groups_Vertical Night Covers
Commercial | Com ¦ Occupancy Sensors | 2024 | SC B | MW | Before Competition Groups | 1.3107 | 0 | 0 | 609.0971 | 0.0021518 | 40 | Commercial_2024_SC B_MW_Before Competition Groups_40 | Occupancy Sensors | 0.2152% | 0 | 1.3107 | Commercial_2024_SC B_MW_Before Competition Groups_Occupancy Sensors
Commercial | Com ¦ Energy Efficient Laboratory Fume Hood | 2024 | SC B | MW | Before Competition Groups | 1.2488 | 0 | 0 | 609.0971 | 0.0020502 | 41 | Commercial_2024_SC B_MW_Before Competition Groups_41 | Energy Efficient Laboratory Fume Hood | 0.205% | 0 | 1.2488 | Commercial_2024_SC B_MW_Before Competition Groups_Energy Efficient Laboratory Fume Hood
Commercial | Com ¦ CO Sensors for parking garage exhaust fans | 2024 | SC B | MW | Before Competition Groups | 1.2368 | 0 | 0 | 609.0971 | 0.0020305 | 42 | Commercial_2024_SC B_MW_Before Competition Groups_42 | CO Sensors for parking garage exhaust fans | 0.203% | 0 | 1.2368 | Commercial_2024_SC B_MW_Before Competition Groups_CO Sensors for parking garage exhaust fans
Commercial | Com ¦ Water Heating (DHW) Pipe Insulation (Add 3/4\ Foam)" | 2024 | SC B | MW | Before Competition Groups | 1.0302 | 0 | 0 | 609.0971 | 0.0016914 | 43 | Commercial_2024_SC B_MW_Before Competition Groups_43 | Water Heating (DHW) Pipe Insulation (Add 3/4\ Foam)" | 0.1691% | 0 | 1.0302 | Commercial_2024_SC B_MW_Before Competition Groups_Water Heating (DHW) Pipe Insulation (Add 3/4\ Foam)"
Commercial | Com ¦ Outside Air Economizer | 2024 | SC B | MW | Before Competition Groups | 0.85823 | 0 | 0 | 609.0971 | 0.001409 | 44 | Commercial_2024_SC B_MW_Before Competition Groups_44 | Outside Air Economizer | 0.1409% | 0 | 0.85823 | Commercial_2024_SC B_MW_Before Competition Groups_Outside Air Economizer
Commercial | Com ¦ Suction Pipe Insulation Freezer/Refrigerator | 2024 | SC B | MW | Before Competition Groups | 0.6988 | 0 | 0 | 609.0971 | 0.0011473 | 45 | Commercial_2024_SC B_MW_Before Competition Groups_45 | Suction Pipe Insulation Freezer/Refrigerator | 0.1147% | 0 | 0.6988 | Commercial_2024_SC B_MW_Before Competition Groups_Suction Pipe Insulation Freezer/Refrigerator
Commercial | Com ¦ ENERGY STAR Fryer (84% eff) | 2024 | SC B | MW | Before Competition Groups | 0.58621 | 0 | 0 | 609.0971 | 0.00096242 | 46 | Commercial_2024_SC B_MW_Before Competition Groups_46 | ENERGY STAR Fryer (84% eff) | 0.09624% | 0 | 0.58621 | Commercial_2024_SC B_MW_Before Competition Groups_ENERGY STAR Fryer (84% eff)
Commercial | Com ¦ Thermostat Setback | 2024 | SC B | MW | Before Competition Groups | 0.47708 | 0 | 0 | 609.0971 | 0.00078325 | 47 | Commercial_2024_SC B_MW_Before Competition Groups_47 | Thermostat Setback | 0.07832% | 0 | 0.47708 | Commercial_2024_SC B_MW_Before Competition Groups_Thermostat Setback
Commercial | Com ¦ ENERGY STAR Steam Cookers | 2024 | SC B | MW | Before Competition Groups | 0.37416 | 0 | 0 | 609.0971 | 0.00061428 | 48 | Commercial_2024_SC B_MW_Before Competition Groups_48 | ENERGY STAR Steam Cookers | 0.06143% | 0 | 0.37416 | Commercial_2024_SC B_MW_Before Competition Groups_ENERGY STAR Steam Cookers
Commercial | Com ¦ Ozone Laundry Treatment | 2024 | SC B | MW | Before Competition Groups | 0.31055 | 0 | 0 | 609.0971 | 0.00050986 | 49 | Commercial_2024_SC B_MW_Before Competition Groups_49 | Ozone Laundry Treatment | 0.05099% | 0 | 0.31055 | Commercial_2024_SC B_MW_Before Competition Groups_Ozone Laundry Treatment
Commercial | Com ¦ ENERGY STAR Dishwasher | 2024 | SC B | MW | Before Competition Groups | 0.28413 | 0 | 0 | 609.0971 | 0.00046648 | 50 | Commercial_2024_SC B_MW_Before Competition Groups_50 | ENERGY STAR Dishwasher | 0.04665% | 0 | 0.28413 | Commercial_2024_SC B_MW_Before Competition Groups_ENERGY STAR Dishwasher
Commercial | Com ¦ ECM MOTORS FOR HVAC APPLICATION (FAN-POWERED VAV BOX) | 2024 | SC B | MW | Before Competition Groups | 0.12761 | 0 | 0 | 609.0971 | 0.00020951 | 51 | Commercial_2024_SC B_MW_Before Competition Groups_51 | ECM MOTORS FOR HVAC APPLICATION (FAN-POWERED VAV BOX) | 0.02095% | 0 | 0.12761 | Commercial_2024_SC B_MW_Before Competition Groups_ECM MOTORS FOR HVAC APPLICATION (FAN-POWERED VAV BOX)
Commercial | Com ¦ Condensing Make Up Air Unit | 2024 | SC B | MW | Before Competition Groups | 0.10156 | 0 | 0 | 609.0971 | 0.00016675 | 52 | Commercial_2024_SC B_MW_Before Competition Groups_52 | Condensing Make Up Air Unit | 0.01667% | 0 | 0.10156 | Commercial_2024_SC B_MW_Before Competition Groups_Condensing Make Up Air Unit
Commercial | Com ¦ PTAC (12 EER/10,000 BTU) | 2024 | SC B | MW | Before Competition Groups | 0.071086 | 0 | 0 | 609.0971 | 0.00011671 | 53 | Commercial_2024_SC B_MW_Before Competition Groups_53 | PTAC (12 EER/10,000 BTU) | 0.01167% | 0 | 0.071086 | Commercial_2024_SC B_MW_Before Competition Groups_PTAC (12 EER/10,000 BTU)
Commercial | Com ¦ Auto Off Time Switch or Time Clock control | 2024 | SC B | MW | Before Competition Groups | 0.070761 | 0 | 0 | 609.0971 | 0.00011617 | 54 | Commercial_2024_SC B_MW_Before Competition Groups_54 | Auto Off Time Switch or Time Clock control | 0.01162% | 0 | 0.070761 | Commercial_2024_SC B_MW_Before Competition Groups_Auto Off Time Switch or Time Clock control
Commercial | Com ¦ Demand controlled Circulating Systems | 2024 | SC B | MW | Before Competition Groups | 0.069605 | 0 | 0 | 609.0971 | 0.00011428 | 55 | Commercial_2024_SC B_MW_Before Competition Groups_55 | Demand controlled Circulating Systems | 0.01143% | 0 | 0.069605 | Commercial_2024_SC B_MW_Before Competition Groups_Demand controlled Circulating Systems
Commercial | COM ¦ Ductless Mini-Split Heat Pumps | 2024 | SC B | MW | Before Competition Groups | 0.069006 | 0 | 0 | 609.0971 | 0.00011329 | 56 | Commercial_2024_SC B_MW_Before Competition Groups_56 | Ductless Mini-Split Heat Pumps | 0.01133% | 0 | 0.069006 | Commercial_2024_SC B_MW_Before Competition Groups_Ductless Mini-Split Heat Pumps
Commercial | Com ¦ CEE Tier 2/Energy Star Clothes Washers | 2024 | SC B | MW | Before Competition Groups | 0.061455 | 0 | 0 | 609.0971 | 0.00010089 | 57 | Commercial_2024_SC B_MW_Before Competition Groups_57 | CEE Tier 2/Energy Star Clothes Washers | 0.01009% | 0 | 0.061455 | Commercial_2024_SC B_MW_Before Competition Groups_CEE Tier 2/Energy Star Clothes Washers
Commercial | Com ¦ HVAC Optimization | 2024 | SC B | MW | Before Competition Groups | 0.050639 | 0 | 0 | 609.0971 | 8.3137e-05 | 58 | Commercial_2024_SC B_MW_Before Competition Groups_58 | HVAC Optimization | 0.008314% | 0 | 0.050639 | Commercial_2024_SC B_MW_Before Competition Groups_HVAC Optimization
Commercial | Com ¦ Notched V belts for HVAC Systems | 2024 | SC B | MW | Before Competition Groups | 0.042268 | 0 | 0 | 609.0971 | 6.9395e-05 | 59 | Commercial_2024_SC B_MW_Before Competition Groups_59 | Notched V belts for HVAC Systems | 0.006939% | 0 | 0.042268 | Commercial_2024_SC B_MW_Before Competition Groups_Notched V belts for HVAC Systems
Commercial | Com ¦ Low Flow Pre-Rinse Spray Nozzle | 2024 | SC B | MW | Before Competition Groups | 0.039119 | 0 | 0 | 609.0971 | 6.4224e-05 | 60 | Commercial_2024_SC B_MW_Before Competition Groups_60 | Low Flow Pre-Rinse Spray Nozzle | 0.006422% | 0 | 0.039119 | Commercial_2024_SC B_MW_Before Competition Groups_Low Flow Pre-Rinse Spray Nozzle
Commercial | Com ¦ Solar Water Preheat (Pools/DHW) | 2024 | SC B | MW | Before Competition Groups | 0.032269 | 0 | 0 | 609.0971 | 5.2979e-05 | 61 | Commercial_2024_SC B_MW_Before Competition Groups_61 | Solar Water Preheat (Pools/DHW) | 0.005298% | 0 | 0.032269 | Commercial_2024_SC B_MW_Before Competition Groups_Solar Water Preheat (Pools/DHW)
Commercial | Com ¦ Wall Insulation | 2024 | SC B | MW | Before Competition Groups | 0.024474 | 0 | 0 | 609.0971 | 4.0181e-05 | 62 | Commercial_2024_SC B_MW_Before Competition Groups_62 | Wall Insulation | 0.004018% | 0 | 0.024474 | Commercial_2024_SC B_MW_Before Competition Groups_Wall Insulation
Commercial | Com ¦ Condensing Unit Heaters or other Efficient Unit Heating System | 2024 | SC B | MW | Before Competition Groups | 0.023164 | 0 | 0 | 609.0971 | 3.803e-05 | 63 | Commercial_2024_SC B_MW_Before Competition Groups_63 | Condensing Unit Heaters or other Efficient Unit Heating System | 0.003803% | 0 | 0.023164 | Commercial_2024_SC B_MW_Before Competition Groups_Condensing Unit Heaters or other Efficient Unit Heating System
Commercial | Com ¦ Commercial Hot Food Holding Cabinets | 2024 | SC B | MW | Before Competition Groups | 0.019736 | 0 | 0 | 609.0971 | 3.2401e-05 | 64 | Commercial_2024_SC B_MW_Before Competition Groups_64 | Commercial Hot Food Holding Cabinets | 0.00324% | 0 | 0.019736 | Commercial_2024_SC B_MW_Before Competition Groups_Commercial Hot Food Holding Cabinets
Commercial | Com ¦ High Efficiency Chiller (avg of water and air cooled) | 2024 | SC B | MW | Before Competition Groups | 0.010921 | 0 | 0 | 609.0971 | 1.793e-05 | 65 | Commercial_2024_SC B_MW_Before Competition Groups_65 | High Efficiency Chiller (avg of water and air cooled) | 0.001793% | 0 | 0.010921 | Commercial_2024_SC B_MW_Before Competition Groups_High Efficiency Chiller (avg of water and air cooled)
Commercial | Com ¦ Room AC (w/ louvered sides) 14 SEER from 12 SEER code | 2024 | SC B | MW | Before Competition Groups | 0.0085741 | 0 | 0 | 609.0971 | 1.4077e-05 | 66 | Commercial_2024_SC B_MW_Before Competition Groups_66 | Room AC (w/ louvered sides) 14 SEER from 12 SEER code | 0.001408% | 0 | 0.0085741 | Commercial_2024_SC B_MW_Before Competition Groups_Room AC (w/ louvered sides) 14 SEER from 12 SEER code
Commercial | Com ¦ VSD Air Compressor | 2024 | SC B | MW | Before Competition Groups | 0.0085669 | 0 | 0 | 609.0971 | 1.4065e-05 | 67 | Commercial_2024_SC B_MW_Before Competition Groups_67 | VSD Air Compressor | 0.001406% | 0 | 0.0085669 | Commercial_2024_SC B_MW_Before Competition Groups_VSD Air Compressor
Commercial | Com ¦ Energy Recovery Ventilation and Ventilation (Enhanced) | 2024 | SC B | MW | Before Competition Groups | 0.0064309 | 0 | 0 | 609.0971 | 1.0558e-05 | 68 | Commercial_2024_SC B_MW_Before Competition Groups_68 | Energy Recovery Ventilation and Ventilation (Enhanced) | 0.001056% | 0 | 0.0064309 | Commercial_2024_SC B_MW_Before Competition Groups_Energy Recovery Ventilation and Ventilation (Enhanced)
Commercial | Com ¦ High Efficiency Small Instantaneous Water Heater | 2024 | SC B | MW | Before Competition Groups | 0.0043222 | 0 | 0 | 609.0971 | 7.0961e-06 | 69 | Commercial_2024_SC B_MW_Before Competition Groups_69 | High Efficiency Small Instantaneous Water Heater | 0.0007096% | 0 | 0.0043222 | Commercial_2024_SC B_MW_Before Competition Groups_High Efficiency Small Instantaneous Water Heater
Commercial | Com ¦ Air Curtains | 2024 | SC B | MW | Before Competition Groups | 0.0027632 | 0 | 0 | 609.0971 | 4.5365e-06 | 70 | Commercial_2024_SC B_MW_Before Competition Groups_70 | Air Curtains | 0.0004536% | 0 | 0.0027632 | Commercial_2024_SC B_MW_Before Competition Groups_Air Curtains
Commercial | Com ¦ EC Plug Fan for Data Center (under cabinet) | 2024 | SC B | MW | Before Competition Groups | 0.00094333 | 0 | 0 | 609.0971 | 1.5487e-06 | 71 | Commercial_2024_SC B_MW_Before Competition Groups_71 | EC Plug Fan for Data Center (under cabinet) | 0.0001549% | 0 | 0.00094333 | Commercial_2024_SC B_MW_Before Competition Groups_EC Plug Fan for Data Center (under cabinet)
Commercial | Com ¦ Electric Convection Combination Ovens | 2024 | SC B | MW | Before Competition Groups | 0.00014696 | 0 | 0 | 609.0971 | 2.4127e-07 | 72 | Commercial_2024_SC B_MW_Before Competition Groups_72 | Electric Convection Combination Ovens | 2.413e-05% | 0 | 0.00014696 | Commercial_2024_SC B_MW_Before Competition Groups_Electric Convection Combination Ovens
Commercial | Com ¦ LLLC - Low Impact Application | 2024 | SC B | MW | Before Competition Groups | 2.7155e-19 | 0 | 0 | 609.0971 | 4.4583e-22 | 73 | Commercial_2024_SC B_MW_Before Competition Groups_73 | LLLC - Low Impact Application | 4.458e-20% | 0 | 2.7155e-19 | Commercial_2024_SC B_MW_Before Competition Groups_LLLC - Low Impact Application
Commercial | Com ¦ LLLC - High Impact Application | 2024 | SC B | MW | Before Competition Groups | 9.0088e-20 | 0 | 0 | 609.0971 | 1.479e-22 | 74 | Commercial_2024_SC B_MW_Before Competition Groups_74 | LLLC - High Impact Application | 1.479e-20% | 0 | 9.0088e-20 | Commercial_2024_SC B_MW_Before Competition Groups_LLLC - High Impact Application
Commercial | Com ¦ Networked/Connected - High Impact Application | 2024 | SC B | MW | Before Competition Groups | 7.8374e-22 | 0 | 0 | 609.0971 | 1.2867e-24 | 75 | Commercial_2024_SC B_MW_Before Competition Groups_75 | Networked/Connected - High Impact Application | 1.287e-22% | 0 | 7.8374e-22 | Commercial_2024_SC B_MW_Before Competition Groups_Networked/Connected - High Impact Application
Commercial | Com ¦ Networked/Connected - Low Impact Application | 2024 | SC B | MW | Before Competition Groups | 3.5336e-22 | 0 | 0 | 609.0971 | 5.8013e-25 | 76 | Commercial_2024_SC B_MW_Before Competition Groups_76 | Networked/Connected - Low Impact Application | 5.801e-23% | 0 | 3.5336e-22 | Commercial_2024_SC B_MW_Before Competition Groups_Networked/Connected - Low Impact Application
Commercial | Com ¦ Efficient compressor motor | 2024 | SC B | MW | Before Competition Groups | 0 | 0 | 0 | 609.0971 | 0 | 77 | Commercial_2024_SC B_MW_Before Competition Groups_77 | Efficient compressor motor | 0% | 0 | 0 | Commercial_2024_SC B_MW_Before Competition Groups_Efficient compressor motor
Commercial | Com ¦ Indoor Daylight Sensors/Photocell Dimming Control | 2024 | SC B | MW | Before Competition Groups | 0 | 0 | 0 | 609.0971 | 0 | 78 | Commercial_2024_SC B_MW_Before Competition Groups_78 | Indoor Daylight Sensors/Photocell Dimming Control | 0% | 0 | 0 | Commercial_2024_SC B_MW_Before Competition Groups_Indoor Daylight Sensors/Photocell Dimming Control
Commercial | Com ¦ LED RECESSED DOWNLIGHTS | 2024 | SC B | MW | Before Competition Groups | 0 | 0 | 0 | 609.0971 | 0 | 79 | Commercial_2024_SC B_MW_Before Competition Groups_79 | LED RECESSED DOWNLIGHTS | 0% | 0 | 0 | Commercial_2024_SC B_MW_Before Competition Groups_LED RECESSED DOWNLIGHTS
Commercial | Com ¦ Variable Refrigerant Flow Heat Pump | 2024 | SC B | MW | Before Competition Groups | 0 | 0 | 0 | 609.0971 | 0 | 80 | Commercial_2024_SC B_MW_Before Competition Groups_80 | Variable Refrigerant Flow Heat Pump | 0% | 0 | 0 | Commercial_2024_SC B_MW_Before Competition Groups_Variable Refrigerant Flow Heat Pump
Commercial | Com ¦ ENERGY STAR LED LAMPS (REFLECTOR LAMPs/MR16/PAR 16) | 2024 | SC C | MW | Before Competition Groups | 77.1418 | 0 | 0 | 441.063 | 0.1749 | 1 | Commercial_2024_SC C_MW_Before Competition Groups_1 | ENERGY STAR LED LAMPS (REFLECTOR LAMPs/MR16/PAR 16) | 17.49% | 0 | 77.1418 | Commercial_2024_SC C_MW_Before Competition Groups_ENERGY STAR LED LAMPS (REFLECTOR LAMPs/MR16/PAR 16)
Commercial | Com ¦ LED Low/High Bay | 2024 | SC C | MW | Before Competition Groups | 52.9533 | 0 | 0 | 441.063 | 0.12006 | 2 | Commercial_2024_SC C_MW_Before Competition Groups_2 | LED Low/High Bay | 12.01% | 0 | 52.9533 | Commercial_2024_SC C_MW_Before Competition Groups_LED Low/High Bay
Commercial | Com ¦ LED Troffer/Surface/Suspended | 2024 | SC C | MW | Before Competition Groups | 51.5009 | 0 | 0 | 441.063 | 0.11677 | 3 | Commercial_2024_SC C_MW_Before Competition Groups_3 | LED Troffer/Surface/Suspended | 11.68% | 0 | 51.5009 | Commercial_2024_SC C_MW_Before Competition Groups_LED Troffer/Surface/Suspended
Commercial | Com ¦ LED Replacement Lamp (Tube) | 2024 | SC C | MW | Before Competition Groups | 35.1654 | 0 | 0 | 441.063 | 0.079729 | 4 | Commercial_2024_SC C_MW_Before Competition Groups_4 | LED Replacement Lamp (Tube) | 7.973% | 0 | 35.1654 | Commercial_2024_SC C_MW_Before Competition Groups_LED Replacement Lamp (Tube)
Commercial | Com ¦ High Efficiency Air Source Heat Pump | 2024 | SC C | MW | Before Competition Groups | 26.2222 | 0 | 0 | 441.063 | 0.059452 | 5 | Commercial_2024_SC C_MW_Before Competition Groups_5 | High Efficiency Air Source Heat Pump | 5.945% | 0 | 26.2222 | Commercial_2024_SC C_MW_Before Competition Groups_High Efficiency Air Source Heat Pump
Commercial | Com ¦ Building Recommissioning, Operations and Maintenance (O&M) Improvements | 2024 | SC C | MW | Before Competition Groups | 20.1066 | 0 | 0 | 441.063 | 0.045587 | 6 | Commercial_2024_SC C_MW_Before Competition Groups_6 | Building Recommissioning, Operations and Maintenance (O&M) Improvements | 4.559% | 0 | 20.1066 | Commercial_2024_SC C_MW_Before Competition Groups_Building Recommissioning, Operations and Maintenance (O&M) Improvements
Commercial | Com ¦ Education and Capacity Building/Energy Behavior | 2024 | SC C | MW | Before Competition Groups | 17.3909 | 0 | 0 | 441.063 | 0.03943 | 7 | Commercial_2024_SC C_MW_Before Competition Groups_7 | Education and Capacity Building/Energy Behavior | 3.943% | 0 | 17.3909 | Commercial_2024_SC C_MW_Before Competition Groups_Education and Capacity Building/Energy Behavior
Commercial | Com ¦ Data Center Storage/Server Virtualization | 2024 | SC C | MW | Before Competition Groups | 15.3685 | 0 | 0 | 441.063 | 0.034844 | 8 | Commercial_2024_SC C_MW_Before Competition Groups_8 | Data Center Storage/Server Virtualization | 3.484% | 0 | 15.3685 | Commercial_2024_SC C_MW_Before Competition Groups_Data Center Storage/Server Virtualization
Commercial | Com ¦ LED or Equivalent Sign Lighting | 2024 | SC C | MW | Before Competition Groups | 14.1926 | 0 | 0 | 441.063 | 0.032178 | 9 | Commercial_2024_SC C_MW_Before Competition Groups_9 | LED or Equivalent Sign Lighting | 3.218% | 0 | 14.1926 | Commercial_2024_SC C_MW_Before Competition Groups_LED or Equivalent Sign Lighting
Commercial | Com ¦ Advanced BAS/Controllers | 2024 | SC C | MW | Before Competition Groups | 12.2855 | 0 | 0 | 441.063 | 0.027854 | 10 | Commercial_2024_SC C_MW_Before Competition Groups_10 | Advanced BAS/Controllers | 2.785% | 0 | 12.2855 | Commercial_2024_SC C_MW_Before Competition Groups_Advanced BAS/Controllers
Commercial | Com ¦ Unitary Air-Conditioning Unit | 2024 | SC C | MW | Before Competition Groups | 11.4615 | 0 | 0 | 441.063 | 0.025986 | 11 | Commercial_2024_SC C_MW_Before Competition Groups_11 | Unitary Air-Conditioning Unit | 2.599% | 0 | 11.4615 | Commercial_2024_SC C_MW_Before Competition Groups_Unitary Air-Conditioning Unit
Commercial | Com ¦ ENERGY STAR LED LAMPS (General Service Lamps) | 2024 | SC C | MW | Before Competition Groups | 10.7534 | 0 | 0 | 441.063 | 0.024381 | 12 | Commercial_2024_SC C_MW_Before Competition Groups_12 | ENERGY STAR LED LAMPS (General Service Lamps) | 2.438% | 0 | 10.7534 | Commercial_2024_SC C_MW_Before Competition Groups_ENERGY STAR LED LAMPS (General Service Lamps)
Commercial | Com ¦ Reach-in Shaded Pole to ECM/PSC Evaporator Fan Motor | 2024 | SC C | MW | Before Competition Groups | 10.262 | 0 | 0 | 441.063 | 0.023267 | 13 | Commercial_2024_SC C_MW_Before Competition Groups_13 | Reach-in Shaded Pole to ECM/PSC Evaporator Fan Motor | 2.327% | 0 | 10.262 | Commercial_2024_SC C_MW_Before Competition Groups_Reach-in Shaded Pole to ECM/PSC Evaporator Fan Motor
Commercial | Com ¦ Adaptive Thermostats | 2024 | SC C | MW | Before Competition Groups | 8.3831 | 0 | 0 | 441.063 | 0.019006 | 14 | Commercial_2024_SC C_MW_Before Competition Groups_14 | Adaptive Thermostats | 1.901% | 0 | 8.3831 | Commercial_2024_SC C_MW_Before Competition Groups_Adaptive Thermostats
Commercial | Com ¦ Strip Curtains | 2024 | SC C | MW | Before Competition Groups | 7.22 | 0 | 0 | 441.063 | 0.016369 | 15 | Commercial_2024_SC C_MW_Before Competition Groups_15 | Strip Curtains | 1.637% | 0 | 7.22 | Commercial_2024_SC C_MW_Before Competition Groups_Strip Curtains
Commercial | Com ¦ Chilled Water Optimization | 2024 | SC C | MW | Before Competition Groups | 6.5981 | 0 | 0 | 441.063 | 0.01496 | 16 | Commercial_2024_SC C_MW_Before Competition Groups_16 | Chilled Water Optimization | 1.496% | 0 | 6.5981 | Commercial_2024_SC C_MW_Before Competition Groups_Chilled Water Optimization
Commercial | Com ¦ Refrigerated Display Case Doors | 2024 | SC C | MW | Before Competition Groups | 6.4044 | 0 | 0 | 441.063 | 0.01452 | 17 | Commercial_2024_SC C_MW_Before Competition Groups_17 | Refrigerated Display Case Doors | 1.452% | 0 | 6.4044 | Commercial_2024_SC C_MW_Before Competition Groups_Refrigerated Display Case Doors
Commercial | Com ¦ Furnace Tune-Up | 2024 | SC C | MW | Before Competition Groups | 5.5958 | 0 | 0 | 441.063 | 0.012687 | 18 | Commercial_2024_SC C_MW_Before Competition Groups_18 | Furnace Tune-Up | 1.269% | 0 | 5.5958 | Commercial_2024_SC C_MW_Before Competition Groups_Furnace Tune-Up
Commercial | Com ¦ Centrally controlled desktop PC/NETWORK PC POWER MANAGEMENT SOFTWARE | 2024 | SC C | MW | Before Competition Groups | 4.5532 | 0 | 0 | 441.063 | 0.010323 | 19 | Commercial_2024_SC C_MW_Before Competition Groups_19 | Centrally controlled desktop PC/NETWORK PC POWER MANAGEMENT SOFTWARE | 1.032% | 0 | 4.5532 | Commercial_2024_SC C_MW_Before Competition Groups_Centrally controlled desktop PC/NETWORK PC POWER MANAGEMENT SOFTWARE
Commercial | Com ¦ Demand Control Ventilation | 2024 | SC C | MW | Before Competition Groups | 4.3508 | 0 | 0 | 441.063 | 0.0098643 | 20 | Commercial_2024_SC C_MW_Before Competition Groups_20 | Demand Control Ventilation | 0.9864% | 0 | 4.3508 | Commercial_2024_SC C_MW_Before Competition Groups_Demand Control Ventilation
Commercial | Com ¦ Variable Frequency Drive (VFD) | 2024 | SC C | MW | Before Competition Groups | 3.9413 | 0 | 0 | 441.063 | 0.008936 | 21 | Commercial_2024_SC C_MW_Before Competition Groups_21 | Variable Frequency Drive (VFD) | 0.8936% | 0 | 3.9413 | Commercial_2024_SC C_MW_Before Competition Groups_Variable Frequency Drive (VFD)
Commercial | Com ¦ Refrigerated Display Case LED | 2024 | SC C | MW | Before Competition Groups | 3.7549 | 0 | 0 | 441.063 | 0.0085133 | 22 | Commercial_2024_SC C_MW_Before Competition Groups_22 | Refrigerated Display Case LED | 0.8513% | 0 | 3.7549 | Commercial_2024_SC C_MW_Before Competition Groups_Refrigerated Display Case LED
Commercial | Com ¦ LED EXTERIOR AREA LIGHTS - LED fixture (200W) | 2024 | SC C | MW | Before Competition Groups | 3.7491 | 0 | 0 | 441.063 | 0.0085002 | 23 | Commercial_2024_SC C_MW_Before Competition Groups_23 | LED EXTERIOR AREA LIGHTS - LED fixture (200W) | 0.85% | 0 | 3.7491 | Commercial_2024_SC C_MW_Before Competition Groups_LED EXTERIOR AREA LIGHTS - LED fixture (200W)
Commercial | Com ¦ LED parking lot fixture | 2024 | SC C | MW | Before Competition Groups | 3.6928 | 0 | 0 | 441.063 | 0.0083725 | 24 | Commercial_2024_SC C_MW_Before Competition Groups_24 | LED parking lot fixture | 0.8372% | 0 | 3.6928 | Commercial_2024_SC C_MW_Before Competition Groups_LED parking lot fixture
Commercial | Com ¦ VFD on Pumps | 2024 | SC C | MW | Before Competition Groups | 3.6807 | 0 | 0 | 441.063 | 0.008345 | 25 | Commercial_2024_SC C_MW_Before Competition Groups_25 | VFD on Pumps | 0.8345% | 0 | 3.6807 | Commercial_2024_SC C_MW_Before Competition Groups_VFD on Pumps
Commercial | Com ¦ Air Handler with Dedicated Outdoor Air Systems | 2024 | SC C | MW | Before Competition Groups | 2.2189 | 0 | 0 | 441.063 | 0.0050308 | 26 | Commercial_2024_SC C_MW_Before Competition Groups_26 | Air Handler with Dedicated Outdoor Air Systems | 0.5031% | 0 | 2.2189 | Commercial_2024_SC C_MW_Before Competition Groups_Air Handler with Dedicated Outdoor Air Systems
Commercial | Com ¦ LED street light fixture | 2024 | SC C | MW | Before Competition Groups | 2.1511 | 0 | 0 | 441.063 | 0.004877 | 27 | Commercial_2024_SC C_MW_Before Competition Groups_27 | LED street light fixture | 0.4877% | 0 | 2.1511 | Commercial_2024_SC C_MW_Before Competition Groups_LED street light fixture
Commercial | Com ¦ ECM MOTORS FOR EVAPORATOR FANS for refrigeration (WALK-IN) | 2024 | SC C | MW | Before Competition Groups | 2.0184 | 0 | 0 | 441.063 | 0.0045763 | 28 | Commercial_2024_SC C_MW_Before Competition Groups_28 | ECM MOTORS FOR EVAPORATOR FANS for refrigeration (WALK-IN) | 0.4576% | 0 | 2.0184 | Commercial_2024_SC C_MW_Before Competition Groups_ECM MOTORS FOR EVAPORATOR FANS for refrigeration (WALK-IN)
Commercial | Com ¦ ENERGY STAR Griddle (74% eff) | 2024 | SC C | MW | Before Competition Groups | 2.012 | 0 | 0 | 441.063 | 0.0045616 | 29 | Commercial_2024_SC C_MW_Before Competition Groups_29 | ENERGY STAR Griddle (74% eff) | 0.4562% | 0 | 2.012 | Commercial_2024_SC C_MW_Before Competition Groups_ENERGY STAR Griddle (74% eff)
Commercial | Com ¦ Freezer Case Light Sensor | 2024 | SC C | MW | Before Competition Groups | 1.7409 | 0 | 0 | 441.063 | 0.0039471 | 30 | Commercial_2024_SC C_MW_Before Competition Groups_30 | Freezer Case Light Sensor | 0.3947% | 0 | 1.7409 | Commercial_2024_SC C_MW_Before Competition Groups_Freezer Case Light Sensor
Commercial | Com ¦ Evaporator Fan Controls | 2024 | SC C | MW | Before Competition Groups | 1.6961 | 0 | 0 | 441.063 | 0.0038455 | 31 | Commercial_2024_SC C_MW_Before Competition Groups_31 | Evaporator Fan Controls | 0.3845% | 0 | 1.6961 | Commercial_2024_SC C_MW_Before Competition Groups_Evaporator Fan Controls
Commercial | Com ¦ Demand Control Kitchen Ventilation | 2024 | SC C | MW | Before Competition Groups | 1.5307 | 0 | 0 | 441.063 | 0.0034704 | 32 | Commercial_2024_SC C_MW_Before Competition Groups_32 | Demand Control Kitchen Ventilation | 0.347% | 0 | 1.5307 | Commercial_2024_SC C_MW_Before Competition Groups_Demand Control Kitchen Ventilation
Commercial | Com ¦ Occupancy Sensors | 2024 | SC C | MW | Before Competition Groups | 1.3107 | 0 | 0 | 441.063 | 0.0029716 | 33 | Commercial_2024_SC C_MW_Before Competition Groups_33 | Occupancy Sensors | 0.2972% | 0 | 1.3107 | Commercial_2024_SC C_MW_Before Competition Groups_Occupancy Sensors
Commercial | Com ¦ Duct Insulation, R8 | 2024 | SC C | MW | Before Competition Groups | 1.0385 | 0 | 0 | 441.063 | 0.0023546 | 34 | Commercial_2024_SC C_MW_Before Competition Groups_34 | Duct Insulation, R8 | 0.2355% | 0 | 1.0385 | Commercial_2024_SC C_MW_Before Competition Groups_Duct Insulation, R8
Commercial | Com ¦ Water Source Heat Pump (4 ton) | 2024 | SC C | MW | Before Competition Groups | 0.94561 | 0 | 0 | 441.063 | 0.0021439 | 35 | Commercial_2024_SC C_MW_Before Competition Groups_35 | Water Source Heat Pump (4 ton) | 0.2144% | 0 | 0.94561 | Commercial_2024_SC C_MW_Before Competition Groups_Water Source Heat Pump (4 ton)
Commercial | Com ¦ Door Gasket Freezer/Refrigerator | 2024 | SC C | MW | Before Competition Groups | 0.83904 | 0 | 0 | 441.063 | 0.0019023 | 36 | Commercial_2024_SC C_MW_Before Competition Groups_36 | Door Gasket Freezer/Refrigerator | 0.1902% | 0 | 0.83904 | Commercial_2024_SC C_MW_Before Competition Groups_Door Gasket Freezer/Refrigerator
Commercial | Com ¦ Temperature Adjustment in Commercial Freezers | 2024 | SC C | MW | Before Competition Groups | 0.62074 | 0 | 0 | 441.063 | 0.0014074 | 37 | Commercial_2024_SC C_MW_Before Competition Groups_37 | Temperature Adjustment in Commercial Freezers | 0.1407% | 0 | 0.62074 | Commercial_2024_SC C_MW_Before Competition Groups_Temperature Adjustment in Commercial Freezers
Commercial | Com ¦ Elec Storage WH 2.30 Et | 2024 | SC C | MW | Before Competition Groups | 0.60178 | 0 | 0 | 441.063 | 0.0013644 | 38 | Commercial_2024_SC C_MW_Before Competition Groups_38 | Elec Storage WH 2.30 Et | 0.1364% | 0 | 0.60178 | Commercial_2024_SC C_MW_Before Competition Groups_Elec Storage WH 2.30 Et
Commercial | Com ¦ ENERGY STAR Fryer (84% eff) | 2024 | SC C | MW | Before Competition Groups | 0.58621 | 0 | 0 | 441.063 | 0.0013291 | 39 | Commercial_2024_SC C_MW_Before Competition Groups_39 | ENERGY STAR Fryer (84% eff) | 0.1329% | 0 | 0.58621 | Commercial_2024_SC C_MW_Before Competition Groups_ENERGY STAR Fryer (84% eff)
Commercial | Com ¦ BEVERAGE VENDING MACHINE CONTROLS | 2024 | SC C | MW | Before Competition Groups | 0.54186 | 0 | 0 | 441.063 | 0.0012285 | 40 | Commercial_2024_SC C_MW_Before Competition Groups_40 | BEVERAGE VENDING MACHINE CONTROLS | 0.1229% | 0 | 0.54186 | Commercial_2024_SC C_MW_Before Competition Groups_BEVERAGE VENDING MACHINE CONTROLS
Commercial | Com ¦ CO Sensors for parking garage exhaust fans | 2024 | SC C | MW | Before Competition Groups | 0.51844 | 0 | 0 | 441.063 | 0.0011754 | 41 | Commercial_2024_SC C_MW_Before Competition Groups_41 | CO Sensors for parking garage exhaust fans | 0.1175% | 0 | 0.51844 | Commercial_2024_SC C_MW_Before Competition Groups_CO Sensors for parking garage exhaust fans
Commercial | Com ¦ Vertical Night Covers | 2024 | SC C | MW | Before Competition Groups | 0.51279 | 0 | 0 | 441.063 | 0.0011626 | 42 | Commercial_2024_SC C_MW_Before Competition Groups_42 | Vertical Night Covers | 0.1163% | 0 | 0.51279 | Commercial_2024_SC C_MW_Before Competition Groups_Vertical Night Covers
Commercial | Com ¦ Energy Efficient Laboratory Fume Hood | 2024 | SC C | MW | Before Competition Groups | 0.47709 | 0 | 0 | 441.063 | 0.0010817 | 43 | Commercial_2024_SC C_MW_Before Competition Groups_43 | Energy Efficient Laboratory Fume Hood | 0.1082% | 0 | 0.47709 | Commercial_2024_SC C_MW_Before Competition Groups_Energy Efficient Laboratory Fume Hood
Commercial | Com ¦ Thermostat Setback | 2024 | SC C | MW | Before Competition Groups | 0.47008 | 0 | 0 | 441.063 | 0.0010658 | 44 | Commercial_2024_SC C_MW_Before Competition Groups_44 | Thermostat Setback | 0.1066% | 0 | 0.47008 | Commercial_2024_SC C_MW_Before Competition Groups_Thermostat Setback
Commercial | Com ¦ Outside Air Economizer | 2024 | SC C | MW | Before Competition Groups | 0.44878 | 0 | 0 | 441.063 | 0.0010175 | 45 | Commercial_2024_SC C_MW_Before Competition Groups_45 | Outside Air Economizer | 0.1018% | 0 | 0.44878 | Commercial_2024_SC C_MW_Before Competition Groups_Outside Air Economizer
Commercial | Com ¦ Water Heating (DHW) Pipe Insulation (Add 3/4\ Foam)" | 2024 | SC C | MW | Before Competition Groups | 0.39372 | 0 | 0 | 441.063 | 0.00089265 | 46 | Commercial_2024_SC C_MW_Before Competition Groups_46 | Water Heating (DHW) Pipe Insulation (Add 3/4\ Foam)" | 0.08927% | 0 | 0.39372 | Commercial_2024_SC C_MW_Before Competition Groups_Water Heating (DHW) Pipe Insulation (Add 3/4\ Foam)"
Commercial | Com ¦ ENERGY STAR Steam Cookers | 2024 | SC C | MW | Before Competition Groups | 0.37416 | 0 | 0 | 441.063 | 0.00084831 | 47 | Commercial_2024_SC C_MW_Before Competition Groups_47 | ENERGY STAR Steam Cookers | 0.08483% | 0 | 0.37416 | Commercial_2024_SC C_MW_Before Competition Groups_ENERGY STAR Steam Cookers
Commercial | Com ¦ Suction Pipe Insulation Freezer/Refrigerator | 2024 | SC C | MW | Before Competition Groups | 0.26695 | 0 | 0 | 441.063 | 0.00060524 | 48 | Commercial_2024_SC C_MW_Before Competition Groups_48 | Suction Pipe Insulation Freezer/Refrigerator | 0.06052% | 0 | 0.26695 | Commercial_2024_SC C_MW_Before Competition Groups_Suction Pipe Insulation Freezer/Refrigerator
Commercial | Com ¦ ENERGY STAR Dishwasher | 2024 | SC C | MW | Before Competition Groups | 0.26307 | 0 | 0 | 441.063 | 0.00059645 | 49 | Commercial_2024_SC C_MW_Before Competition Groups_49 | ENERGY STAR Dishwasher | 0.05964% | 0 | 0.26307 | Commercial_2024_SC C_MW_Before Competition Groups_ENERGY STAR Dishwasher
Commercial | Com ¦ Ozone Laundry Treatment | 2024 | SC C | MW | Before Competition Groups | 0.12645 | 0 | 0 | 441.063 | 0.00028669 | 50 | Commercial_2024_SC C_MW_Before Competition Groups_50 | Ozone Laundry Treatment | 0.02867% | 0 | 0.12645 | Commercial_2024_SC C_MW_Before Competition Groups_Ozone Laundry Treatment
Commercial | Com ¦ LLLC - High Impact Application | 2024 | SC C | MW | Before Competition Groups | 0.086046 | 0 | 0 | 441.063 | 0.00019509 | 51 | Commercial_2024_SC C_MW_Before Competition Groups_51 | LLLC - High Impact Application | 0.01951% | 0 | 0.086046 | Commercial_2024_SC C_MW_Before Competition Groups_LLLC - High Impact Application
Commercial | Com ¦ Condensing Make Up Air Unit | 2024 | SC C | MW | Before Competition Groups | 0.067537 | 0 | 0 | 441.063 | 0.00015312 | 52 | Commercial_2024_SC C_MW_Before Competition Groups_52 | Condensing Make Up Air Unit | 0.01531% | 0 | 0.067537 | Commercial_2024_SC C_MW_Before Competition Groups_Condensing Make Up Air Unit
Commercial | Com ¦ ECM MOTORS FOR HVAC APPLICATION (FAN-POWERED VAV BOX) | 2024 | SC C | MW | Before Competition Groups | 0.059947 | 0 | 0 | 441.063 | 0.00013592 | 53 | Commercial_2024_SC C_MW_Before Competition Groups_53 | ECM MOTORS FOR HVAC APPLICATION (FAN-POWERED VAV BOX) | 0.01359% | 0 | 0.059947 | Commercial_2024_SC C_MW_Before Competition Groups_ECM MOTORS FOR HVAC APPLICATION (FAN-POWERED VAV BOX)
Commercial | Com ¦ LLLC - Low Impact Application | 2024 | SC C | MW | Before Competition Groups | 0.056704 | 0 | 0 | 441.063 | 0.00012856 | 54 | Commercial_2024_SC C_MW_Before Competition Groups_54 | LLLC - Low Impact Application | 0.01286% | 0 | 0.056704 | Commercial_2024_SC C_MW_Before Competition Groups_LLLC - Low Impact Application
Commercial | Com ¦ CEE Tier 2/Energy Star Clothes Washers | 2024 | SC C | MW | Before Competition Groups | 0.052226 | 0 | 0 | 441.063 | 0.00011841 | 55 | Commercial_2024_SC C_MW_Before Competition Groups_55 | CEE Tier 2/Energy Star Clothes Washers | 0.01184% | 0 | 0.052226 | Commercial_2024_SC C_MW_Before Competition Groups_CEE Tier 2/Energy Star Clothes Washers
Commercial | COM ¦ Ductless Mini-Split Heat Pumps | 2024 | SC C | MW | Before Competition Groups | 0.05081 | 0 | 0 | 441.063 | 0.0001152 | 56 | Commercial_2024_SC C_MW_Before Competition Groups_56 | Ductless Mini-Split Heat Pumps | 0.01152% | 0 | 0.05081 | Commercial_2024_SC C_MW_Before Competition Groups_Ductless Mini-Split Heat Pumps
Commercial | Com ¦ HVAC Optimization | 2024 | SC C | MW | Before Competition Groups | 0.050639 | 0 | 0 | 441.063 | 0.00011481 | 57 | Commercial_2024_SC C_MW_Before Competition Groups_57 | HVAC Optimization | 0.01148% | 0 | 0.050639 | Commercial_2024_SC C_MW_Before Competition Groups_HVAC Optimization
Commercial | Com ¦ Low Flow Pre-Rinse Spray Nozzle | 2024 | SC C | MW | Before Competition Groups | 0.030343 | 0 | 0 | 441.063 | 6.8794e-05 | 58 | Commercial_2024_SC C_MW_Before Competition Groups_58 | Low Flow Pre-Rinse Spray Nozzle | 0.006879% | 0 | 0.030343 | Commercial_2024_SC C_MW_Before Competition Groups_Low Flow Pre-Rinse Spray Nozzle
Commercial | Com ¦ Auto Off Time Switch or Time Clock control | 2024 | SC C | MW | Before Competition Groups | 0.028392 | 0 | 0 | 441.063 | 6.4371e-05 | 59 | Commercial_2024_SC C_MW_Before Competition Groups_59 | Auto Off Time Switch or Time Clock control | 0.006437% | 0 | 0.028392 | Commercial_2024_SC C_MW_Before Competition Groups_Auto Off Time Switch or Time Clock control
Commercial | Com ¦ Demand controlled Circulating Systems | 2024 | SC C | MW | Before Competition Groups | 0.026744 | 0 | 0 | 441.063 | 6.0636e-05 | 60 | Commercial_2024_SC C_MW_Before Competition Groups_60 | Demand controlled Circulating Systems | 0.006064% | 0 | 0.026744 | Commercial_2024_SC C_MW_Before Competition Groups_Demand controlled Circulating Systems
Commercial | Com ¦ PTAC (12 EER/10,000 BTU) | 2024 | SC C | MW | Before Competition Groups | 0.026704 | 0 | 0 | 441.063 | 6.0545e-05 | 61 | Commercial_2024_SC C_MW_Before Competition Groups_61 | PTAC (12 EER/10,000 BTU) | 0.006055% | 0 | 0.026704 | Commercial_2024_SC C_MW_Before Competition Groups_PTAC (12 EER/10,000 BTU)
Commercial | Com ¦ Notched V belts for HVAC Systems | 2024 | SC C | MW | Before Competition Groups | 0.01811 | 0 | 0 | 441.063 | 4.106e-05 | 62 | Commercial_2024_SC C_MW_Before Competition Groups_62 | Notched V belts for HVAC Systems | 0.004106% | 0 | 0.01811 | Commercial_2024_SC C_MW_Before Competition Groups_Notched V belts for HVAC Systems
Commercial | Com ¦ Commercial Hot Food Holding Cabinets | 2024 | SC C | MW | Before Competition Groups | 0.014044 | 0 | 0 | 441.063 | 3.1842e-05 | 63 | Commercial_2024_SC C_MW_Before Competition Groups_63 | Commercial Hot Food Holding Cabinets | 0.003184% | 0 | 0.014044 | Commercial_2024_SC C_MW_Before Competition Groups_Commercial Hot Food Holding Cabinets
Commercial | Com ¦ Solar Water Preheat (Pools/DHW) | 2024 | SC C | MW | Before Competition Groups | 0.012175 | 0 | 0 | 441.063 | 2.7603e-05 | 64 | Commercial_2024_SC C_MW_Before Competition Groups_64 | Solar Water Preheat (Pools/DHW) | 0.00276% | 0 | 0.012175 | Commercial_2024_SC C_MW_Before Competition Groups_Solar Water Preheat (Pools/DHW)
Commercial | Com ¦ High Efficiency Chiller (avg of water and air cooled) | 2024 | SC C | MW | Before Competition Groups | 0.010922 | 0 | 0 | 441.063 | 2.4763e-05 | 65 | Commercial_2024_SC C_MW_Before Competition Groups_65 | High Efficiency Chiller (avg of water and air cooled) | 0.002476% | 0 | 0.010922 | Commercial_2024_SC C_MW_Before Competition Groups_High Efficiency Chiller (avg of water and air cooled)
Commercial | Com ¦ Wall Insulation | 2024 | SC C | MW | Before Competition Groups | 0.0093613 | 0 | 0 | 441.063 | 2.1224e-05 | 66 | Commercial_2024_SC C_MW_Before Competition Groups_66 | Wall Insulation | 0.002122% | 0 | 0.0093613 | Commercial_2024_SC C_MW_Before Competition Groups_Wall Insulation
Commercial | Com ¦ Condensing Unit Heaters or other Efficient Unit Heating System | 2024 | SC C | MW | Before Competition Groups | 0.0088584 | 0 | 0 | 441.063 | 2.0084e-05 | 67 | Commercial_2024_SC C_MW_Before Competition Groups_67 | Condensing Unit Heaters or other Efficient Unit Heating System | 0.002008% | 0 | 0.0088584 | Commercial_2024_SC C_MW_Before Competition Groups_Condensing Unit Heaters or other Efficient Unit Heating System
Commercial | Com ¦ VSD Air Compressor | 2024 | SC C | MW | Before Competition Groups | 0.0072203 | 0 | 0 | 441.063 | 1.637e-05 | 68 | Commercial_2024_SC C_MW_Before Competition Groups_68 | VSD Air Compressor | 0.001637% | 0 | 0.0072203 | Commercial_2024_SC C_MW_Before Competition Groups_VSD Air Compressor
Commercial | Com ¦ Air Curtains | 2024 | SC C | MW | Before Competition Groups | 0.0071573 | 0 | 0 | 441.063 | 1.6227e-05 | 69 | Commercial_2024_SC C_MW_Before Competition Groups_69 | Air Curtains | 0.001623% | 0 | 0.0071573 | Commercial_2024_SC C_MW_Before Competition Groups_Air Curtains
Commercial | Com ¦ Room AC (w/ louvered sides) 14 SEER from 12 SEER code | 2024 | SC C | MW | Before Competition Groups | 0.0032394 | 0 | 0 | 441.063 | 7.3445e-06 | 70 | Commercial_2024_SC C_MW_Before Competition Groups_70 | Room AC (w/ louvered sides) 14 SEER from 12 SEER code | 0.0007344% | 0 | 0.0032394 | Commercial_2024_SC C_MW_Before Competition Groups_Room AC (w/ louvered sides) 14 SEER from 12 SEER code
Commercial | Com ¦ Energy Recovery Ventilation and Ventilation (Enhanced) | 2024 | SC C | MW | Before Competition Groups | 0.0017389 | 0 | 0 | 441.063 | 3.9425e-06 | 71 | Commercial_2024_SC C_MW_Before Competition Groups_71 | Energy Recovery Ventilation and Ventilation (Enhanced) | 0.0003943% | 0 | 0.0017389 | Commercial_2024_SC C_MW_Before Competition Groups_Energy Recovery Ventilation and Ventilation (Enhanced)
Commercial | Com ¦ EC Plug Fan for Data Center (under cabinet) | 2024 | SC C | MW | Before Competition Groups | 0.00068088 | 0 | 0 | 441.063 | 1.5437e-06 | 72 | Commercial_2024_SC C_MW_Before Competition Groups_72 | EC Plug Fan for Data Center (under cabinet) | 0.0001544% | 0 | 0.00068088 | Commercial_2024_SC C_MW_Before Competition Groups_EC Plug Fan for Data Center (under cabinet)
Commercial | Com ¦ Networked/Connected - High Impact Application | 2024 | SC C | MW | Before Competition Groups | 0.00024522 | 0 | 0 | 441.063 | 5.5598e-07 | 73 | Commercial_2024_SC C_MW_Before Competition Groups_73 | Networked/Connected - High Impact Application | 5.56e-05% | 0 | 0.00024522 | Commercial_2024_SC C_MW_Before Competition Groups_Networked/Connected - High Impact Application
Commercial | Com ¦ Electric Convection Combination Ovens | 2024 | SC C | MW | Before Competition Groups | 0.00013438 | 0 | 0 | 441.063 | 3.0467e-07 | 74 | Commercial_2024_SC C_MW_Before Competition Groups_74 | Electric Convection Combination Ovens | 3.047e-05% | 0 | 0.00013438 | Commercial_2024_SC C_MW_Before Competition Groups_Electric Convection Combination Ovens
Commercial | Com ¦ Networked/Connected - Low Impact Application | 2024 | SC C | MW | Before Competition Groups | 1.1911e-05 | 0 | 0 | 441.063 | 2.7005e-08 | 75 | Commercial_2024_SC C_MW_Before Competition Groups_75 | Networked/Connected - Low Impact Application | 2.701e-06% | 0 | 1.1911e-05 | Commercial_2024_SC C_MW_Before Competition Groups_Networked/Connected - Low Impact Application
Commercial | Com ¦ High Efficiency Small Instantaneous Water Heater | 2024 | SC C | MW | Before Competition Groups | 1.0498e-05 | 0 | 0 | 441.063 | 2.3801e-08 | 76 | Commercial_2024_SC C_MW_Before Competition Groups_76 | High Efficiency Small Instantaneous Water Heater | 2.38e-06% | 0 | 1.0498e-05 | Commercial_2024_SC C_MW_Before Competition Groups_High Efficiency Small Instantaneous Water Heater
Commercial | Com ¦ Efficient compressor motor | 2024 | SC C | MW | Before Competition Groups | 0 | 0 | 0 | 441.063 | 0 | 77 | Commercial_2024_SC C_MW_Before Competition Groups_77 | Efficient compressor motor | 0% | 0 | 0 | Commercial_2024_SC C_MW_Before Competition Groups_Efficient compressor motor
Commercial | Com ¦ Indoor Daylight Sensors/Photocell Dimming Control | 2024 | SC C | MW | Before Competition Groups | 0 | 0 | 0 | 441.063 | 0 | 78 | Commercial_2024_SC C_MW_Before Competition Groups_78 | Indoor Daylight Sensors/Photocell Dimming Control | 0% | 0 | 0 | Commercial_2024_SC C_MW_Before Competition Groups_Indoor Daylight Sensors/Photocell Dimming Control
Commercial | Com ¦ LED RECESSED DOWNLIGHTS | 2024 | SC C | MW | Before Competition Groups | 0 | 0 | 0 | 441.063 | 0 | 79 | Commercial_2024_SC C_MW_Before Competition Groups_79 | LED RECESSED DOWNLIGHTS | 0% | 0 | 0 | Commercial_2024_SC C_MW_Before Competition Groups_LED RECESSED DOWNLIGHTS
Commercial | Com ¦ Variable Refrigerant Flow Heat Pump | 2024 | SC C | MW | Before Competition Groups | 0 | 0 | 0 | 441.063 | 0 | 80 | Commercial_2024_SC C_MW_Before Competition Groups_80 | Variable Refrigerant Flow Heat Pump | 0% | 0 | 0 | Commercial_2024_SC C_MW_Before Competition Groups_Variable Refrigerant Flow Heat Pump
Commercial | Com ¦ ENERGY STAR LED LAMPS (REFLECTOR LAMPs/MR16/PAR 16) | 2024 | SC D | MW | Before Competition Groups | 77.1399 | 0 | 0 | 409.399 | 0.18842 | 1 | Commercial_2024_SC D_MW_Before Competition Groups_1 | ENERGY STAR LED LAMPS (REFLECTOR LAMPs/MR16/PAR 16) | 18.84% | 0 | 77.1399 | Commercial_2024_SC D_MW_Before Competition Groups_ENERGY STAR LED LAMPS (REFLECTOR LAMPs/MR16/PAR 16)
Commercial | Com ¦ LED Low/High Bay | 2024 | SC D | MW | Before Competition Groups | 44.2227 | 0 | 0 | 409.399 | 0.10802 | 2 | Commercial_2024_SC D_MW_Before Competition Groups_2 | LED Low/High Bay | 10.8% | 0 | 44.2227 | Commercial_2024_SC D_MW_Before Competition Groups_LED Low/High Bay
Commercial | Com ¦ LED Troffer/Surface/Suspended | 2024 | SC D | MW | Before Competition Groups | 40.3982 | 0 | 0 | 409.399 | 0.098677 | 3 | Commercial_2024_SC D_MW_Before Competition Groups_3 | LED Troffer/Surface/Suspended | 9.868% | 0 | 40.3982 | Commercial_2024_SC D_MW_Before Competition Groups_LED Troffer/Surface/Suspended
Commercial | Com ¦ LED Replacement Lamp (Tube) | 2024 | SC D | MW | Before Competition Groups | 35.1654 | 0 | 0 | 409.399 | 0.085895 | 4 | Commercial_2024_SC D_MW_Before Competition Groups_4 | LED Replacement Lamp (Tube) | 8.59% | 0 | 35.1654 | Commercial_2024_SC D_MW_Before Competition Groups_LED Replacement Lamp (Tube)
Commercial | Com ¦ High Efficiency Air Source Heat Pump | 2024 | SC D | MW | Before Competition Groups | 26.2222 | 0 | 0 | 409.399 | 0.064051 | 5 | Commercial_2024_SC D_MW_Before Competition Groups_5 | High Efficiency Air Source Heat Pump | 6.405% | 0 | 26.2222 | Commercial_2024_SC D_MW_Before Competition Groups_High Efficiency Air Source Heat Pump
Commercial | Com ¦ Building Recommissioning, Operations and Maintenance (O&M) Improvements | 2024 | SC D | MW | Before Competition Groups | 20.0361 | 0 | 0 | 409.399 | 0.04894 | 6 | Commercial_2024_SC D_MW_Before Competition Groups_6 | Building Recommissioning, Operations and Maintenance (O&M) Improvements | 4.894% | 0 | 20.0361 | Commercial_2024_SC D_MW_Before Competition Groups_Building Recommissioning, Operations and Maintenance (O&M) Improvements
Commercial | Com ¦ Education and Capacity Building/Energy Behavior | 2024 | SC D | MW | Before Competition Groups | 17.3909 | 0 | 0 | 409.399 | 0.042479 | 7 | Commercial_2024_SC D_MW_Before Competition Groups_7 | Education and Capacity Building/Energy Behavior | 4.248% | 0 | 17.3909 | Commercial_2024_SC D_MW_Before Competition Groups_Education and Capacity Building/Energy Behavior
Commercial | Com ¦ Data Center Storage/Server Virtualization | 2024 | SC D | MW | Before Competition Groups | 15.3685 | 0 | 0 | 409.399 | 0.037539 | 8 | Commercial_2024_SC D_MW_Before Competition Groups_8 | Data Center Storage/Server Virtualization | 3.754% | 0 | 15.3685 | Commercial_2024_SC D_MW_Before Competition Groups_Data Center Storage/Server Virtualization
Commercial | Com ¦ Advanced BAS/Controllers | 2024 | SC D | MW | Before Competition Groups | 12.9373 | 0 | 0 | 409.399 | 0.031601 | 9 | Commercial_2024_SC D_MW_Before Competition Groups_9 | Advanced BAS/Controllers | 3.16% | 0 | 12.9373 | Commercial_2024_SC D_MW_Before Competition Groups_Advanced BAS/Controllers
Commercial | Com ¦ ENERGY STAR LED LAMPS (General Service Lamps) | 2024 | SC D | MW | Before Competition Groups | 10.753 | 0 | 0 | 409.399 | 0.026265 | 10 | Commercial_2024_SC D_MW_Before Competition Groups_10 | ENERGY STAR LED LAMPS (General Service Lamps) | 2.627% | 0 | 10.753 | Commercial_2024_SC D_MW_Before Competition Groups_ENERGY STAR LED LAMPS (General Service Lamps)
Commercial | Com ¦ Reach-in Shaded Pole to ECM/PSC Evaporator Fan Motor | 2024 | SC D | MW | Before Competition Groups | 10.262 | 0 | 0 | 409.399 | 0.025066 | 11 | Commercial_2024_SC D_MW_Before Competition Groups_11 | Reach-in Shaded Pole to ECM/PSC Evaporator Fan Motor | 2.507% | 0 | 10.262 | Commercial_2024_SC D_MW_Before Competition Groups_Reach-in Shaded Pole to ECM/PSC Evaporator Fan Motor
Commercial | Com ¦ Unitary Air-Conditioning Unit | 2024 | SC D | MW | Before Competition Groups | 9.966 | 0 | 0 | 409.399 | 0.024343 | 12 | Commercial_2024_SC D_MW_Before Competition Groups_12 | Unitary Air-Conditioning Unit | 2.434% | 0 | 9.966 | Commercial_2024_SC D_MW_Before Competition Groups_Unitary Air-Conditioning Unit
Commercial | Com ¦ LED or Equivalent Sign Lighting | 2024 | SC D | MW | Before Competition Groups | 9.773 | 0 | 0 | 409.399 | 0.023872 | 13 | Commercial_2024_SC D_MW_Before Competition Groups_13 | LED or Equivalent Sign Lighting | 2.387% | 0 | 9.773 | Commercial_2024_SC D_MW_Before Competition Groups_LED or Equivalent Sign Lighting
Commercial | Com ¦ Adaptive Thermostats | 2024 | SC D | MW | Before Competition Groups | 8.02 | 0 | 0 | 409.399 | 0.01959 | 14 | Commercial_2024_SC D_MW_Before Competition Groups_14 | Adaptive Thermostats | 1.959% | 0 | 8.02 | Commercial_2024_SC D_MW_Before Competition Groups_Adaptive Thermostats
Commercial | Com ¦ Strip Curtains | 2024 | SC D | MW | Before Competition Groups | 7.217 | 0 | 0 | 409.399 | 0.017628 | 15 | Commercial_2024_SC D_MW_Before Competition Groups_15 | Strip Curtains | 1.763% | 0 | 7.217 | Commercial_2024_SC D_MW_Before Competition Groups_Strip Curtains
Commercial | Com ¦ Chilled Water Optimization | 2024 | SC D | MW | Before Competition Groups | 6.5981 | 0 | 0 | 409.399 | 0.016117 | 16 | Commercial_2024_SC D_MW_Before Competition Groups_16 | Chilled Water Optimization | 1.612% | 0 | 6.5981 | Commercial_2024_SC D_MW_Before Competition Groups_Chilled Water Optimization
Commercial | Com ¦ Furnace Tune-Up | 2024 | SC D | MW | Before Competition Groups | 5.5958 | 0 | 0 | 409.399 | 0.013668 | 17 | Commercial_2024_SC D_MW_Before Competition Groups_17 | Furnace Tune-Up | 1.367% | 0 | 5.5958 | Commercial_2024_SC D_MW_Before Competition Groups_Furnace Tune-Up
Commercial | Com ¦ Refrigerated Display Case Doors | 2024 | SC D | MW | Before Competition Groups | 4.6293 | 0 | 0 | 409.399 | 0.011307 | 18 | Commercial_2024_SC D_MW_Before Competition Groups_18 | Refrigerated Display Case Doors | 1.131% | 0 | 4.6293 | Commercial_2024_SC D_MW_Before Competition Groups_Refrigerated Display Case Doors
Commercial | Com ¦ Centrally controlled desktop PC/NETWORK PC POWER MANAGEMENT SOFTWARE | 2024 | SC D | MW | Before Competition Groups | 4.5482 | 0 | 0 | 409.399 | 0.01111 | 19 | Commercial_2024_SC D_MW_Before Competition Groups_19 | Centrally controlled desktop PC/NETWORK PC POWER MANAGEMENT SOFTWARE | 1.111% | 0 | 4.5482 | Commercial_2024_SC D_MW_Before Competition Groups_Centrally controlled desktop PC/NETWORK PC POWER MANAGEMENT SOFTWARE
Commercial | Com ¦ Variable Frequency Drive (VFD) | 2024 | SC D | MW | Before Competition Groups | 3.8288 | 0 | 0 | 409.399 | 0.0093524 | 20 | Commercial_2024_SC D_MW_Before Competition Groups_20 | Variable Frequency Drive (VFD) | 0.9352% | 0 | 3.8288 | Commercial_2024_SC D_MW_Before Competition Groups_Variable Frequency Drive (VFD)
Commercial | Com ¦ LED parking lot fixture | 2024 | SC D | MW | Before Competition Groups | 3.6928 | 0 | 0 | 409.399 | 0.00902 | 21 | Commercial_2024_SC D_MW_Before Competition Groups_21 | LED parking lot fixture | 0.902% | 0 | 3.6928 | Commercial_2024_SC D_MW_Before Competition Groups_LED parking lot fixture
Commercial | Com ¦ LED EXTERIOR AREA LIGHTS - LED fixture (200W) | 2024 | SC D | MW | Before Competition Groups | 3.5954 | 0 | 0 | 409.399 | 0.0087821 | 22 | Commercial_2024_SC D_MW_Before Competition Groups_22 | LED EXTERIOR AREA LIGHTS - LED fixture (200W) | 0.8782% | 0 | 3.5954 | Commercial_2024_SC D_MW_Before Competition Groups_LED EXTERIOR AREA LIGHTS - LED fixture (200W)
Commercial | Com ¦ VFD on Pumps | 2024 | SC D | MW | Before Competition Groups | 3.5541 | 0 | 0 | 409.399 | 0.0086812 | 23 | Commercial_2024_SC D_MW_Before Competition Groups_23 | VFD on Pumps | 0.8681% | 0 | 3.5541 | Commercial_2024_SC D_MW_Before Competition Groups_VFD on Pumps
Commercial | Com ¦ Demand Control Ventilation | 2024 | SC D | MW | Before Competition Groups | 3.3697 | 0 | 0 | 409.399 | 0.0082309 | 24 | Commercial_2024_SC D_MW_Before Competition Groups_24 | Demand Control Ventilation | 0.8231% | 0 | 3.3697 | Commercial_2024_SC D_MW_Before Competition Groups_Demand Control Ventilation
Commercial | Com ¦ Refrigerated Display Case LED | 2024 | SC D | MW | Before Competition Groups | 3.3619 | 0 | 0 | 409.399 | 0.0082119 | 25 | Commercial_2024_SC D_MW_Before Competition Groups_25 | Refrigerated Display Case LED | 0.8212% | 0 | 3.3619 | Commercial_2024_SC D_MW_Before Competition Groups_Refrigerated Display Case LED
Commercial | Com ¦ ENERGY STAR Griddle (74% eff) | 2024 | SC D | MW | Before Competition Groups | 2.012 | 0 | 0 | 409.399 | 0.0049144 | 26 | Commercial_2024_SC D_MW_Before Competition Groups_26 | ENERGY STAR Griddle (74% eff) | 0.4914% | 0 | 2.012 | Commercial_2024_SC D_MW_Before Competition Groups_ENERGY STAR Griddle (74% eff)
Commercial | Com ¦ ECM MOTORS FOR EVAPORATOR FANS for refrigeration (WALK-IN) | 2024 | SC D | MW | Before Competition Groups | 1.9961 | 0 | 0 | 409.399 | 0.0048758 | 27 | Commercial_2024_SC D_MW_Before Competition Groups_27 | ECM MOTORS FOR EVAPORATOR FANS for refrigeration (WALK-IN) | 0.4876% | 0 | 1.9961 | Commercial_2024_SC D_MW_Before Competition Groups_ECM MOTORS FOR EVAPORATOR FANS for refrigeration (WALK-IN)
Commercial | Com ¦ Evaporator Fan Controls | 2024 | SC D | MW | Before Competition Groups | 1.6961 | 0 | 0 | 409.399 | 0.0041429 | 28 | Commercial_2024_SC D_MW_Before Competition Groups_28 | Evaporator Fan Controls | 0.4143% | 0 | 1.6961 | Commercial_2024_SC D_MW_Before Competition Groups_Evaporator Fan Controls
Commercial | Com ¦ Air Handler with Dedicated Outdoor Air Systems | 2024 | SC D | MW | Before Competition Groups | 1.6788 | 0 | 0 | 409.399 | 0.0041006 | 29 | Commercial_2024_SC D_MW_Before Competition Groups_29 | Air Handler with Dedicated Outdoor Air Systems | 0.4101% | 0 | 1.6788 | Commercial_2024_SC D_MW_Before Competition Groups_Air Handler with Dedicated Outdoor Air Systems
Commercial | Com ¦ LED street light fixture | 2024 | SC D | MW | Before Competition Groups | 1.6059 | 0 | 0 | 409.399 | 0.0039227 | 30 | Commercial_2024_SC D_MW_Before Competition Groups_30 | LED street light fixture | 0.3923% | 0 | 1.6059 | Commercial_2024_SC D_MW_Before Competition Groups_LED street light fixture
Commercial | Com ¦ Demand Control Kitchen Ventilation | 2024 | SC D | MW | Before Competition Groups | 1.418 | 0 | 0 | 409.399 | 0.0034636 | 31 | Commercial_2024_SC D_MW_Before Competition Groups_31 | Demand Control Kitchen Ventilation | 0.3464% | 0 | 1.418 | Commercial_2024_SC D_MW_Before Competition Groups_Demand Control Kitchen Ventilation
Commercial | Com ¦ Occupancy Sensors | 2024 | SC D | MW | Before Competition Groups | 1.3107 | 0 | 0 | 409.399 | 0.0032014 | 32 | Commercial_2024_SC D_MW_Before Competition Groups_32 | Occupancy Sensors | 0.3201% | 0 | 1.3107 | Commercial_2024_SC D_MW_Before Competition Groups_Occupancy Sensors
Commercial | Com ¦ Freezer Case Light Sensor | 2024 | SC D | MW | Before Competition Groups | 1.2194 | 0 | 0 | 409.399 | 0.0029785 | 33 | Commercial_2024_SC D_MW_Before Competition Groups_33 | Freezer Case Light Sensor | 0.2979% | 0 | 1.2194 | Commercial_2024_SC D_MW_Before Competition Groups_Freezer Case Light Sensor
Commercial | Com ¦ Duct Insulation, R8 | 2024 | SC D | MW | Before Competition Groups | 1.0329 | 0 | 0 | 409.399 | 0.0025229 | 34 | Commercial_2024_SC D_MW_Before Competition Groups_34 | Duct Insulation, R8 | 0.2523% | 0 | 1.0329 | Commercial_2024_SC D_MW_Before Competition Groups_Duct Insulation, R8
Commercial | Com ¦ Water Source Heat Pump (4 ton) | 2024 | SC D | MW | Before Competition Groups | 0.78887 | 0 | 0 | 409.399 | 0.0019269 | 35 | Commercial_2024_SC D_MW_Before Competition Groups_35 | Water Source Heat Pump (4 ton) | 0.1927% | 0 | 0.78887 | Commercial_2024_SC D_MW_Before Competition Groups_Water Source Heat Pump (4 ton)
Commercial | Com ¦ Door Gasket Freezer/Refrigerator | 2024 | SC D | MW | Before Competition Groups | 0.75835 | 0 | 0 | 409.399 | 0.0018524 | 36 | Commercial_2024_SC D_MW_Before Competition Groups_36 | Door Gasket Freezer/Refrigerator | 0.1852% | 0 | 0.75835 | Commercial_2024_SC D_MW_Before Competition Groups_Door Gasket Freezer/Refrigerator
Commercial | Com ¦ Temperature Adjustment in Commercial Freezers | 2024 | SC D | MW | Before Competition Groups | 0.62074 | 0 | 0 | 409.399 | 0.0015162 | 37 | Commercial_2024_SC D_MW_Before Competition Groups_37 | Temperature Adjustment in Commercial Freezers | 0.1516% | 0 | 0.62074 | Commercial_2024_SC D_MW_Before Competition Groups_Temperature Adjustment in Commercial Freezers
Commercial | Com ¦ ENERGY STAR Fryer (84% eff) | 2024 | SC D | MW | Before Competition Groups | 0.58193 | 0 | 0 | 409.399 | 0.0014214 | 38 | Commercial_2024_SC D_MW_Before Competition Groups_38 | ENERGY STAR Fryer (84% eff) | 0.1421% | 0 | 0.58193 | Commercial_2024_SC D_MW_Before Competition Groups_ENERGY STAR Fryer (84% eff)
Commercial | Com ¦ Elec Storage WH 2.30 Et | 2024 | SC D | MW | Before Competition Groups | 0.53915 | 0 | 0 | 409.399 | 0.0013169 | 39 | Commercial_2024_SC D_MW_Before Competition Groups_39 | Elec Storage WH 2.30 Et | 0.1317% | 0 | 0.53915 | Commercial_2024_SC D_MW_Before Competition Groups_Elec Storage WH 2.30 Et
Commercial | Com ¦ BEVERAGE VENDING MACHINE CONTROLS | 2024 | SC D | MW | Before Competition Groups | 0.52028 | 0 | 0 | 409.399 | 0.0012708 | 40 | Commercial_2024_SC D_MW_Before Competition Groups_40 | BEVERAGE VENDING MACHINE CONTROLS | 0.1271% | 0 | 0.52028 | Commercial_2024_SC D_MW_Before Competition Groups_BEVERAGE VENDING MACHINE CONTROLS
Commercial | Com ¦ Vertical Night Covers | 2024 | SC D | MW | Before Competition Groups | 0.48859 | 0 | 0 | 409.399 | 0.0011934 | 41 | Commercial_2024_SC D_MW_Before Competition Groups_41 | Vertical Night Covers | 0.1193% | 0 | 0.48859 | Commercial_2024_SC D_MW_Before Competition Groups_Vertical Night Covers
Commercial | Com ¦ Thermostat Setback | 2024 | SC D | MW | Before Competition Groups | 0.47008 | 0 | 0 | 409.399 | 0.0011482 | 42 | Commercial_2024_SC D_MW_Before Competition Groups_42 | Thermostat Setback | 0.1148% | 0 | 0.47008 | Commercial_2024_SC D_MW_Before Competition Groups_Thermostat Setback
Commercial | Com ¦ Outside Air Economizer | 2024 | SC D | MW | Before Competition Groups | 0.44878 | 0 | 0 | 409.399 | 0.0010962 | 43 | Commercial_2024_SC D_MW_Before Competition Groups_43 | Outside Air Economizer | 0.1096% | 0 | 0.44878 | Commercial_2024_SC D_MW_Before Competition Groups_Outside Air Economizer
Commercial | Com ¦ CO Sensors for parking garage exhaust fans | 2024 | SC D | MW | Before Competition Groups | 0.41084 | 0 | 0 | 409.399 | 0.0010035 | 44 | Commercial_2024_SC D_MW_Before Competition Groups_44 | CO Sensors for parking garage exhaust fans | 0.1004% | 0 | 0.41084 | Commercial_2024_SC D_MW_Before Competition Groups_CO Sensors for parking garage exhaust fans
Commercial | Com ¦ Energy Efficient Laboratory Fume Hood | 2024 | SC D | MW | Before Competition Groups | 0.39364 | 0 | 0 | 409.399 | 0.0009615 | 45 | Commercial_2024_SC D_MW_Before Competition Groups_45 | Energy Efficient Laboratory Fume Hood | 0.09615% | 0 | 0.39364 | Commercial_2024_SC D_MW_Before Competition Groups_Energy Efficient Laboratory Fume Hood
Commercial | Com ¦ Water Heating (DHW) Pipe Insulation (Add 3/4\ Foam)" | 2024 | SC D | MW | Before Competition Groups | 0.37354 | 0 | 0 | 409.399 | 0.00091241 | 46 | Commercial_2024_SC D_MW_Before Competition Groups_46 | Water Heating (DHW) Pipe Insulation (Add 3/4\ Foam)" | 0.09124% | 0 | 0.37354 | Commercial_2024_SC D_MW_Before Competition Groups_Water Heating (DHW) Pipe Insulation (Add 3/4\ Foam)"
Commercial | Com ¦ ENERGY STAR Steam Cookers | 2024 | SC D | MW | Before Competition Groups | 0.37218 | 0 | 0 | 409.399 | 0.00090909 | 47 | Commercial_2024_SC D_MW_Before Competition Groups_47 | ENERGY STAR Steam Cookers | 0.09091% | 0 | 0.37218 | Commercial_2024_SC D_MW_Before Competition Groups_ENERGY STAR Steam Cookers
Commercial | Com ¦ Suction Pipe Insulation Freezer/Refrigerator | 2024 | SC D | MW | Before Competition Groups | 0.2458 | 0 | 0 | 409.399 | 0.0006004 | 48 | Commercial_2024_SC D_MW_Before Competition Groups_48 | Suction Pipe Insulation Freezer/Refrigerator | 0.06004% | 0 | 0.2458 | Commercial_2024_SC D_MW_Before Competition Groups_Suction Pipe Insulation Freezer/Refrigerator
Commercial | Com ¦ ENERGY STAR Dishwasher | 2024 | SC D | MW | Before Competition Groups | 0.23356 | 0 | 0 | 409.399 | 0.00057049 | 49 | Commercial_2024_SC D_MW_Before Competition Groups_49 | ENERGY STAR Dishwasher | 0.05705% | 0 | 0.23356 | Commercial_2024_SC D_MW_Before Competition Groups_ENERGY STAR Dishwasher
Commercial | Com ¦ Ozone Laundry Treatment | 2024 | SC D | MW | Before Competition Groups | 0.089483 | 0 | 0 | 409.399 | 0.00021857 | 50 | Commercial_2024_SC D_MW_Before Competition Groups_50 | Ozone Laundry Treatment | 0.02186% | 0 | 0.089483 | Commercial_2024_SC D_MW_Before Competition Groups_Ozone Laundry Treatment
Commercial | Com ¦ ECM MOTORS FOR HVAC APPLICATION (FAN-POWERED VAV BOX) | 2024 | SC D | MW | Before Competition Groups | 0.05729 | 0 | 0 | 409.399 | 0.00013994 | 51 | Commercial_2024_SC D_MW_Before Competition Groups_51 | ECM MOTORS FOR HVAC APPLICATION (FAN-POWERED VAV BOX) | 0.01399% | 0 | 0.05729 | Commercial_2024_SC D_MW_Before Competition Groups_ECM MOTORS FOR HVAC APPLICATION (FAN-POWERED VAV BOX)
Commercial | COM ¦ Ductless Mini-Split Heat Pumps | 2024 | SC D | MW | Before Competition Groups | 0.05081 | 0 | 0 | 409.399 | 0.00012411 | 52 | Commercial_2024_SC D_MW_Before Competition Groups_52 | Ductless Mini-Split Heat Pumps | 0.01241% | 0 | 0.05081 | Commercial_2024_SC D_MW_Before Competition Groups_Ductless Mini-Split Heat Pumps
Commercial | Com ¦ HVAC Optimization | 2024 | SC D | MW | Before Competition Groups | 0.050639 | 0 | 0 | 409.399 | 0.00012369 | 53 | Commercial_2024_SC D_MW_Before Competition Groups_53 | HVAC Optimization | 0.01237% | 0 | 0.050639 | Commercial_2024_SC D_MW_Before Competition Groups_HVAC Optimization
Commercial | Com ¦ CEE Tier 2/Energy Star Clothes Washers | 2024 | SC D | MW | Before Competition Groups | 0.049663 | 0 | 0 | 409.399 | 0.00012131 | 54 | Commercial_2024_SC D_MW_Before Competition Groups_54 | CEE Tier 2/Energy Star Clothes Washers | 0.01213% | 0 | 0.049663 | Commercial_2024_SC D_MW_Before Competition Groups_CEE Tier 2/Energy Star Clothes Washers
Commercial | Com ¦ Condensing Make Up Air Unit | 2024 | SC D | MW | Before Competition Groups | 0.042613 | 0 | 0 | 409.399 | 0.00010409 | 55 | Commercial_2024_SC D_MW_Before Competition Groups_55 | Condensing Make Up Air Unit | 0.01041% | 0 | 0.042613 | Commercial_2024_SC D_MW_Before Competition Groups_Condensing Make Up Air Unit
Commercial | Com ¦ Low Flow Pre-Rinse Spray Nozzle | 2024 | SC D | MW | Before Competition Groups | 0.030255 | 0 | 0 | 409.399 | 7.3901e-05 | 56 | Commercial_2024_SC D_MW_Before Competition Groups_56 | Low Flow Pre-Rinse Spray Nozzle | 0.00739% | 0 | 0.030255 | Commercial_2024_SC D_MW_Before Competition Groups_Low Flow Pre-Rinse Spray Nozzle
Commercial | Com ¦ Auto Off Time Switch or Time Clock control | 2024 | SC D | MW | Before Competition Groups | 0.028392 | 0 | 0 | 409.399 | 6.935e-05 | 57 | Commercial_2024_SC D_MW_Before Competition Groups_57 | Auto Off Time Switch or Time Clock control | 0.006935% | 0 | 0.028392 | Commercial_2024_SC D_MW_Before Competition Groups_Auto Off Time Switch or Time Clock control
Commercial | Com ¦ Demand controlled Circulating Systems | 2024 | SC D | MW | Before Competition Groups | 0.026372 | 0 | 0 | 409.399 | 6.4416e-05 | 58 | Commercial_2024_SC D_MW_Before Competition Groups_58 | Demand controlled Circulating Systems | 0.006442% | 0 | 0.026372 | Commercial_2024_SC D_MW_Before Competition Groups_Demand controlled Circulating Systems
Commercial | Com ¦ PTAC (12 EER/10,000 BTU) | 2024 | SC D | MW | Before Competition Groups | 0.025846 | 0 | 0 | 409.399 | 6.3132e-05 | 59 | Commercial_2024_SC D_MW_Before Competition Groups_59 | PTAC (12 EER/10,000 BTU) | 0.006313% | 0 | 0.025846 | Commercial_2024_SC D_MW_Before Competition Groups_PTAC (12 EER/10,000 BTU)
Commercial | Com ¦ Notched V belts for HVAC Systems | 2024 | SC D | MW | Before Competition Groups | 0.016217 | 0 | 0 | 409.399 | 3.9611e-05 | 60 | Commercial_2024_SC D_MW_Before Competition Groups_60 | Notched V belts for HVAC Systems | 0.003961% | 0 | 0.016217 | Commercial_2024_SC D_MW_Before Competition Groups_Notched V belts for HVAC Systems
Commercial | Com ¦ Commercial Hot Food Holding Cabinets | 2024 | SC D | MW | Before Competition Groups | 0.014044 | 0 | 0 | 409.399 | 3.4304e-05 | 61 | Commercial_2024_SC D_MW_Before Competition Groups_61 | Commercial Hot Food Holding Cabinets | 0.00343% | 0 | 0.014044 | Commercial_2024_SC D_MW_Before Competition Groups_Commercial Hot Food Holding Cabinets
Commercial | Com ¦ Solar Water Preheat (Pools/DHW) | 2024 | SC D | MW | Before Competition Groups | 0.012175 | 0 | 0 | 409.399 | 2.9738e-05 | 62 | Commercial_2024_SC D_MW_Before Competition Groups_62 | Solar Water Preheat (Pools/DHW) | 0.002974% | 0 | 0.012175 | Commercial_2024_SC D_MW_Before Competition Groups_Solar Water Preheat (Pools/DHW)
Commercial | Com ¦ Condensing Unit Heaters or other Efficient Unit Heating System | 2024 | SC D | MW | Before Competition Groups | 0.008822 | 0 | 0 | 409.399 | 2.1549e-05 | 63 | Commercial_2024_SC D_MW_Before Competition Groups_63 | Condensing Unit Heaters or other Efficient Unit Heating System | 0.002155% | 0 | 0.008822 | Commercial_2024_SC D_MW_Before Competition Groups_Condensing Unit Heaters or other Efficient Unit Heating System
Commercial | Com ¦ Wall Insulation | 2024 | SC D | MW | Before Competition Groups | 0.0084559 | 0 | 0 | 409.399 | 2.0655e-05 | 64 | Commercial_2024_SC D_MW_Before Competition Groups_64 | Wall Insulation | 0.002065% | 0 | 0.0084559 | Commercial_2024_SC D_MW_Before Competition Groups_Wall Insulation
Commercial | Com ¦ VSD Air Compressor | 2024 | SC D | MW | Before Competition Groups | 0.0072203 | 0 | 0 | 409.399 | 1.7636e-05 | 65 | Commercial_2024_SC D_MW_Before Competition Groups_65 | VSD Air Compressor | 0.001764% | 0 | 0.0072203 | Commercial_2024_SC D_MW_Before Competition Groups_VSD Air Compressor
Commercial | Com ¦ Air Curtains | 2024 | SC D | MW | Before Competition Groups | 0.0062824 | 0 | 0 | 409.399 | 1.5345e-05 | 66 | Commercial_2024_SC D_MW_Before Competition Groups_66 | Air Curtains | 0.001535% | 0 | 0.0062824 | Commercial_2024_SC D_MW_Before Competition Groups_Air Curtains
Commercial | Com ¦ High Efficiency Chiller (avg of water and air cooled) | 2024 | SC D | MW | Before Competition Groups | 0.0060031 | 0 | 0 | 409.399 | 1.4663e-05 | 67 | Commercial_2024_SC D_MW_Before Competition Groups_67 | High Efficiency Chiller (avg of water and air cooled) | 0.001466% | 0 | 0.0060031 | Commercial_2024_SC D_MW_Before Competition Groups_High Efficiency Chiller (avg of water and air cooled)
Commercial | Com ¦ Room AC (w/ louvered sides) 14 SEER from 12 SEER code | 2024 | SC D | MW | Before Competition Groups | 0.0032364 | 0 | 0 | 409.399 | 7.9052e-06 | 68 | Commercial_2024_SC D_MW_Before Competition Groups_68 | Room AC (w/ louvered sides) 14 SEER from 12 SEER code | 0.0007905% | 0 | 0.0032364 | Commercial_2024_SC D_MW_Before Competition Groups_Room AC (w/ louvered sides) 14 SEER from 12 SEER code
Commercial | Com ¦ Energy Recovery Ventilation and Ventilation (Enhanced) | 2024 | SC D | MW | Before Competition Groups | 0.0010797 | 0 | 0 | 409.399 | 2.6373e-06 | 69 | Commercial_2024_SC D_MW_Before Competition Groups_69 | Energy Recovery Ventilation and Ventilation (Enhanced) | 0.0002637% | 0 | 0.0010797 | Commercial_2024_SC D_MW_Before Competition Groups_Energy Recovery Ventilation and Ventilation (Enhanced)
Commercial | Com ¦ LLLC - High Impact Application | 2024 | SC D | MW | Before Competition Groups | 0.00076698 | 0 | 0 | 409.399 | 1.8734e-06 | 70 | Commercial_2024_SC D_MW_Before Competition Groups_70 | LLLC - High Impact Application | 0.0001873% | 0 | 0.00076698 | Commercial_2024_SC D_MW_Before Competition Groups_LLLC - High Impact Application
Commercial | Com ¦ EC Plug Fan for Data Center (under cabinet) | 2024 | SC D | MW | Before Competition Groups | 0.00061004 | 0 | 0 | 409.399 | 1.4901e-06 | 71 | Commercial_2024_SC D_MW_Before Competition Groups_71 | EC Plug Fan for Data Center (under cabinet) | 0.000149% | 0 | 0.00061004 | Commercial_2024_SC D_MW_Before Competition Groups_EC Plug Fan for Data Center (under cabinet)
Commercial | Com ¦ Electric Convection Combination Ovens | 2024 | SC D | MW | Before Competition Groups | 0.00013438 | 0 | 0 | 409.399 | 3.2823e-07 | 72 | Commercial_2024_SC D_MW_Before Competition Groups_72 | Electric Convection Combination Ovens | 3.282e-05% | 0 | 0.00013438 | Commercial_2024_SC D_MW_Before Competition Groups_Electric Convection Combination Ovens
Commercial | Com ¦ LLLC - Low Impact Application | 2024 | SC D | MW | Before Competition Groups | 2.3002e-05 | 0 | 0 | 409.399 | 5.6185e-08 | 73 | Commercial_2024_SC D_MW_Before Competition Groups_73 | LLLC - Low Impact Application | 5.619e-06% | 0 | 2.3002e-05 | Commercial_2024_SC D_MW_Before Competition Groups_LLLC - Low Impact Application
Commercial | Com ¦ High Efficiency Small Instantaneous Water Heater | 2024 | SC D | MW | Before Competition Groups | 9.6671e-06 | 0 | 0 | 409.399 | 2.3613e-08 | 74 | Commercial_2024_SC D_MW_Before Competition Groups_74 | High Efficiency Small Instantaneous Water Heater | 2.361e-06% | 0 | 9.6671e-06 | Commercial_2024_SC D_MW_Before Competition Groups_High Efficiency Small Instantaneous Water Heater
Commercial | Com ¦ Networked/Connected - High Impact Application | 2024 | SC D | MW | Before Competition Groups | 6.1271e-10 | 0 | 0 | 409.399 | 1.4966e-12 | 75 | Commercial_2024_SC D_MW_Before Competition Groups_75 | Networked/Connected - High Impact Application | 1.497e-10% | 0 | 6.1271e-10 | Commercial_2024_SC D_MW_Before Competition Groups_Networked/Connected - High Impact Application
Commercial | Com ¦ Networked/Connected - Low Impact Application | 2024 | SC D | MW | Before Competition Groups | 4.119e-23 | 0 | 0 | 409.399 | 1.0061e-25 | 76 | Commercial_2024_SC D_MW_Before Competition Groups_76 | Networked/Connected - Low Impact Application | 1.006e-23% | 0 | 4.119e-23 | Commercial_2024_SC D_MW_Before Competition Groups_Networked/Connected - Low Impact Application
Commercial | Com ¦ Efficient compressor motor | 2024 | SC D | MW | Before Competition Groups | 0 | 0 | 0 | 409.399 | 0 | 77 | Commercial_2024_SC D_MW_Before Competition Groups_77 | Efficient compressor motor | 0% | 0 | 0 | Commercial_2024_SC D_MW_Before Competition Groups_Efficient compressor motor
Commercial | Com ¦ Indoor Daylight Sensors/Photocell Dimming Control | 2024 | SC D | MW | Before Competition Groups | 0 | 0 | 0 | 409.399 | 0 | 78 | Commercial_2024_SC D_MW_Before Competition Groups_78 | Indoor Daylight Sensors/Photocell Dimming Control | 0% | 0 | 0 | Commercial_2024_SC D_MW_Before Competition Groups_Indoor Daylight Sensors/Photocell Dimming Control
Commercial | Com ¦ LED RECESSED DOWNLIGHTS | 2024 | SC D | MW | Before Competition Groups | 0 | 0 | 0 | 409.399 | 0 | 79 | Commercial_2024_SC D_MW_Before Competition Groups_79 | LED RECESSED DOWNLIGHTS | 0% | 0 | 0 | Commercial_2024_SC D_MW_Before Competition Groups_LED RECESSED DOWNLIGHTS
Commercial | Com ¦ Variable Refrigerant Flow Heat Pump | 2024 | SC D | MW | Before Competition Groups | 0 | 0 | 0 | 409.399 | 0 | 80 | Commercial_2024_SC D_MW_Before Competition Groups_80 | Variable Refrigerant Flow Heat Pump | 0% | 0 | 0 | Commercial_2024_SC D_MW_Before Competition Groups_Variable Refrigerant Flow Heat Pump
Commercial | Com ¦ Building Recommissioning, Operations and Maintenance (O&M) Improvements | 2024 | Technical | MW | Before Competition Groups | 279.8376 | 0 | 0 | 2737.4198 | 0.10223 | 1 | Commercial_2024_Technical_MW_Before Competition Groups_1 | Building Recommissioning, Operations and Maintenance (O&M) Improvements | 10.22% | 0 | 279.8376 | Commercial_2024_Technical_MW_Before Competition Groups_Building Recommissioning, Operations and Maintenance (O&M) Improvements
Commercial | Com ¦ Education and Capacity Building/Energy Behavior | 2024 | Technical | MW | Before Competition Groups | 252.2269 | 0 | 0 | 2737.4198 | 0.09214 | 2 | Commercial_2024_Technical_MW_Before Competition Groups_2 | Education and Capacity Building/Energy Behavior | 9.214% | 0 | 252.2269 | Commercial_2024_Technical_MW_Before Competition Groups_Education and Capacity Building/Energy Behavior
Commercial | Com ¦ LED Low/High Bay | 2024 | Technical | MW | Before Competition Groups | 201.193 | 0 | 0 | 2737.4198 | 0.073497 | 3 | Commercial_2024_Technical_MW_Before Competition Groups_3 | LED Low/High Bay | 7.35% | 0 | 201.193 | Commercial_2024_Technical_MW_Before Competition Groups_LED Low/High Bay
Commercial | Com ¦ LED Troffer/Surface/Suspended | 2024 | Technical | MW | Before Competition Groups | 149.8406 | 0 | 0 | 2737.4198 | 0.054738 | 4 | Commercial_2024_Technical_MW_Before Competition Groups_4 | LED Troffer/Surface/Suspended | 5.474% | 0 | 149.8406 | Commercial_2024_Technical_MW_Before Competition Groups_LED Troffer/Surface/Suspended
Commercial | Com ¦ LLLC - Low Impact Application | 2024 | Technical | MW | Before Competition Groups | 138.8511 | 0 | 0 | 2737.4198 | 0.050723 | 5 | Commercial_2024_Technical_MW_Before Competition Groups_5 | LLLC - Low Impact Application | 5.072% | 0 | 138.8511 | Commercial_2024_Technical_MW_Before Competition Groups_LLLC - Low Impact Application
Commercial | Com ¦ ENERGY STAR LED LAMPS (REFLECTOR LAMPs/MR16/PAR 16) | 2024 | Technical | MW | Before Competition Groups | 131.2126 | 0 | 0 | 2737.4198 | 0.047933 | 6 | Commercial_2024_Technical_MW_Before Competition Groups_6 | ENERGY STAR LED LAMPS (REFLECTOR LAMPs/MR16/PAR 16) | 4.793% | 0 | 131.2126 | Commercial_2024_Technical_MW_Before Competition Groups_ENERGY STAR LED LAMPS (REFLECTOR LAMPs/MR16/PAR 16)
Commercial | Com ¦ LLLC - High Impact Application | 2024 | Technical | MW | Before Competition Groups | 128.3247 | 0 | 0 | 2737.4198 | 0.046878 | 7 | Commercial_2024_Technical_MW_Before Competition Groups_7 | LLLC - High Impact Application | 4.688% | 0 | 128.3247 | Commercial_2024_Technical_MW_Before Competition Groups_LLLC - High Impact Application
Commercial | Com ¦ Central Lighting Control System | 2024 | Technical | MW | Before Competition Groups | 124.4761 | 0 | 0 | 2737.4198 | 0.045472 | 8 | Commercial_2024_Technical_MW_Before Competition Groups_8 | Central Lighting Control System | 4.547% | 0 | 124.4761 | Commercial_2024_Technical_MW_Before Competition Groups_Central Lighting Control System
Commercial | Com ¦ Networked/Connected - Low Impact Application | 2024 | Technical | MW | Before Competition Groups | 117.6737 | 0 | 0 | 2737.4198 | 0.042987 | 9 | Commercial_2024_Technical_MW_Before Competition Groups_9 | Networked/Connected - Low Impact Application | 4.299% | 0 | 117.6737 | Commercial_2024_Technical_MW_Before Competition Groups_Networked/Connected - Low Impact Application
Commercial | Com ¦ Variable Refrigerant Flow Heat Pump | 2024 | Technical | MW | Before Competition Groups | 113.7952 | 0 | 0 | 2737.4198 | 0.04157 | 10 | Commercial_2024_Technical_MW_Before Competition Groups_10 | Variable Refrigerant Flow Heat Pump | 4.157% | 0 | 113.7952 | Commercial_2024_Technical_MW_Before Competition Groups_Variable Refrigerant Flow Heat Pump
Commercial | Com ¦ Networked/Connected - High Impact Application | 2024 | Technical | MW | Before Competition Groups | 111.682 | 0 | 0 | 2737.4198 | 0.040798 | 11 | Commercial_2024_Technical_MW_Before Competition Groups_11 | Networked/Connected - High Impact Application | 4.08% | 0 | 111.682 | Commercial_2024_Technical_MW_Before Competition Groups_Networked/Connected - High Impact Application
Commercial | Com ¦ Advanced BAS/Controllers | 2024 | Technical | MW | Before Competition Groups | 92.7102 | 0 | 0 | 2737.4198 | 0.033868 | 12 | Commercial_2024_Technical_MW_Before Competition Groups_12 | Advanced BAS/Controllers | 3.387% | 0 | 92.7102 | Commercial_2024_Technical_MW_Before Competition Groups_Advanced BAS/Controllers
Commercial | Com ¦ High Efficiency Air Source Heat Pump | 2024 | Technical | MW | Before Competition Groups | 91.3656 | 0 | 0 | 2737.4198 | 0.033377 | 13 | Commercial_2024_Technical_MW_Before Competition Groups_13 | High Efficiency Air Source Heat Pump | 3.338% | 0 | 91.3656 | Commercial_2024_Technical_MW_Before Competition Groups_High Efficiency Air Source Heat Pump
Commercial | Com ¦ Unitary Air-Conditioning Unit | 2024 | Technical | MW | Before Competition Groups | 61.4059 | 0 | 0 | 2737.4198 | 0.022432 | 14 | Commercial_2024_Technical_MW_Before Competition Groups_14 | Unitary Air-Conditioning Unit | 2.243% | 0 | 61.4059 | Commercial_2024_Technical_MW_Before Competition Groups_Unitary Air-Conditioning Unit
Commercial | Com ¦ LED Replacement Lamp (Tube) | 2024 | Technical | MW | Before Competition Groups | 44.9502 | 0 | 0 | 2737.4198 | 0.016421 | 15 | Commercial_2024_Technical_MW_Before Competition Groups_15 | LED Replacement Lamp (Tube) | 1.642% | 0 | 44.9502 | Commercial_2024_Technical_MW_Before Competition Groups_LED Replacement Lamp (Tube)
Commercial | Com ¦ Smart Strip Plug Outlets | 2024 | Technical | MW | Before Competition Groups | 43.0548 | 0 | 0 | 2737.4198 | 0.015728 | 16 | Commercial_2024_Technical_MW_Before Competition Groups_16 | Smart Strip Plug Outlets | 1.573% | 0 | 43.0548 | Commercial_2024_Technical_MW_Before Competition Groups_Smart Strip Plug Outlets
Commercial | Com ¦ Adaptive Thermostats | 2024 | Technical | MW | Before Competition Groups | 39.9452 | 0 | 0 | 2737.4198 | 0.014592 | 17 | Commercial_2024_Technical_MW_Before Competition Groups_17 | Adaptive Thermostats | 1.459% | 0 | 39.9452 | Commercial_2024_Technical_MW_Before Competition Groups_Adaptive Thermostats
Commercial | Com ¦ Furnace Tune-Up | 2024 | Technical | MW | Before Competition Groups | 33.4171 | 0 | 0 | 2737.4198 | 0.012208 | 18 | Commercial_2024_Technical_MW_Before Competition Groups_18 | Furnace Tune-Up | 1.221% | 0 | 33.4171 | Commercial_2024_Technical_MW_Before Competition Groups_Furnace Tune-Up
Commercial | Com ¦ Data Center Storage/Server Virtualization | 2024 | Technical | MW | Before Competition Groups | 31.0825 | 0 | 0 | 2737.4198 | 0.011355 | 19 | Commercial_2024_Technical_MW_Before Competition Groups_19 | Data Center Storage/Server Virtualization | 1.135% | 0 | 31.0825 | Commercial_2024_Technical_MW_Before Competition Groups_Data Center Storage/Server Virtualization
Commercial | Com ¦ Strip Curtains | 2024 | Technical | MW | Before Competition Groups | 30.0677 | 0 | 0 | 2737.4198 | 0.010984 | 20 | Commercial_2024_Technical_MW_Before Competition Groups_20 | Strip Curtains | 1.098% | 0 | 30.0677 | Commercial_2024_Technical_MW_Before Competition Groups_Strip Curtains
Commercial | Com ¦ Demand Control Ventilation | 2024 | Technical | MW | Before Competition Groups | 27.8743 | 0 | 0 | 2737.4198 | 0.010183 | 21 | Commercial_2024_Technical_MW_Before Competition Groups_21 | Demand Control Ventilation | 1.018% | 0 | 27.8743 | Commercial_2024_Technical_MW_Before Competition Groups_Demand Control Ventilation
Commercial | Com ¦ Refrigerated Display Case Doors | 2024 | Technical | MW | Before Competition Groups | 27.6716 | 0 | 0 | 2737.4198 | 0.010109 | 22 | Commercial_2024_Technical_MW_Before Competition Groups_22 | Refrigerated Display Case Doors | 1.011% | 0 | 27.6716 | Commercial_2024_Technical_MW_Before Competition Groups_Refrigerated Display Case Doors
Commercial | Com ¦ Adding reflective (White) roof treatment or a green roof | 2024 | Technical | MW | Before Competition Groups | 23.8458 | 0 | 0 | 2737.4198 | 0.0087111 | 23 | Commercial_2024_Technical_MW_Before Competition Groups_23 | Adding reflective (White) roof treatment or a green roof | 0.8711% | 0 | 23.8458 | Commercial_2024_Technical_MW_Before Competition Groups_Adding reflective (White) roof treatment or a green roof
Commercial | Com ¦ Refrigerated Display Case LED | 2024 | Technical | MW | Before Competition Groups | 23.7498 | 0 | 0 | 2737.4198 | 0.008676 | 24 | Commercial_2024_Technical_MW_Before Competition Groups_24 | Refrigerated Display Case LED | 0.8676% | 0 | 23.7498 | Commercial_2024_Technical_MW_Before Competition Groups_Refrigerated Display Case LED
Commercial | Com ¦ Variable Frequency Drive (VFD) | 2024 | Technical | MW | Before Competition Groups | 23.2589 | 0 | 0 | 2737.4198 | 0.0084966 | 25 | Commercial_2024_Technical_MW_Before Competition Groups_25 | Variable Frequency Drive (VFD) | 0.8497% | 0 | 23.2589 | Commercial_2024_Technical_MW_Before Competition Groups_Variable Frequency Drive (VFD)
Commercial | Com ¦ LED or Equivalent Sign Lighting | 2024 | Technical | MW | Before Competition Groups | 23.1649 | 0 | 0 | 2737.4198 | 0.0084623 | 26 | Commercial_2024_Technical_MW_Before Competition Groups_26 | LED or Equivalent Sign Lighting | 0.8462% | 0 | 23.1649 | Commercial_2024_Technical_MW_Before Competition Groups_LED or Equivalent Sign Lighting
Commercial | Com ¦ VFD on Pumps | 2024 | Technical | MW | Before Competition Groups | 21.7675 | 0 | 0 | 2737.4198 | 0.0079518 | 27 | Commercial_2024_Technical_MW_Before Competition Groups_27 | VFD on Pumps | 0.7952% | 0 | 21.7675 | Commercial_2024_Technical_MW_Before Competition Groups_VFD on Pumps
Commercial | Com ¦ Centrally controlled desktop PC/NETWORK PC POWER MANAGEMENT SOFTWARE | 2024 | Technical | MW | Before Competition Groups | 21.2584 | 0 | 0 | 2737.4198 | 0.0077659 | 28 | Commercial_2024_Technical_MW_Before Competition Groups_28 | Centrally controlled desktop PC/NETWORK PC POWER MANAGEMENT SOFTWARE | 0.7766% | 0 | 21.2584 | Commercial_2024_Technical_MW_Before Competition Groups_Centrally controlled desktop PC/NETWORK PC POWER MANAGEMENT SOFTWARE
Commercial | Com ¦ Door Gasket Freezer/Refrigerator | 2024 | Technical | MW | Before Competition Groups | 19.8946 | 0 | 0 | 2737.4198 | 0.0072677 | 29 | Commercial_2024_Technical_MW_Before Competition Groups_29 | Door Gasket Freezer/Refrigerator | 0.7268% | 0 | 19.8946 | Commercial_2024_Technical_MW_Before Competition Groups_Door Gasket Freezer/Refrigerator
Commercial | Com ¦ HOTEL OCCUPANCY CONTROLS (HVAC + LIGHTING) | 2024 | Technical | MW | Before Competition Groups | 18.9447 | 0 | 0 | 2737.4198 | 0.0069206 | 30 | Commercial_2024_Technical_MW_Before Competition Groups_30 | HOTEL OCCUPANCY CONTROLS (HVAC + LIGHTING) | 0.6921% | 0 | 18.9447 | Commercial_2024_Technical_MW_Before Competition Groups_HOTEL OCCUPANCY CONTROLS (HVAC + LIGHTING)
Commercial | Com ¦ Refrigeration Optimization | 2024 | Technical | MW | Before Competition Groups | 17.8185 | 0 | 0 | 2737.4198 | 0.0065092 | 31 | Commercial_2024_Technical_MW_Before Competition Groups_31 | Refrigeration Optimization | 0.6509% | 0 | 17.8185 | Commercial_2024_Technical_MW_Before Competition Groups_Refrigeration Optimization
Commercial | Com ¦ Air Handler with Dedicated Outdoor Air Systems | 2024 | Technical | MW | Before Competition Groups | 17.752 | 0 | 0 | 2737.4198 | 0.0064849 | 32 | Commercial_2024_Technical_MW_Before Competition Groups_32 | Air Handler with Dedicated Outdoor Air Systems | 0.6485% | 0 | 17.752 | Commercial_2024_Technical_MW_Before Competition Groups_Air Handler with Dedicated Outdoor Air Systems
Commercial | Com ¦ Reach-in Shaded Pole to ECM/PSC Evaporator Fan Motor | 2024 | Technical | MW | Before Competition Groups | 17.5209 | 0 | 0 | 2737.4198 | 0.0064005 | 33 | Commercial_2024_Technical_MW_Before Competition Groups_33 | Reach-in Shaded Pole to ECM/PSC Evaporator Fan Motor | 0.6401% | 0 | 17.5209 | Commercial_2024_Technical_MW_Before Competition Groups_Reach-in Shaded Pole to ECM/PSC Evaporator Fan Motor
Commercial | Com ¦ ENERGY STAR LED LAMPS (General Service Lamps) | 2024 | Technical | MW | Before Competition Groups | 15.2345 | 0 | 0 | 2737.4198 | 0.0055653 | 34 | Commercial_2024_Technical_MW_Before Competition Groups_34 | ENERGY STAR LED LAMPS (General Service Lamps) | 0.5565% | 0 | 15.2345 | Commercial_2024_Technical_MW_Before Competition Groups_ENERGY STAR LED LAMPS (General Service Lamps)
Commercial | Com ¦ Chilled Water Optimization | 2024 | Technical | MW | Before Competition Groups | 14.6547 | 0 | 0 | 2737.4198 | 0.0053535 | 35 | Commercial_2024_Technical_MW_Before Competition Groups_35 | Chilled Water Optimization | 0.5353% | 0 | 14.6547 | Commercial_2024_Technical_MW_Before Competition Groups_Chilled Water Optimization
Commercial | Com ¦ Indoor Daylight Sensors/Photocell Dimming Control | 2024 | Technical | MW | Before Competition Groups | 13.7958 | 0 | 0 | 2737.4198 | 0.0050397 | 36 | Commercial_2024_Technical_MW_Before Competition Groups_36 | Indoor Daylight Sensors/Photocell Dimming Control | 0.504% | 0 | 13.7958 | Commercial_2024_Technical_MW_Before Competition Groups_Indoor Daylight Sensors/Photocell Dimming Control
Commercial | Com ¦ ENERGY STAR FREEZER | 2024 | Technical | MW | Before Competition Groups | 12.3247 | 0 | 0 | 2737.4198 | 0.0045023 | 37 | Commercial_2024_Technical_MW_Before Competition Groups_37 | ENERGY STAR FREEZER | 0.4502% | 0 | 12.3247 | Commercial_2024_Technical_MW_Before Competition Groups_ENERGY STAR FREEZER
Commercial | Com ¦ ECM MOTORS FOR EVAPORATOR FANS for refrigeration (WALK-IN) | 2024 | Technical | MW | Before Competition Groups | 12.0993 | 0 | 0 | 2737.4198 | 0.00442 | 38 | Commercial_2024_Technical_MW_Before Competition Groups_38 | ECM MOTORS FOR EVAPORATOR FANS for refrigeration (WALK-IN) | 0.442% | 0 | 12.0993 | Commercial_2024_Technical_MW_Before Competition Groups_ECM MOTORS FOR EVAPORATOR FANS for refrigeration (WALK-IN)
Commercial | Com ¦ High R-Value Glass Doors/no-heat glass door | 2024 | Technical | MW | Before Competition Groups | 11.4517 | 0 | 0 | 2737.4198 | 0.0041834 | 39 | Commercial_2024_Technical_MW_Before Competition Groups_39 | High R-Value Glass Doors/no-heat glass door | 0.4183% | 0 | 11.4517 | Commercial_2024_Technical_MW_Before Competition Groups_High R-Value Glass Doors/no-heat glass door
Commercial | Com ¦ Freezer Case Light Sensor | 2024 | Technical | MW | Before Competition Groups | 10.4685 | 0 | 0 | 2737.4198 | 0.0038242 | 40 | Commercial_2024_Technical_MW_Before Competition Groups_40 | Freezer Case Light Sensor | 0.3824% | 0 | 10.4685 | Commercial_2024_Technical_MW_Before Competition Groups_Freezer Case Light Sensor
Commercial | Com ¦ Evaporator Fan Controls | 2024 | Technical | MW | Before Competition Groups | 10.1989 | 0 | 0 | 2737.4198 | 0.0037257 | 41 | Commercial_2024_Technical_MW_Before Competition Groups_41 | Evaporator Fan Controls | 0.3726% | 0 | 10.1989 | Commercial_2024_Technical_MW_Before Competition Groups_Evaporator Fan Controls
Commercial | Com ¦ Occupancy Sensors | 2024 | Technical | MW | Before Competition Groups | 9.6485 | 0 | 0 | 2737.4198 | 0.0035247 | 42 | Commercial_2024_Technical_MW_Before Competition Groups_42 | Occupancy Sensors | 0.3525% | 0 | 9.6485 | Commercial_2024_Technical_MW_Before Competition Groups_Occupancy Sensors
Commercial | Com ¦ Demand Control Kitchen Ventilation | 2024 | Technical | MW | Before Competition Groups | 9.6468 | 0 | 0 | 2737.4198 | 0.003524 | 43 | Commercial_2024_Technical_MW_Before Competition Groups_43 | Demand Control Kitchen Ventilation | 0.3524% | 0 | 9.6468 | Commercial_2024_Technical_MW_Before Competition Groups_Demand Control Kitchen Ventilation
Commercial | Com ¦ Ground Source Heat Pump | 2024 | Technical | MW | Before Competition Groups | 9.2682 | 0 | 0 | 2737.4198 | 0.0033858 | 44 | Commercial_2024_Technical_MW_Before Competition Groups_44 | Ground Source Heat Pump | 0.3386% | 0 | 9.2682 | Commercial_2024_Technical_MW_Before Competition Groups_Ground Source Heat Pump
Commercial | Com ¦ ENERGY STAR ICE MACHINES - Ice Making Head | 2024 | Technical | MW | Before Competition Groups | 8.3274 | 0 | 0 | 2737.4198 | 0.0030421 | 45 | Commercial_2024_Technical_MW_Before Competition Groups_45 | ENERGY STAR ICE MACHINES - Ice Making Head | 0.3042% | 0 | 8.3274 | Commercial_2024_Technical_MW_Before Competition Groups_ENERGY STAR ICE MACHINES - Ice Making Head
Commercial | Com ¦ Refrigeration Commissioning | 2024 | Technical | MW | Before Competition Groups | 7.1035 | 0 | 0 | 2737.4198 | 0.002595 | 46 | Commercial_2024_Technical_MW_Before Competition Groups_46 | Refrigeration Commissioning | 0.2595% | 0 | 7.1035 | Commercial_2024_Technical_MW_Before Competition Groups_Refrigeration Commissioning
Commercial | Com ¦ Duct Insulation, R8 | 2024 | Technical | MW | Before Competition Groups | 6.1345 | 0 | 0 | 2737.4198 | 0.002241 | 47 | Commercial_2024_Technical_MW_Before Competition Groups_47 | Duct Insulation, R8 | 0.2241% | 0 | 6.1345 | Commercial_2024_Technical_MW_Before Competition Groups_Duct Insulation, R8
Commercial | Com ¦ LED EXTERIOR AREA LIGHTS - LED fixture (200W) | 2024 | Technical | MW | Before Competition Groups | 6.0114 | 0 | 0 | 2737.4198 | 0.002196 | 48 | Commercial_2024_Technical_MW_Before Competition Groups_48 | LED EXTERIOR AREA LIGHTS - LED fixture (200W) | 0.2196% | 0 | 6.0114 | Commercial_2024_Technical_MW_Before Competition Groups_LED EXTERIOR AREA LIGHTS - LED fixture (200W)
Commercial | Com ¦ ENERGY STAR Refrigerator | 2024 | Technical | MW | Before Competition Groups | 5.9373 | 0 | 0 | 2737.4198 | 0.0021689 | 49 | Commercial_2024_Technical_MW_Before Competition Groups_49 | ENERGY STAR Refrigerator | 0.2169% | 0 | 5.9373 | Commercial_2024_Technical_MW_Before Competition Groups_ENERGY STAR Refrigerator
Commercial | Com ¦ LED parking lot fixture | 2024 | Technical | MW | Before Competition Groups | 5.8516 | 0 | 0 | 2737.4198 | 0.0021376 | 50 | Commercial_2024_Technical_MW_Before Competition Groups_50 | LED parking lot fixture | 0.2138% | 0 | 5.8516 | Commercial_2024_Technical_MW_Before Competition Groups_LED parking lot fixture
Commercial | Com ¦ Water Source Heat Pump (4 ton) | 2024 | Technical | MW | Before Competition Groups | 5.0053 | 0 | 0 | 2737.4198 | 0.0018285 | 51 | Commercial_2024_Technical_MW_Before Competition Groups_51 | Water Source Heat Pump (4 ton) | 0.1828% | 0 | 5.0053 | Commercial_2024_Technical_MW_Before Competition Groups_Water Source Heat Pump (4 ton)
Commercial | Com ¦ Elec Storage WH 2.30 Et | 2024 | Technical | MW | Before Competition Groups | 4.2654 | 0 | 0 | 2737.4198 | 0.0015582 | 52 | Commercial_2024_Technical_MW_Before Competition Groups_52 | Elec Storage WH 2.30 Et | 0.1558% | 0 | 4.2654 | Commercial_2024_Technical_MW_Before Competition Groups_Elec Storage WH 2.30 Et
Commercial | Com ¦ BEVERAGE VENDING MACHINE CONTROLS | 2024 | Technical | MW | Before Competition Groups | 4.2469 | 0 | 0 | 2737.4198 | 0.0015514 | 53 | Commercial_2024_Technical_MW_Before Competition Groups_53 | BEVERAGE VENDING MACHINE CONTROLS | 0.1551% | 0 | 4.2469 | Commercial_2024_Technical_MW_Before Competition Groups_BEVERAGE VENDING MACHINE CONTROLS
Commercial | Com ¦ Roof Insulation/Ceiling Insulation (R25 Code to R35) | 2024 | Technical | MW | Before Competition Groups | 3.7729 | 0 | 0 | 2737.4198 | 0.0013783 | 54 | Commercial_2024_Technical_MW_Before Competition Groups_54 | Roof Insulation/Ceiling Insulation (R25 Code to R35) | 0.1378% | 0 | 3.7729 | Commercial_2024_Technical_MW_Before Competition Groups_Roof Insulation/Ceiling Insulation (R25 Code to R35)
Commercial | Com ¦ Temperature Adjustment in Commercial Freezers | 2024 | Technical | MW | Before Competition Groups | 3.7287 | 0 | 0 | 2737.4198 | 0.0013621 | 55 | Commercial_2024_Technical_MW_Before Competition Groups_55 | Temperature Adjustment in Commercial Freezers | 0.1362% | 0 | 3.7287 | Commercial_2024_Technical_MW_Before Competition Groups_Temperature Adjustment in Commercial Freezers
Commercial | Com ¦ ENERGY STAR Griddle (74% eff) | 2024 | Technical | MW | Before Competition Groups | 3.7158 | 0 | 0 | 2737.4198 | 0.0013574 | 56 | Commercial_2024_Technical_MW_Before Competition Groups_56 | ENERGY STAR Griddle (74% eff) | 0.1357% | 0 | 3.7158 | Commercial_2024_Technical_MW_Before Competition Groups_ENERGY STAR Griddle (74% eff)
Commercial | Com ¦ LED street light fixture | 2024 | Technical | MW | Before Competition Groups | 3.4976 | 0 | 0 | 2737.4198 | 0.0012777 | 57 | Commercial_2024_Technical_MW_Before Competition Groups_57 | LED street light fixture | 0.1278% | 0 | 3.4976 | Commercial_2024_Technical_MW_Before Competition Groups_LED street light fixture
Commercial | Com ¦ Condensing Make Up Air Unit | 2024 | Technical | MW | Before Competition Groups | 3.4757 | 0 | 0 | 2737.4198 | 0.0012697 | 58 | Commercial_2024_Technical_MW_Before Competition Groups_58 | Condensing Make Up Air Unit | 0.127% | 0 | 3.4757 | Commercial_2024_Technical_MW_Before Competition Groups_Condensing Make Up Air Unit
Commercial | Com ¦ Super-High Efficiency Furnaces (Emerging Tech) | 2024 | Technical | MW | Before Competition Groups | 3.362 | 0 | 0 | 2737.4198 | 0.0012282 | 59 | Commercial_2024_Technical_MW_Before Competition Groups_59 | Super-High Efficiency Furnaces (Emerging Tech) | 0.1228% | 0 | 3.362 | Commercial_2024_Technical_MW_Before Competition Groups_Super-High Efficiency Furnaces (Emerging Tech)
Commercial | Com ¦ Anti-sweat heat (ASH) controls - Cooler/Freezer | 2024 | Technical | MW | Before Competition Groups | 3.1307 | 0 | 0 | 2737.4198 | 0.0011437 | 60 | Commercial_2024_Technical_MW_Before Competition Groups_60 | Anti-sweat heat (ASH) controls - Cooler/Freezer | 0.1144% | 0 | 3.1307 | Commercial_2024_Technical_MW_Before Competition Groups_Anti-sweat heat (ASH) controls - Cooler/Freezer
Commercial | Com ¦ Vertical Night Covers | 2024 | Technical | MW | Before Competition Groups | 3.0835 | 0 | 0 | 2737.4198 | 0.0011264 | 61 | Commercial_2024_Technical_MW_Before Competition Groups_61 | Vertical Night Covers | 0.1126% | 0 | 3.0835 | Commercial_2024_Technical_MW_Before Competition Groups_Vertical Night Covers
Commercial | Com ¦ CO Sensors for parking garage exhaust fans | 2024 | Technical | MW | Before Competition Groups | 3.0743 | 0 | 0 | 2737.4198 | 0.0011231 | 62 | Commercial_2024_Technical_MW_Before Competition Groups_62 | CO Sensors for parking garage exhaust fans | 0.1123% | 0 | 3.0743 | Commercial_2024_Technical_MW_Before Competition Groups_CO Sensors for parking garage exhaust fans
Commercial | Com ¦ Energy Efficient Laboratory Fume Hood | 2024 | Technical | MW | Before Competition Groups | 3.0148 | 0 | 0 | 2737.4198 | 0.0011013 | 63 | Commercial_2024_Technical_MW_Before Competition Groups_63 | Energy Efficient Laboratory Fume Hood | 0.1101% | 0 | 3.0148 | Commercial_2024_Technical_MW_Before Competition Groups_Energy Efficient Laboratory Fume Hood
Commercial | Com ¦ Water Heating (DHW) Pipe Insulation (Add 3/4\ Foam)" | 2024 | Technical | MW | Before Competition Groups | 2.3531 | 0 | 0 | 2737.4198 | 0.00085959 | 64 | Commercial_2024_Technical_MW_Before Competition Groups_64 | Water Heating (DHW) Pipe Insulation (Add 3/4\ Foam)" | 0.08596% | 0 | 2.3531 | Commercial_2024_Technical_MW_Before Competition Groups_Water Heating (DHW) Pipe Insulation (Add 3/4\ Foam)"
Commercial | Com ¦ Outside Air Economizer | 2024 | Technical | MW | Before Competition Groups | 1.8032 | 0 | 0 | 2737.4198 | 0.00065871 | 65 | Commercial_2024_Technical_MW_Before Competition Groups_65 | Outside Air Economizer | 0.06587% | 0 | 1.8032 | Commercial_2024_Technical_MW_Before Competition Groups_Outside Air Economizer
Commercial | Com ¦ Suction Pipe Insulation Freezer/Refrigerator | 2024 | Technical | MW | Before Competition Groups | 1.6026 | 0 | 0 | 2737.4198 | 0.00058543 | 66 | Commercial_2024_Technical_MW_Before Competition Groups_66 | Suction Pipe Insulation Freezer/Refrigerator | 0.05854% | 0 | 1.6026 | Commercial_2024_Technical_MW_Before Competition Groups_Suction Pipe Insulation Freezer/Refrigerator
Commercial | Com ¦ Evaporator Coil Defrost (Cooler) | 2024 | Technical | MW | Before Competition Groups | 1.3634 | 0 | 0 | 2737.4198 | 0.00049807 | 67 | Commercial_2024_Technical_MW_Before Competition Groups_67 | Evaporator Coil Defrost (Cooler) | 0.04981% | 0 | 1.3634 | Commercial_2024_Technical_MW_Before Competition Groups_Evaporator Coil Defrost (Cooler)
Commercial | Com ¦ LED RECESSED DOWNLIGHTS | 2024 | Technical | MW | Before Competition Groups | 1.2089 | 0 | 0 | 2737.4198 | 0.00044161 | 68 | Commercial_2024_Technical_MW_Before Competition Groups_68 | LED RECESSED DOWNLIGHTS | 0.04416% | 0 | 1.2089 | Commercial_2024_Technical_MW_Before Competition Groups_LED RECESSED DOWNLIGHTS
Commercial | Com ¦ High Efficiency Small Instantaneous Water Heater | 2024 | Technical | MW | Before Competition Groups | 1.2024 | 0 | 0 | 2737.4198 | 0.00043926 | 69 | Commercial_2024_Technical_MW_Before Competition Groups_69 | High Efficiency Small Instantaneous Water Heater | 0.04393% | 0 | 1.2024 | Commercial_2024_Technical_MW_Before Competition Groups_High Efficiency Small Instantaneous Water Heater
Commercial | Com ¦ ENERGY STAR Dishwasher | 2024 | Technical | MW | Before Competition Groups | 1.1725 | 0 | 0 | 2737.4198 | 0.00042831 | 70 | Commercial_2024_Technical_MW_Before Competition Groups_70 | ENERGY STAR Dishwasher | 0.04283% | 0 | 1.1725 | Commercial_2024_Technical_MW_Before Competition Groups_ENERGY STAR Dishwasher
Commercial | Com ¦ ENERGY STAR Fryer (84% eff) | 2024 | Technical | MW | Before Competition Groups | 1.0619 | 0 | 0 | 2737.4198 | 0.00038791 | 71 | Commercial_2024_Technical_MW_Before Competition Groups_71 | ENERGY STAR Fryer (84% eff) | 0.03879% | 0 | 1.0619 | Commercial_2024_Technical_MW_Before Competition Groups_ENERGY STAR Fryer (84% eff)
Commercial | Com ¦ Room AC (w/ louvered sides) 14 SEER from 12 SEER code | 2024 | Technical | MW | Before Competition Groups | 0.95598 | 0 | 0 | 2737.4198 | 0.00034923 | 72 | Commercial_2024_Technical_MW_Before Competition Groups_72 | Room AC (w/ louvered sides) 14 SEER from 12 SEER code | 0.03492% | 0 | 0.95598 | Commercial_2024_Technical_MW_Before Competition Groups_Room AC (w/ louvered sides) 14 SEER from 12 SEER code
Commercial | Com ¦ Ozone Laundry Treatment | 2024 | Technical | MW | Before Competition Groups | 0.74847 | 0 | 0 | 2737.4198 | 0.00027342 | 73 | Commercial_2024_Technical_MW_Before Competition Groups_73 | Ozone Laundry Treatment | 0.02734% | 0 | 0.74847 | Commercial_2024_Technical_MW_Before Competition Groups_Ozone Laundry Treatment
Commercial | Com ¦ Wall Insulation | 2024 | Technical | MW | Before Competition Groups | 0.73814 | 0 | 0 | 2737.4198 | 0.00026965 | 74 | Commercial_2024_Technical_MW_Before Competition Groups_74 | Wall Insulation | 0.02696% | 0 | 0.73814 | Commercial_2024_Technical_MW_Before Competition Groups_Wall Insulation
Commercial | Com ¦ Solar Preheat Make up Air | 2024 | Technical | MW | Before Competition Groups | 0.72893 | 0 | 0 | 2737.4198 | 0.00026629 | 75 | Commercial_2024_Technical_MW_Before Competition Groups_75 | Solar Preheat Make up Air | 0.02663% | 0 | 0.72893 | Commercial_2024_Technical_MW_Before Competition Groups_Solar Preheat Make up Air
Commercial | Com ¦ ENERGY STAR Steam Cookers | 2024 | Technical | MW | Before Competition Groups | 0.69354 | 0 | 0 | 2737.4198 | 0.00025335 | 76 | Commercial_2024_Technical_MW_Before Competition Groups_76 | ENERGY STAR Steam Cookers | 0.02534% | 0 | 0.69354 | Commercial_2024_Technical_MW_Before Competition Groups_ENERGY STAR Steam Cookers
Commercial | Com ¦ SYNCHRONOUS BELT | 2024 | Technical | MW | Before Competition Groups | 0.60316 | 0 | 0 | 2737.4198 | 0.00022034 | 77 | Commercial_2024_Technical_MW_Before Competition Groups_77 | SYNCHRONOUS BELT | 0.02203% | 0 | 0.60316 | Commercial_2024_Technical_MW_Before Competition Groups_SYNCHRONOUS BELT
Commercial | Com ¦ Efficient compressor motor | 2024 | Technical | MW | Before Competition Groups | 0.55481 | 0 | 0 | 2737.4198 | 0.00020268 | 78 | Commercial_2024_Technical_MW_Before Competition Groups_78 | Efficient compressor motor | 0.02027% | 0 | 0.55481 | Commercial_2024_Technical_MW_Before Competition Groups_Efficient compressor motor
Commercial | Com ¦ Thermostat Setback | 2024 | Technical | MW | Before Competition Groups | 0.55352 | 0 | 0 | 2737.4198 | 0.00020221 | 79 | Commercial_2024_Technical_MW_Before Competition Groups_79 | Thermostat Setback | 0.02022% | 0 | 0.55352 | Commercial_2024_Technical_MW_Before Competition Groups_Thermostat Setback
Commercial | Com ¦ PTAC (12 EER/10,000 BTU) | 2024 | Technical | MW | Before Competition Groups | 0.4119 | 0 | 0 | 2737.4198 | 0.00015047 | 80 | Commercial_2024_Technical_MW_Before Competition Groups_80 | PTAC (12 EER/10,000 BTU) | 0.01505% | 0 | 0.4119 | Commercial_2024_Technical_MW_Before Competition Groups_PTAC (12 EER/10,000 BTU)
Commercial | Com ¦ Notched V belts for HVAC Systems | 2024 | Technical | MW | Before Competition Groups | 0.30158 | 0 | 0 | 2737.4198 | 0.00011017 | 81 | Commercial_2024_Technical_MW_Before Competition Groups_81 | Notched V belts for HVAC Systems | 0.01102% | 0 | 0.30158 | Commercial_2024_Technical_MW_Before Competition Groups_Notched V belts for HVAC Systems
Commercial | Com ¦ ECM MOTORS FOR HVAC APPLICATION (FAN-POWERED VAV BOX) | 2024 | Technical | MW | Before Competition Groups | 0.29952 | 0 | 0 | 2737.4198 | 0.00010942 | 82 | Commercial_2024_Technical_MW_Before Competition Groups_82 | ECM MOTORS FOR HVAC APPLICATION (FAN-POWERED VAV BOX) | 0.01094% | 0 | 0.29952 | Commercial_2024_Technical_MW_Before Competition Groups_ECM MOTORS FOR HVAC APPLICATION (FAN-POWERED VAV BOX)
Commercial | Com ¦ Solar Water Preheat (Pools/DHW) | 2024 | Technical | MW | Before Competition Groups | 0.20743 | 0 | 0 | 2737.4198 | 7.5774e-05 | 83 | Commercial_2024_Technical_MW_Before Competition Groups_83 | Solar Water Preheat (Pools/DHW) | 0.007577% | 0 | 0.20743 | Commercial_2024_Technical_MW_Before Competition Groups_Solar Water Preheat (Pools/DHW)
Commercial | COM ¦ Ductless Mini-Split Heat Pumps | 2024 | Technical | MW | Before Competition Groups | 0.20257 | 0 | 0 | 2737.4198 | 7.4002e-05 | 84 | Commercial_2024_Technical_MW_Before Competition Groups_84 | Ductless Mini-Split Heat Pumps | 0.0074% | 0 | 0.20257 | Commercial_2024_Technical_MW_Before Competition Groups_Ductless Mini-Split Heat Pumps
Commercial | Com ¦ High Efficiency Chiller (avg of water and air cooled) | 2024 | Technical | MW | Before Competition Groups | 0.19885 | 0 | 0 | 2737.4198 | 7.2643e-05 | 85 | Commercial_2024_Technical_MW_Before Competition Groups_85 | High Efficiency Chiller (avg of water and air cooled) | 0.007264% | 0 | 0.19885 | Commercial_2024_Technical_MW_Before Competition Groups_High Efficiency Chiller (avg of water and air cooled)
Commercial | Com ¦ Heat Pump Water Heater (50 Gallons) | 2024 | Technical | MW | Before Competition Groups | 0.19873 | 0 | 0 | 2737.4198 | 7.2598e-05 | 86 | Commercial_2024_Technical_MW_Before Competition Groups_86 | Heat Pump Water Heater (50 Gallons) | 0.00726% | 0 | 0.19873 | Commercial_2024_Technical_MW_Before Competition Groups_Heat Pump Water Heater (50 Gallons)
Commercial | Com ¦ HVAC Optimization | 2024 | Technical | MW | Before Competition Groups | 0.18603 | 0 | 0 | 2737.4198 | 6.7959e-05 | 87 | Commercial_2024_Technical_MW_Before Competition Groups_87 | HVAC Optimization | 0.006796% | 0 | 0.18603 | Commercial_2024_Technical_MW_Before Competition Groups_HVAC Optimization
Commercial | Com ¦ Auto Off Time Switch or Time Clock control | 2024 | Technical | MW | Before Competition Groups | 0.18099 | 0 | 0 | 2737.4198 | 6.6116e-05 | 88 | Commercial_2024_Technical_MW_Before Competition Groups_88 | Auto Off Time Switch or Time Clock control | 0.006612% | 0 | 0.18099 | Commercial_2024_Technical_MW_Before Competition Groups_Auto Off Time Switch or Time Clock control
Commercial | Com ¦ Commercial Hot Food Holding Cabinets | 2024 | Technical | MW | Before Competition Groups | 0.16152 | 0 | 0 | 2737.4198 | 5.9004e-05 | 89 | Commercial_2024_Technical_MW_Before Competition Groups_89 | Commercial Hot Food Holding Cabinets | 0.0059% | 0 | 0.16152 | Commercial_2024_Technical_MW_Before Competition Groups_Commercial Hot Food Holding Cabinets
Commercial | Com ¦ Demand controlled Circulating Systems | 2024 | Technical | MW | Before Competition Groups | 0.15097 | 0 | 0 | 2737.4198 | 5.5151e-05 | 90 | Commercial_2024_Technical_MW_Before Competition Groups_90 | Demand controlled Circulating Systems | 0.005515% | 0 | 0.15097 | Commercial_2024_Technical_MW_Before Competition Groups_Demand controlled Circulating Systems
Commercial | Com ¦ CEE Tier 2/Energy Star Clothes Washers | 2024 | Technical | MW | Before Competition Groups | 0.11141 | 0 | 0 | 2737.4198 | 4.0701e-05 | 91 | Commercial_2024_Technical_MW_Before Competition Groups_91 | CEE Tier 2/Energy Star Clothes Washers | 0.00407% | 0 | 0.11141 | Commercial_2024_Technical_MW_Before Competition Groups_CEE Tier 2/Energy Star Clothes Washers
Commercial | Com ¦ Low Flow Pre-Rinse Spray Nozzle | 2024 | Technical | MW | Before Competition Groups | 0.084995 | 0 | 0 | 2737.4198 | 3.1049e-05 | 92 | Commercial_2024_Technical_MW_Before Competition Groups_92 | Low Flow Pre-Rinse Spray Nozzle | 0.003105% | 0 | 0.084995 | Commercial_2024_Technical_MW_Before Competition Groups_Low Flow Pre-Rinse Spray Nozzle
Commercial | Com ¦ Solar Electric Water Heater (50 Gallon) | 2024 | Technical | MW | Before Competition Groups | 0.08239 | 0 | 0 | 2737.4198 | 3.0098e-05 | 93 | Commercial_2024_Technical_MW_Before Competition Groups_93 | Solar Electric Water Heater (50 Gallon) | 0.00301% | 0 | 0.08239 | Commercial_2024_Technical_MW_Before Competition Groups_Solar Electric Water Heater (50 Gallon)
Commercial | Com ¦ Condensing Unit Heaters or other Efficient Unit Heating System | 2024 | Technical | MW | Before Competition Groups | 0.052579 | 0 | 0 | 2737.4198 | 1.9208e-05 | 94 | Commercial_2024_Technical_MW_Before Competition Groups_94 | Condensing Unit Heaters or other Efficient Unit Heating System | 0.001921% | 0 | 0.052579 | Commercial_2024_Technical_MW_Before Competition Groups_Condensing Unit Heaters or other Efficient Unit Heating System
Commercial | Com ¦ EC Plug Fan for Data Center (under cabinet) | 2024 | Technical | MW | Before Competition Groups | 0.021846 | 0 | 0 | 2737.4198 | 7.9803e-06 | 95 | Commercial_2024_Technical_MW_Before Competition Groups_95 | EC Plug Fan for Data Center (under cabinet) | 0.000798% | 0 | 0.021846 | Commercial_2024_Technical_MW_Before Competition Groups_EC Plug Fan for Data Center (under cabinet)
Commercial | Com ¦ VSD Air Compressor | 2024 | Technical | MW | Before Competition Groups | 0.017452 | 0 | 0 | 2737.4198 | 6.3754e-06 | 96 | Commercial_2024_Technical_MW_Before Competition Groups_96 | VSD Air Compressor | 0.0006375% | 0 | 0.017452 | Commercial_2024_Technical_MW_Before Competition Groups_VSD Air Compressor
Commercial | Com ¦ Exterior Photocell | 2024 | Technical | MW | Before Competition Groups | 0.017104 | 0 | 0 | 2737.4198 | 6.2483e-06 | 97 | Commercial_2024_Technical_MW_Before Competition Groups_97 | Exterior Photocell | 0.0006248% | 0 | 0.017104 | Commercial_2024_Technical_MW_Before Competition Groups_Exterior Photocell
Commercial | Com ¦ eCube | 2024 | Technical | MW | Before Competition Groups | 0.013986 | 0 | 0 | 2737.4198 | 5.109e-06 | 98 | Commercial_2024_Technical_MW_Before Competition Groups_98 | eCube | 0.0005109% | 0 | 0.013986 | Commercial_2024_Technical_MW_Before Competition Groups_eCube
Commercial | Com ¦ Air Curtains | 2024 | Technical | MW | Before Competition Groups | 0.0064995 | 0 | 0 | 2737.4198 | 2.3743e-06 | 99 | Commercial_2024_Technical_MW_Before Competition Groups_99 | Air Curtains | 0.0002374% | 0 | 0.0064995 | Commercial_2024_Technical_MW_Before Competition Groups_Air Curtains
Commercial | Com ¦ High Efficiency Induction Cooking | 2024 | Technical | MW | Before Competition Groups | 0.0011139 | 0 | 0 | 2737.4198 | 4.0692e-07 | 100 | Commercial_2024_Technical_MW_Before Competition Groups_100 | High Efficiency Induction Cooking | 4.069e-05% | 0 | 0.0011139 | Commercial_2024_Technical_MW_Before Competition Groups_High Efficiency Induction Cooking
Commercial | Com ¦ Electric Convection Combination Ovens | 2024 | Technical | MW | Before Competition Groups | 0.00021824 | 0 | 0 | 2737.4198 | 7.9723e-08 | 101 | Commercial_2024_Technical_MW_Before Competition Groups_101 | Electric Convection Combination Ovens | 7.972e-06% | 0 | 0.00021824 | Commercial_2024_Technical_MW_Before Competition Groups_Electric Convection Combination Ovens
Commercial | Com ¦ Building Recommissioning, Operations and Maintenance (O&M) Improvements | 2025 | Economic | MW | Before Competition Groups | 274.2128 | 0 | 0 | 1865.4607 | 0.14699 | 1 | Commercial_2025_Economic_MW_Before Competition Groups_1 | Building Recommissioning, Operations and Maintenance (O&M) Improvements | 14.7% | 0 | 274.2128 | Commercial_2025_Economic_MW_Before Competition Groups_Building Recommissioning, Operations and Maintenance (O&M) Improvements
Commercial | Com ¦ Education and Capacity Building/Energy Behavior | 2025 | Economic | MW | Before Competition Groups | 244.9463 | 0 | 0 | 1865.4607 | 0.13131 | 2 | Commercial_2025_Economic_MW_Before Competition Groups_2 | Education and Capacity Building/Energy Behavior | 13.13% | 0 | 244.9463 | Commercial_2025_Economic_MW_Before Competition Groups_Education and Capacity Building/Energy Behavior
Commercial | Com ¦ LED Low/High Bay | 2025 | Economic | MW | Before Competition Groups | 194.4462 | 0 | 0 | 1865.4607 | 0.10423 | 3 | Commercial_2025_Economic_MW_Before Competition Groups_3 | LED Low/High Bay | 10.42% | 0 | 194.4462 | Commercial_2025_Economic_MW_Before Competition Groups_LED Low/High Bay
Commercial | Com ¦ LED Troffer/Surface/Suspended | 2025 | Economic | MW | Before Competition Groups | 146.8288 | 0 | 0 | 1865.4607 | 0.078709 | 4 | Commercial_2025_Economic_MW_Before Competition Groups_4 | LED Troffer/Surface/Suspended | 7.871% | 0 | 146.8288 | Commercial_2025_Economic_MW_Before Competition Groups_LED Troffer/Surface/Suspended
Commercial | Com ¦ ENERGY STAR LED LAMPS (REFLECTOR LAMPs/MR16/PAR 16) | 2025 | Economic | MW | Before Competition Groups | 118.8046 | 0 | 0 | 1865.4607 | 0.063686 | 5 | Commercial_2025_Economic_MW_Before Competition Groups_5 | ENERGY STAR LED LAMPS (REFLECTOR LAMPs/MR16/PAR 16) | 6.369% | 0 | 118.8046 | Commercial_2025_Economic_MW_Before Competition Groups_ENERGY STAR LED LAMPS (REFLECTOR LAMPs/MR16/PAR 16)
Commercial | Com ¦ High Efficiency Air Source Heat Pump | 2025 | Economic | MW | Before Competition Groups | 103.9435 | 0 | 0 | 1865.4607 | 0.05572 | 6 | Commercial_2025_Economic_MW_Before Competition Groups_6 | High Efficiency Air Source Heat Pump | 5.572% | 0 | 103.9435 | Commercial_2025_Economic_MW_Before Competition Groups_High Efficiency Air Source Heat Pump
Commercial | Com ¦ Advanced BAS/Controllers | 2025 | Economic | MW | Before Competition Groups | 93.1578 | 0 | 0 | 1865.4607 | 0.049938 | 7 | Commercial_2025_Economic_MW_Before Competition Groups_7 | Advanced BAS/Controllers | 4.994% | 0 | 93.1578 | Commercial_2025_Economic_MW_Before Competition Groups_Advanced BAS/Controllers
Commercial | Com ¦ Unitary Air-Conditioning Unit | 2025 | Economic | MW | Before Competition Groups | 69.252 | 0 | 0 | 1865.4607 | 0.037123 | 8 | Commercial_2025_Economic_MW_Before Competition Groups_8 | Unitary Air-Conditioning Unit | 3.712% | 0 | 69.252 | Commercial_2025_Economic_MW_Before Competition Groups_Unitary Air-Conditioning Unit
Commercial | Com ¦ LED Replacement Lamp (Tube) | 2025 | Economic | MW | Before Competition Groups | 51.0785 | 0 | 0 | 1865.4607 | 0.027381 | 9 | Commercial_2025_Economic_MW_Before Competition Groups_9 | LED Replacement Lamp (Tube) | 2.738% | 0 | 51.0785 | Commercial_2025_Economic_MW_Before Competition Groups_LED Replacement Lamp (Tube)
Commercial | Com ¦ LLLC - Low Impact Application | 2025 | Economic | MW | Before Competition Groups | 47.4309 | 0 | 0 | 1865.4607 | 0.025426 | 10 | Commercial_2025_Economic_MW_Before Competition Groups_10 | LLLC - Low Impact Application | 2.543% | 0 | 47.4309 | Commercial_2025_Economic_MW_Before Competition Groups_LLLC - Low Impact Application
Commercial | Com ¦ Adaptive Thermostats | 2025 | Economic | MW | Before Competition Groups | 40.3058 | 0 | 0 | 1865.4607 | 0.021606 | 11 | Commercial_2025_Economic_MW_Before Competition Groups_11 | Adaptive Thermostats | 2.161% | 0 | 40.3058 | Commercial_2025_Economic_MW_Before Competition Groups_Adaptive Thermostats
Commercial | Com ¦ Data Center Storage/Server Virtualization | 2025 | Economic | MW | Before Competition Groups | 32.765 | 0 | 0 | 1865.4607 | 0.017564 | 12 | Commercial_2025_Economic_MW_Before Competition Groups_12 | Data Center Storage/Server Virtualization | 1.756% | 0 | 32.765 | Commercial_2025_Economic_MW_Before Competition Groups_Data Center Storage/Server Virtualization
Commercial | Com ¦ Furnace Tune-Up | 2025 | Economic | MW | Before Competition Groups | 32.7454 | 0 | 0 | 1865.4607 | 0.017554 | 13 | Commercial_2025_Economic_MW_Before Competition Groups_13 | Furnace Tune-Up | 1.755% | 0 | 32.7454 | Commercial_2025_Economic_MW_Before Competition Groups_Furnace Tune-Up
Commercial | Com ¦ LLLC - High Impact Application | 2025 | Economic | MW | Before Competition Groups | 32.4845 | 0 | 0 | 1865.4607 | 0.017414 | 14 | Commercial_2025_Economic_MW_Before Competition Groups_14 | LLLC - High Impact Application | 1.741% | 0 | 32.4845 | Commercial_2025_Economic_MW_Before Competition Groups_LLLC - High Impact Application
Commercial | Com ¦ Strip Curtains | 2025 | Economic | MW | Before Competition Groups | 30.2946 | 0 | 0 | 1865.4607 | 0.01624 | 15 | Commercial_2025_Economic_MW_Before Competition Groups_15 | Strip Curtains | 1.624% | 0 | 30.2946 | Commercial_2025_Economic_MW_Before Competition Groups_Strip Curtains
Commercial | Com ¦ Demand Control Ventilation | 2025 | Economic | MW | Before Competition Groups | 28.4142 | 0 | 0 | 1865.4607 | 0.015232 | 16 | Commercial_2025_Economic_MW_Before Competition Groups_16 | Demand Control Ventilation | 1.523% | 0 | 28.4142 | Commercial_2025_Economic_MW_Before Competition Groups_Demand Control Ventilation
Commercial | Com ¦ LED or Equivalent Sign Lighting | 2025 | Economic | MW | Before Competition Groups | 24.0092 | 0 | 0 | 1865.4607 | 0.01287 | 17 | Commercial_2025_Economic_MW_Before Competition Groups_17 | LED or Equivalent Sign Lighting | 1.287% | 0 | 24.0092 | Commercial_2025_Economic_MW_Before Competition Groups_LED or Equivalent Sign Lighting
Commercial | Com ¦ Variable Frequency Drive (VFD) | 2025 | Economic | MW | Before Competition Groups | 22.7914 | 0 | 0 | 1865.4607 | 0.012218 | 18 | Commercial_2025_Economic_MW_Before Competition Groups_18 | Variable Frequency Drive (VFD) | 1.222% | 0 | 22.7914 | Commercial_2025_Economic_MW_Before Competition Groups_Variable Frequency Drive (VFD)
Commercial | Com ¦ Centrally controlled desktop PC/NETWORK PC POWER MANAGEMENT SOFTWARE | 2025 | Economic | MW | Before Competition Groups | 21.9886 | 0 | 0 | 1865.4607 | 0.011787 | 19 | Commercial_2025_Economic_MW_Before Competition Groups_19 | Centrally controlled desktop PC/NETWORK PC POWER MANAGEMENT SOFTWARE | 1.179% | 0 | 21.9886 | Commercial_2025_Economic_MW_Before Competition Groups_Centrally controlled desktop PC/NETWORK PC POWER MANAGEMENT SOFTWARE
Commercial | Com ¦ VFD on Pumps | 2025 | Economic | MW | Before Competition Groups | 21.33 | 0 | 0 | 1865.4607 | 0.011434 | 20 | Commercial_2025_Economic_MW_Before Competition Groups_20 | VFD on Pumps | 1.143% | 0 | 21.33 | Commercial_2025_Economic_MW_Before Competition Groups_VFD on Pumps
Commercial | Com ¦ Reach-in Shaded Pole to ECM/PSC Evaporator Fan Motor | 2025 | Economic | MW | Before Competition Groups | 19.917 | 0 | 0 | 1865.4607 | 0.010677 | 21 | Commercial_2025_Economic_MW_Before Competition Groups_21 | Reach-in Shaded Pole to ECM/PSC Evaporator Fan Motor | 1.068% | 0 | 19.917 | Commercial_2025_Economic_MW_Before Competition Groups_Reach-in Shaded Pole to ECM/PSC Evaporator Fan Motor
Commercial | Com ¦ Refrigerated Display Case Doors | 2025 | Economic | MW | Before Competition Groups | 18.4159 | 0 | 0 | 1865.4607 | 0.009872 | 22 | Commercial_2025_Economic_MW_Before Competition Groups_22 | Refrigerated Display Case Doors | 0.9872% | 0 | 18.4159 | Commercial_2025_Economic_MW_Before Competition Groups_Refrigerated Display Case Doors
Commercial | Com ¦ Refrigerated Display Case LED | 2025 | Economic | MW | Before Competition Groups | 17.904 | 0 | 0 | 1865.4607 | 0.0095976 | 23 | Commercial_2025_Economic_MW_Before Competition Groups_23 | Refrigerated Display Case LED | 0.9598% | 0 | 17.904 | Commercial_2025_Economic_MW_Before Competition Groups_Refrigerated Display Case LED
Commercial | Com ¦ Air Handler with Dedicated Outdoor Air Systems | 2025 | Economic | MW | Before Competition Groups | 17.3952 | 0 | 0 | 1865.4607 | 0.0093249 | 24 | Commercial_2025_Economic_MW_Before Competition Groups_24 | Air Handler with Dedicated Outdoor Air Systems | 0.9325% | 0 | 17.3952 | Commercial_2025_Economic_MW_Before Competition Groups_Air Handler with Dedicated Outdoor Air Systems
Commercial | Com ¦ Chilled Water Optimization | 2025 | Economic | MW | Before Competition Groups | 16.7139 | 0 | 0 | 1865.4607 | 0.0089596 | 25 | Commercial_2025_Economic_MW_Before Competition Groups_25 | Chilled Water Optimization | 0.896% | 0 | 16.7139 | Commercial_2025_Economic_MW_Before Competition Groups_Chilled Water Optimization
Commercial | Com ¦ ENERGY STAR LED LAMPS (General Service Lamps) | 2025 | Economic | MW | Before Competition Groups | 15.3525 | 0 | 0 | 1865.4607 | 0.0082299 | 26 | Commercial_2025_Economic_MW_Before Competition Groups_26 | ENERGY STAR LED LAMPS (General Service Lamps) | 0.823% | 0 | 15.3525 | Commercial_2025_Economic_MW_Before Competition Groups_ENERGY STAR LED LAMPS (General Service Lamps)
Commercial | Com ¦ ECM MOTORS FOR EVAPORATOR FANS for refrigeration (WALK-IN) | 2025 | Economic | MW | Before Competition Groups | 11.8561 | 0 | 0 | 1865.4607 | 0.0063556 | 27 | Commercial_2025_Economic_MW_Before Competition Groups_27 | ECM MOTORS FOR EVAPORATOR FANS for refrigeration (WALK-IN) | 0.6356% | 0 | 11.8561 | Commercial_2025_Economic_MW_Before Competition Groups_ECM MOTORS FOR EVAPORATOR FANS for refrigeration (WALK-IN)
Commercial | Com ¦ Freezer Case Light Sensor | 2025 | Economic | MW | Before Competition Groups | 10.2581 | 0 | 0 | 1865.4607 | 0.005499 | 28 | Commercial_2025_Economic_MW_Before Competition Groups_28 | Freezer Case Light Sensor | 0.5499% | 0 | 10.2581 | Commercial_2025_Economic_MW_Before Competition Groups_Freezer Case Light Sensor
Commercial | Com ¦ Evaporator Fan Controls | 2025 | Economic | MW | Before Competition Groups | 9.9939 | 0 | 0 | 1865.4607 | 0.0053573 | 29 | Commercial_2025_Economic_MW_Before Competition Groups_29 | Evaporator Fan Controls | 0.5357% | 0 | 9.9939 | Commercial_2025_Economic_MW_Before Competition Groups_Evaporator Fan Controls
Commercial | Com ¦ Occupancy Sensors | 2025 | Economic | MW | Before Competition Groups | 9.7362 | 0 | 0 | 1865.4607 | 0.0052192 | 30 | Commercial_2025_Economic_MW_Before Competition Groups_30 | Occupancy Sensors | 0.5219% | 0 | 9.7362 | Commercial_2025_Economic_MW_Before Competition Groups_Occupancy Sensors
Commercial | Com ¦ Demand Control Kitchen Ventilation | 2025 | Economic | MW | Before Competition Groups | 8.9937 | 0 | 0 | 1865.4607 | 0.0048211 | 31 | Commercial_2025_Economic_MW_Before Competition Groups_31 | Demand Control Kitchen Ventilation | 0.4821% | 0 | 8.9937 | Commercial_2025_Economic_MW_Before Competition Groups_Demand Control Kitchen Ventilation
Commercial | Com ¦ LED EXTERIOR AREA LIGHTS - LED fixture (200W) | 2025 | Economic | MW | Before Competition Groups | 6.2025 | 0 | 0 | 1865.4607 | 0.0033249 | 32 | Commercial_2025_Economic_MW_Before Competition Groups_32 | LED EXTERIOR AREA LIGHTS - LED fixture (200W) | 0.3325% | 0 | 6.2025 | Commercial_2025_Economic_MW_Before Competition Groups_LED EXTERIOR AREA LIGHTS - LED fixture (200W)
Commercial | Com ¦ LED parking lot fixture | 2025 | Economic | MW | Before Competition Groups | 6.0174 | 0 | 0 | 1865.4607 | 0.0032257 | 33 | Commercial_2025_Economic_MW_Before Competition Groups_33 | LED parking lot fixture | 0.3226% | 0 | 6.0174 | Commercial_2025_Economic_MW_Before Competition Groups_LED parking lot fixture
Commercial | Com ¦ Duct Insulation, R8 | 2025 | Economic | MW | Before Competition Groups | 6.0112 | 0 | 0 | 1865.4607 | 0.0032224 | 34 | Commercial_2025_Economic_MW_Before Competition Groups_34 | Duct Insulation, R8 | 0.3222% | 0 | 6.0112 | Commercial_2025_Economic_MW_Before Competition Groups_Duct Insulation, R8
Commercial | Com ¦ Water Source Heat Pump (4 ton) | 2025 | Economic | MW | Before Competition Groups | 5.6825 | 0 | 0 | 1865.4607 | 0.0030462 | 35 | Commercial_2025_Economic_MW_Before Competition Groups_35 | Water Source Heat Pump (4 ton) | 0.3046% | 0 | 5.6825 | Commercial_2025_Economic_MW_Before Competition Groups_Water Source Heat Pump (4 ton)
Commercial | Com ¦ Elec Storage WH 2.30 Et | 2025 | Economic | MW | Before Competition Groups | 4.4344 | 0 | 0 | 1865.4607 | 0.0023771 | 36 | Commercial_2025_Economic_MW_Before Competition Groups_36 | Elec Storage WH 2.30 Et | 0.2377% | 0 | 4.4344 | Commercial_2025_Economic_MW_Before Competition Groups_Elec Storage WH 2.30 Et
Commercial | Com ¦ BEVERAGE VENDING MACHINE CONTROLS | 2025 | Economic | MW | Before Competition Groups | 4.3905 | 0 | 0 | 1865.4607 | 0.0023536 | 37 | Commercial_2025_Economic_MW_Before Competition Groups_37 | BEVERAGE VENDING MACHINE CONTROLS | 0.2354% | 0 | 4.3905 | Commercial_2025_Economic_MW_Before Competition Groups_BEVERAGE VENDING MACHINE CONTROLS
Commercial | Com ¦ ENERGY STAR Griddle (74% eff) | 2025 | Economic | MW | Before Competition Groups | 4.1924 | 0 | 0 | 1865.4607 | 0.0022474 | 38 | Commercial_2025_Economic_MW_Before Competition Groups_38 | ENERGY STAR Griddle (74% eff) | 0.2247% | 0 | 4.1924 | Commercial_2025_Economic_MW_Before Competition Groups_ENERGY STAR Griddle (74% eff)
Commercial | Com ¦ Networked/Connected - Low Impact Application | 2025 | Economic | MW | Before Competition Groups | 3.9697 | 0 | 0 | 1865.4607 | 0.002128 | 39 | Commercial_2025_Economic_MW_Before Competition Groups_39 | Networked/Connected - Low Impact Application | 0.2128% | 0 | 3.9697 | Commercial_2025_Economic_MW_Before Competition Groups_Networked/Connected - Low Impact Application
Commercial | Com ¦ Temperature Adjustment in Commercial Freezers | 2025 | Economic | MW | Before Competition Groups | 3.6537 | 0 | 0 | 1865.4607 | 0.0019586 | 40 | Commercial_2025_Economic_MW_Before Competition Groups_40 | Temperature Adjustment in Commercial Freezers | 0.1959% | 0 | 3.6537 | Commercial_2025_Economic_MW_Before Competition Groups_Temperature Adjustment in Commercial Freezers
Commercial | Com ¦ LED street light fixture | 2025 | Economic | MW | Before Competition Groups | 3.6299 | 0 | 0 | 1865.4607 | 0.0019459 | 41 | Commercial_2025_Economic_MW_Before Competition Groups_41 | LED street light fixture | 0.1946% | 0 | 3.6299 | Commercial_2025_Economic_MW_Before Competition Groups_LED street light fixture
Commercial | Com ¦ Door Gasket Freezer/Refrigerator | 2025 | Economic | MW | Before Competition Groups | 3.6151 | 0 | 0 | 1865.4607 | 0.0019379 | 42 | Commercial_2025_Economic_MW_Before Competition Groups_42 | Door Gasket Freezer/Refrigerator | 0.1938% | 0 | 3.6151 | Commercial_2025_Economic_MW_Before Competition Groups_Door Gasket Freezer/Refrigerator
Commercial | Com ¦ Networked/Connected - High Impact Application | 2025 | Economic | MW | Before Competition Groups | 3.3251 | 0 | 0 | 1865.4607 | 0.0017825 | 43 | Commercial_2025_Economic_MW_Before Competition Groups_43 | Networked/Connected - High Impact Application | 0.1782% | 0 | 3.3251 | Commercial_2025_Economic_MW_Before Competition Groups_Networked/Connected - High Impact Application
Commercial | Com ¦ CO Sensors for parking garage exhaust fans | 2025 | Economic | MW | Before Competition Groups | 3.1056 | 0 | 0 | 1865.4607 | 0.0016648 | 44 | Commercial_2025_Economic_MW_Before Competition Groups_44 | CO Sensors for parking garage exhaust fans | 0.1665% | 0 | 3.1056 | Commercial_2025_Economic_MW_Before Competition Groups_CO Sensors for parking garage exhaust fans
Commercial | Com ¦ Vertical Night Covers | 2025 | Economic | MW | Before Competition Groups | 3.0215 | 0 | 0 | 1865.4607 | 0.0016197 | 45 | Commercial_2025_Economic_MW_Before Competition Groups_45 | Vertical Night Covers | 0.162% | 0 | 3.0215 | Commercial_2025_Economic_MW_Before Competition Groups_Vertical Night Covers
Commercial | Com ¦ Energy Efficient Laboratory Fume Hood | 2025 | Economic | MW | Before Competition Groups | 2.9542 | 0 | 0 | 1865.4607 | 0.0015836 | 46 | Commercial_2025_Economic_MW_Before Competition Groups_46 | Energy Efficient Laboratory Fume Hood | 0.1584% | 0 | 2.9542 | Commercial_2025_Economic_MW_Before Competition Groups_Energy Efficient Laboratory Fume Hood
Commercial | Com ¦ Water Heating (DHW) Pipe Insulation (Add 3/4\ Foam)" | 2025 | Economic | MW | Before Competition Groups | 2.3058 | 0 | 0 | 1865.4607 | 0.001236 | 47 | Commercial_2025_Economic_MW_Before Competition Groups_47 | Water Heating (DHW) Pipe Insulation (Add 3/4\ Foam)" | 0.1236% | 0 | 2.3058 | Commercial_2025_Economic_MW_Before Competition Groups_Water Heating (DHW) Pipe Insulation (Add 3/4\ Foam)"
Commercial | Com ¦ Outside Air Economizer | 2025 | Economic | MW | Before Competition Groups | 1.8197 | 0 | 0 | 1865.4607 | 0.00097549 | 48 | Commercial_2025_Economic_MW_Before Competition Groups_48 | Outside Air Economizer | 0.09755% | 0 | 1.8197 | Commercial_2025_Economic_MW_Before Competition Groups_Outside Air Economizer
Commercial | Com ¦ Suction Pipe Insulation Freezer/Refrigerator | 2025 | Economic | MW | Before Competition Groups | 1.5704 | 0 | 0 | 1865.4607 | 0.00084181 | 49 | Commercial_2025_Economic_MW_Before Competition Groups_49 | Suction Pipe Insulation Freezer/Refrigerator | 0.08418% | 0 | 1.5704 | Commercial_2025_Economic_MW_Before Competition Groups_Suction Pipe Insulation Freezer/Refrigerator
Commercial | Com ¦ ENERGY STAR Dishwasher | 2025 | Economic | MW | Before Competition Groups | 1.2155 | 0 | 0 | 1865.4607 | 0.0006516 | 50 | Commercial_2025_Economic_MW_Before Competition Groups_50 | ENERGY STAR Dishwasher | 0.06516% | 0 | 1.2155 | Commercial_2025_Economic_MW_Before Competition Groups_ENERGY STAR Dishwasher
Commercial | Com ¦ ENERGY STAR Fryer (84% eff) | 2025 | Economic | MW | Before Competition Groups | 1.2011 | 0 | 0 | 1865.4607 | 0.00064385 | 51 | Commercial_2025_Economic_MW_Before Competition Groups_51 | ENERGY STAR Fryer (84% eff) | 0.06438% | 0 | 1.2011 | Commercial_2025_Economic_MW_Before Competition Groups_ENERGY STAR Fryer (84% eff)
Commercial | Com ¦ ENERGY STAR Steam Cookers | 2025 | Economic | MW | Before Competition Groups | 0.78497 | 0 | 0 | 1865.4607 | 0.00042079 | 52 | Commercial_2025_Economic_MW_Before Competition Groups_52 | ENERGY STAR Steam Cookers | 0.04208% | 0 | 0.78497 | Commercial_2025_Economic_MW_Before Competition Groups_ENERGY STAR Steam Cookers
Commercial | Com ¦ Ozone Laundry Treatment | 2025 | Economic | MW | Before Competition Groups | 0.7529 | 0 | 0 | 1865.4607 | 0.0004036 | 53 | Commercial_2025_Economic_MW_Before Competition Groups_53 | Ozone Laundry Treatment | 0.04036% | 0 | 0.7529 | Commercial_2025_Economic_MW_Before Competition Groups_Ozone Laundry Treatment
Commercial | Com ¦ Thermostat Setback | 2025 | Economic | MW | Before Competition Groups | 0.59347 | 0 | 0 | 1865.4607 | 0.00031814 | 54 | Commercial_2025_Economic_MW_Before Competition Groups_54 | Thermostat Setback | 0.03181% | 0 | 0.59347 | Commercial_2025_Economic_MW_Before Competition Groups_Thermostat Setback
Commercial | Com ¦ High Efficiency Small Instantaneous Water Heater | 2025 | Economic | MW | Before Competition Groups | 0.54527 | 0 | 0 | 1865.4607 | 0.0002923 | 55 | Commercial_2025_Economic_MW_Before Competition Groups_55 | High Efficiency Small Instantaneous Water Heater | 0.02923% | 0 | 0.54527 | Commercial_2025_Economic_MW_Before Competition Groups_High Efficiency Small Instantaneous Water Heater
Commercial | Com ¦ PTAC (12 EER/10,000 BTU) | 2025 | Economic | MW | Before Competition Groups | 0.44111 | 0 | 0 | 1865.4607 | 0.00023646 | 56 | Commercial_2025_Economic_MW_Before Competition Groups_56 | PTAC (12 EER/10,000 BTU) | 0.02365% | 0 | 0.44111 | Commercial_2025_Economic_MW_Before Competition Groups_PTAC (12 EER/10,000 BTU)
Commercial | Com ¦ ECM MOTORS FOR HVAC APPLICATION (FAN-POWERED VAV BOX) | 2025 | Economic | MW | Before Competition Groups | 0.30014 | 0 | 0 | 1865.4607 | 0.00016089 | 57 | Commercial_2025_Economic_MW_Before Competition Groups_57 | ECM MOTORS FOR HVAC APPLICATION (FAN-POWERED VAV BOX) | 0.01609% | 0 | 0.30014 | Commercial_2025_Economic_MW_Before Competition Groups_ECM MOTORS FOR HVAC APPLICATION (FAN-POWERED VAV BOX)
Commercial | Com ¦ Condensing Make Up Air Unit | 2025 | Economic | MW | Before Competition Groups | 0.28913 | 0 | 0 | 1865.4607 | 0.00015499 | 58 | Commercial_2025_Economic_MW_Before Competition Groups_58 | Condensing Make Up Air Unit | 0.0155% | 0 | 0.28913 | Commercial_2025_Economic_MW_Before Competition Groups_Condensing Make Up Air Unit
Commercial | Com ¦ Solar Water Preheat (Pools/DHW) | 2025 | Economic | MW | Before Competition Groups | 0.23648 | 0 | 0 | 1865.4607 | 0.00012677 | 59 | Commercial_2025_Economic_MW_Before Competition Groups_59 | Solar Water Preheat (Pools/DHW) | 0.01268% | 0 | 0.23648 | Commercial_2025_Economic_MW_Before Competition Groups_Solar Water Preheat (Pools/DHW)
Commercial | COM ¦ Ductless Mini-Split Heat Pumps | 2025 | Economic | MW | Before Competition Groups | 0.23033 | 0 | 0 | 1865.4607 | 0.00012347 | 60 | Commercial_2025_Economic_MW_Before Competition Groups_60 | Ductless Mini-Split Heat Pumps | 0.01235% | 0 | 0.23033 | Commercial_2025_Economic_MW_Before Competition Groups_Ductless Mini-Split Heat Pumps
Commercial | Com ¦ Notched V belts for HVAC Systems | 2025 | Economic | MW | Before Competition Groups | 0.22173 | 0 | 0 | 1865.4607 | 0.00011886 | 61 | Commercial_2025_Economic_MW_Before Competition Groups_61 | Notched V belts for HVAC Systems | 0.01189% | 0 | 0.22173 | Commercial_2025_Economic_MW_Before Competition Groups_Notched V belts for HVAC Systems
Commercial | Com ¦ Auto Off Time Switch or Time Clock control | 2025 | Economic | MW | Before Competition Groups | 0.18264 | 0 | 0 | 1865.4607 | 9.7908e-05 | 62 | Commercial_2025_Economic_MW_Before Competition Groups_62 | Auto Off Time Switch or Time Clock control | 0.009791% | 0 | 0.18264 | Commercial_2025_Economic_MW_Before Competition Groups_Auto Off Time Switch or Time Clock control
Commercial | Com ¦ Demand controlled Circulating Systems | 2025 | Economic | MW | Before Competition Groups | 0.14794 | 0 | 0 | 1865.4607 | 7.9303e-05 | 63 | Commercial_2025_Economic_MW_Before Competition Groups_63 | Demand controlled Circulating Systems | 0.00793% | 0 | 0.14794 | Commercial_2025_Economic_MW_Before Competition Groups_Demand controlled Circulating Systems
Commercial | Com ¦ CEE Tier 2/Energy Star Clothes Washers | 2025 | Economic | MW | Before Competition Groups | 0.12328 | 0 | 0 | 1865.4607 | 6.6087e-05 | 64 | Commercial_2025_Economic_MW_Before Competition Groups_64 | CEE Tier 2/Energy Star Clothes Washers | 0.006609% | 0 | 0.12328 | Commercial_2025_Economic_MW_Before Competition Groups_CEE Tier 2/Energy Star Clothes Washers
Commercial | Com ¦ HVAC Optimization | 2025 | Economic | MW | Before Competition Groups | 0.10875 | 0 | 0 | 1865.4607 | 5.8297e-05 | 65 | Commercial_2025_Economic_MW_Before Competition Groups_65 | HVAC Optimization | 0.00583% | 0 | 0.10875 | Commercial_2025_Economic_MW_Before Competition Groups_HVAC Optimization
Commercial | Com ¦ Low Flow Pre-Rinse Spray Nozzle | 2025 | Economic | MW | Before Competition Groups | 0.091034 | 0 | 0 | 1865.4607 | 4.88e-05 | 66 | Commercial_2025_Economic_MW_Before Competition Groups_66 | Low Flow Pre-Rinse Spray Nozzle | 0.00488% | 0 | 0.091034 | Commercial_2025_Economic_MW_Before Competition Groups_Low Flow Pre-Rinse Spray Nozzle
Commercial | Com ¦ Commercial Hot Food Holding Cabinets | 2025 | Economic | MW | Before Competition Groups | 0.069653 | 0 | 0 | 1865.4607 | 3.7338e-05 | 67 | Commercial_2025_Economic_MW_Before Competition Groups_67 | Commercial Hot Food Holding Cabinets | 0.003734% | 0 | 0.069653 | Commercial_2025_Economic_MW_Before Competition Groups_Commercial Hot Food Holding Cabinets
Commercial | Com ¦ Room AC (w/ louvered sides) 14 SEER from 12 SEER code | 2025 | Economic | MW | Before Competition Groups | 0.057994 | 0 | 0 | 1865.4607 | 3.1088e-05 | 68 | Commercial_2025_Economic_MW_Before Competition Groups_68 | Room AC (w/ louvered sides) 14 SEER from 12 SEER code | 0.003109% | 0 | 0.057994 | Commercial_2025_Economic_MW_Before Competition Groups_Room AC (w/ louvered sides) 14 SEER from 12 SEER code
Commercial | Com ¦ Wall Insulation | 2025 | Economic | MW | Before Competition Groups | 0.055218 | 0 | 0 | 1865.4607 | 2.96e-05 | 69 | Commercial_2025_Economic_MW_Before Competition Groups_69 | Wall Insulation | 0.00296% | 0 | 0.055218 | Commercial_2025_Economic_MW_Before Competition Groups_Wall Insulation
Commercial | Com ¦ Condensing Unit Heaters or other Efficient Unit Heating System | 2025 | Economic | MW | Before Competition Groups | 0.051522 | 0 | 0 | 1865.4607 | 2.7619e-05 | 70 | Commercial_2025_Economic_MW_Before Competition Groups_70 | Condensing Unit Heaters or other Efficient Unit Heating System | 0.002762% | 0 | 0.051522 | Commercial_2025_Economic_MW_Before Competition Groups_Condensing Unit Heaters or other Efficient Unit Heating System
Commercial | Com ¦ Energy Recovery Ventilation and Ventilation (Enhanced) | 2025 | Economic | MW | Before Competition Groups | 0.037347 | 0 | 0 | 1865.4607 | 2.002e-05 | 71 | Commercial_2025_Economic_MW_Before Competition Groups_71 | Energy Recovery Ventilation and Ventilation (Enhanced) | 0.002002% | 0 | 0.037347 | Commercial_2025_Economic_MW_Before Competition Groups_Energy Recovery Ventilation and Ventilation (Enhanced)
Commercial | Com ¦ High Efficiency Chiller (avg of water and air cooled) | 2025 | Economic | MW | Before Competition Groups | 0.02196 | 0 | 0 | 1865.4607 | 1.1772e-05 | 72 | Commercial_2025_Economic_MW_Before Competition Groups_72 | High Efficiency Chiller (avg of water and air cooled) | 0.001177% | 0 | 0.02196 | Commercial_2025_Economic_MW_Before Competition Groups_High Efficiency Chiller (avg of water and air cooled)
Commercial | Com ¦ VSD Air Compressor | 2025 | Economic | MW | Before Competition Groups | 0.019734 | 0 | 0 | 1865.4607 | 1.0579e-05 | 73 | Commercial_2025_Economic_MW_Before Competition Groups_73 | VSD Air Compressor | 0.001058% | 0 | 0.019734 | Commercial_2025_Economic_MW_Before Competition Groups_VSD Air Compressor
Commercial | Com ¦ Air Curtains | 2025 | Economic | MW | Before Competition Groups | 0.0065943 | 0 | 0 | 1865.4607 | 3.535e-06 | 74 | Commercial_2025_Economic_MW_Before Competition Groups_74 | Air Curtains | 0.0003535% | 0 | 0.0065943 | Commercial_2025_Economic_MW_Before Competition Groups_Air Curtains
Commercial | Com ¦ EC Plug Fan for Data Center (under cabinet) | 2025 | Economic | MW | Before Competition Groups | 0.0047084 | 0 | 0 | 1865.4607 | 2.524e-06 | 75 | Commercial_2025_Economic_MW_Before Competition Groups_75 | EC Plug Fan for Data Center (under cabinet) | 0.0002524% | 0 | 0.0047084 | Commercial_2025_Economic_MW_Before Competition Groups_EC Plug Fan for Data Center (under cabinet)
Commercial | Com ¦ LED RECESSED DOWNLIGHTS | 2025 | Economic | MW | Before Competition Groups | 0.0014909 | 0 | 0 | 1865.4607 | 7.9919e-07 | 76 | Commercial_2025_Economic_MW_Before Competition Groups_76 | LED RECESSED DOWNLIGHTS | 7.992e-05% | 0 | 0.0014909 | Commercial_2025_Economic_MW_Before Competition Groups_LED RECESSED DOWNLIGHTS
Commercial | Com ¦ Electric Convection Combination Ovens | 2025 | Economic | MW | Before Competition Groups | 0.00024701 | 0 | 0 | 1865.4607 | 1.3241e-07 | 77 | Commercial_2025_Economic_MW_Before Competition Groups_77 | Electric Convection Combination Ovens | 1.324e-05% | 0 | 0.00024701 | Commercial_2025_Economic_MW_Before Competition Groups_Electric Convection Combination Ovens
Commercial | Com ¦ Efficient compressor motor | 2025 | Economic | MW | Before Competition Groups | 0 | 0 | 0 | 1865.4607 | 0 | 78 | Commercial_2025_Economic_MW_Before Competition Groups_78 | Efficient compressor motor | 0% | 0 | 0 | Commercial_2025_Economic_MW_Before Competition Groups_Efficient compressor motor
Commercial | Com ¦ Indoor Daylight Sensors/Photocell Dimming Control | 2025 | Economic | MW | Before Competition Groups | 0 | 0 | 0 | 1865.4607 | 0 | 79 | Commercial_2025_Economic_MW_Before Competition Groups_79 | Indoor Daylight Sensors/Photocell Dimming Control | 0% | 0 | 0 | Commercial_2025_Economic_MW_Before Competition Groups_Indoor Daylight Sensors/Photocell Dimming Control
Commercial | Com ¦ Variable Refrigerant Flow Heat Pump | 2025 | Economic | MW | Before Competition Groups | 0 | 0 | 0 | 1865.4607 | 0 | 80 | Commercial_2025_Economic_MW_Before Competition Groups_80 | Variable Refrigerant Flow Heat Pump | 0% | 0 | 0 | Commercial_2025_Economic_MW_Before Competition Groups_Variable Refrigerant Flow Heat Pump
Commercial | Com ¦ ENERGY STAR LED LAMPS (REFLECTOR LAMPs/MR16/PAR 16) | 2025 | SC A | MW | Before Competition Groups | 85.1681 | 0 | 0 | 490.5497 | 0.17362 | 1 | Commercial_2025_SC A_MW_Before Competition Groups_1 | ENERGY STAR LED LAMPS (REFLECTOR LAMPs/MR16/PAR 16) | 17.36% | 0 | 85.1681 | Commercial_2025_SC A_MW_Before Competition Groups_ENERGY STAR LED LAMPS (REFLECTOR LAMPs/MR16/PAR 16)
Commercial | Com ¦ LED Low/High Bay | 2025 | SC A | MW | Before Competition Groups | 60.1529 | 0 | 0 | 490.5497 | 0.12262 | 2 | Commercial_2025_SC A_MW_Before Competition Groups_2 | LED Low/High Bay | 12.26% | 0 | 60.1529 | Commercial_2025_SC A_MW_Before Competition Groups_LED Low/High Bay
Commercial | Com ¦ LED Troffer/Surface/Suspended | 2025 | SC A | MW | Before Competition Groups | 58.0522 | 0 | 0 | 490.5497 | 0.11834 | 3 | Commercial_2025_SC A_MW_Before Competition Groups_3 | LED Troffer/Surface/Suspended | 11.83% | 0 | 58.0522 | Commercial_2025_SC A_MW_Before Competition Groups_LED Troffer/Surface/Suspended
Commercial | Com ¦ LED Replacement Lamp (Tube) | 2025 | SC A | MW | Before Competition Groups | 40.5297 | 0 | 0 | 490.5497 | 0.082621 | 4 | Commercial_2025_SC A_MW_Before Competition Groups_4 | LED Replacement Lamp (Tube) | 8.262% | 0 | 40.5297 | Commercial_2025_SC A_MW_Before Competition Groups_LED Replacement Lamp (Tube)
Commercial | Com ¦ High Efficiency Air Source Heat Pump | 2025 | SC A | MW | Before Competition Groups | 30.9893 | 0 | 0 | 490.5497 | 0.063173 | 5 | Commercial_2025_SC A_MW_Before Competition Groups_5 | High Efficiency Air Source Heat Pump | 6.317% | 0 | 30.9893 | Commercial_2025_SC A_MW_Before Competition Groups_High Efficiency Air Source Heat Pump
Commercial | Com ¦ Building Recommissioning, Operations and Maintenance (O&M) Improvements | 2025 | SC A | MW | Before Competition Groups | 23.9777 | 0 | 0 | 490.5497 | 0.048879 | 6 | Commercial_2025_SC A_MW_Before Competition Groups_6 | Building Recommissioning, Operations and Maintenance (O&M) Improvements | 4.888% | 0 | 23.9777 | Commercial_2025_SC A_MW_Before Competition Groups_Building Recommissioning, Operations and Maintenance (O&M) Improvements
Commercial | Com ¦ Education and Capacity Building/Energy Behavior | 2025 | SC A | MW | Before Competition Groups | 20.5262 | 0 | 0 | 490.5497 | 0.041843 | 7 | Commercial_2025_SC A_MW_Before Competition Groups_7 | Education and Capacity Building/Energy Behavior | 4.184% | 0 | 20.5262 | Commercial_2025_SC A_MW_Before Competition Groups_Education and Capacity Building/Energy Behavior
Commercial | Com ¦ Data Center Storage/Server Virtualization | 2025 | SC A | MW | Before Competition Groups | 17.2033 | 0 | 0 | 490.5497 | 0.03507 | 8 | Commercial_2025_SC A_MW_Before Competition Groups_8 | Data Center Storage/Server Virtualization | 3.507% | 0 | 17.2033 | Commercial_2025_SC A_MW_Before Competition Groups_Data Center Storage/Server Virtualization
Commercial | Com ¦ Advanced BAS/Controllers | 2025 | SC A | MW | Before Competition Groups | 14.1833 | 0 | 0 | 490.5497 | 0.028913 | 9 | Commercial_2025_SC A_MW_Before Competition Groups_9 | Advanced BAS/Controllers | 2.891% | 0 | 14.1833 | Commercial_2025_SC A_MW_Before Competition Groups_Advanced BAS/Controllers
Commercial | Com ¦ Reach-in Shaded Pole to ECM/PSC Evaporator Fan Motor | 2025 | SC A | MW | Before Competition Groups | 12.0752 | 0 | 0 | 490.5497 | 0.024616 | 10 | Commercial_2025_SC A_MW_Before Competition Groups_10 | Reach-in Shaded Pole to ECM/PSC Evaporator Fan Motor | 2.462% | 0 | 12.0752 | Commercial_2025_SC A_MW_Before Competition Groups_Reach-in Shaded Pole to ECM/PSC Evaporator Fan Motor
Commercial | Com ¦ LED or Equivalent Sign Lighting | 2025 | SC A | MW | Before Competition Groups | 11.9171 | 0 | 0 | 490.5497 | 0.024293 | 11 | Commercial_2025_SC A_MW_Before Competition Groups_11 | LED or Equivalent Sign Lighting | 2.429% | 0 | 11.9171 | Commercial_2025_SC A_MW_Before Competition Groups_LED or Equivalent Sign Lighting
Commercial | Com ¦ ENERGY STAR LED LAMPS (General Service Lamps) | 2025 | SC A | MW | Before Competition Groups | 11.4731 | 0 | 0 | 490.5497 | 0.023388 | 12 | Commercial_2025_SC A_MW_Before Competition Groups_12 | ENERGY STAR LED LAMPS (General Service Lamps) | 2.339% | 0 | 11.4731 | Commercial_2025_SC A_MW_Before Competition Groups_ENERGY STAR LED LAMPS (General Service Lamps)
Commercial | Com ¦ Adaptive Thermostats | 2025 | SC A | MW | Before Competition Groups | 9.2124 | 0 | 0 | 490.5497 | 0.01878 | 13 | Commercial_2025_SC A_MW_Before Competition Groups_13 | Adaptive Thermostats | 1.878% | 0 | 9.2124 | Commercial_2025_SC A_MW_Before Competition Groups_Adaptive Thermostats
Commercial | Com ¦ Strip Curtains | 2025 | SC A | MW | Before Competition Groups | 8.6608 | 0 | 0 | 490.5497 | 0.017655 | 14 | Commercial_2025_SC A_MW_Before Competition Groups_14 | Strip Curtains | 1.766% | 0 | 8.6608 | Commercial_2025_SC A_MW_Before Competition Groups_Strip Curtains
Commercial | Com ¦ Unitary Air-Conditioning Unit | 2025 | SC A | MW | Before Competition Groups | 7.0257 | 0 | 0 | 490.5497 | 0.014322 | 15 | Commercial_2025_SC A_MW_Before Competition Groups_15 | Unitary Air-Conditioning Unit | 1.432% | 0 | 7.0257 | Commercial_2025_SC A_MW_Before Competition Groups_Unitary Air-Conditioning Unit
Commercial | Com ¦ Furnace Tune-Up | 2025 | SC A | MW | Before Competition Groups | 6.8559 | 0 | 0 | 490.5497 | 0.013976 | 16 | Commercial_2025_SC A_MW_Before Competition Groups_16 | Furnace Tune-Up | 1.398% | 0 | 6.8559 | Commercial_2025_SC A_MW_Before Competition Groups_Furnace Tune-Up
Commercial | Com ¦ Refrigerated Display Case Doors | 2025 | SC A | MW | Before Competition Groups | 6.7136 | 0 | 0 | 490.5497 | 0.013686 | 17 | Commercial_2025_SC A_MW_Before Competition Groups_17 | Refrigerated Display Case Doors | 1.369% | 0 | 6.7136 | Commercial_2025_SC A_MW_Before Competition Groups_Refrigerated Display Case Doors
Commercial | Com ¦ Chilled Water Optimization | 2025 | SC A | MW | Before Competition Groups | 5.9794 | 0 | 0 | 490.5497 | 0.012189 | 18 | Commercial_2025_SC A_MW_Before Competition Groups_18 | Chilled Water Optimization | 1.219% | 0 | 5.9794 | Commercial_2025_SC A_MW_Before Competition Groups_Chilled Water Optimization
Commercial | Com ¦ Centrally controlled desktop PC/NETWORK PC POWER MANAGEMENT SOFTWARE | 2025 | SC A | MW | Before Competition Groups | 5.5935 | 0 | 0 | 490.5497 | 0.011403 | 19 | Commercial_2025_SC A_MW_Before Competition Groups_19 | Centrally controlled desktop PC/NETWORK PC POWER MANAGEMENT SOFTWARE | 1.14% | 0 | 5.5935 | Commercial_2025_SC A_MW_Before Competition Groups_Centrally controlled desktop PC/NETWORK PC POWER MANAGEMENT SOFTWARE
Commercial | Com ¦ Variable Frequency Drive (VFD) | 2025 | SC A | MW | Before Competition Groups | 4.8306 | 0 | 0 | 490.5497 | 0.0098473 | 20 | Commercial_2025_SC A_MW_Before Competition Groups_20 | Variable Frequency Drive (VFD) | 0.9847% | 0 | 4.8306 | Commercial_2025_SC A_MW_Before Competition Groups_Variable Frequency Drive (VFD)
Commercial | Com ¦ Demand Control Ventilation | 2025 | SC A | MW | Before Competition Groups | 4.4999 | 0 | 0 | 490.5497 | 0.0091732 | 21 | Commercial_2025_SC A_MW_Before Competition Groups_21 | Demand Control Ventilation | 0.9173% | 0 | 4.4999 | Commercial_2025_SC A_MW_Before Competition Groups_Demand Control Ventilation
Commercial | Com ¦ VFD on Pumps | 2025 | SC A | MW | Before Competition Groups | 4.486 | 0 | 0 | 490.5497 | 0.0091449 | 22 | Commercial_2025_SC A_MW_Before Competition Groups_22 | VFD on Pumps | 0.9145% | 0 | 4.486 | Commercial_2025_SC A_MW_Before Competition Groups_VFD on Pumps
Commercial | Com ¦ LED EXTERIOR AREA LIGHTS - LED fixture (200W) | 2025 | SC A | MW | Before Competition Groups | 4.2361 | 0 | 0 | 490.5497 | 0.0086355 | 23 | Commercial_2025_SC A_MW_Before Competition Groups_23 | LED EXTERIOR AREA LIGHTS - LED fixture (200W) | 0.8636% | 0 | 4.2361 | Commercial_2025_SC A_MW_Before Competition Groups_LED EXTERIOR AREA LIGHTS - LED fixture (200W)
Commercial | Com ¦ LED parking lot fixture | 2025 | SC A | MW | Before Competition Groups | 4.1525 | 0 | 0 | 490.5497 | 0.008465 | 24 | Commercial_2025_SC A_MW_Before Competition Groups_24 | LED parking lot fixture | 0.8465% | 0 | 4.1525 | Commercial_2025_SC A_MW_Before Competition Groups_LED parking lot fixture
Commercial | Com ¦ Refrigerated Display Case LED | 2025 | SC A | MW | Before Competition Groups | 3.9705 | 0 | 0 | 490.5497 | 0.0080939 | 25 | Commercial_2025_SC A_MW_Before Competition Groups_25 | Refrigerated Display Case LED | 0.8094% | 0 | 3.9705 | Commercial_2025_SC A_MW_Before Competition Groups_Refrigerated Display Case LED
Commercial | Com ¦ ECM MOTORS FOR EVAPORATOR FANS for refrigeration (WALK-IN) | 2025 | SC A | MW | Before Competition Groups | 2.4726 | 0 | 0 | 490.5497 | 0.0050406 | 26 | Commercial_2025_SC A_MW_Before Competition Groups_26 | ECM MOTORS FOR EVAPORATOR FANS for refrigeration (WALK-IN) | 0.5041% | 0 | 2.4726 | Commercial_2025_SC A_MW_Before Competition Groups_ECM MOTORS FOR EVAPORATOR FANS for refrigeration (WALK-IN)
Commercial | Com ¦ LED street light fixture | 2025 | SC A | MW | Before Competition Groups | 2.4109 | 0 | 0 | 490.5497 | 0.0049147 | 27 | Commercial_2025_SC A_MW_Before Competition Groups_27 | LED street light fixture | 0.4915% | 0 | 2.4109 | Commercial_2025_SC A_MW_Before Competition Groups_LED street light fixture
Commercial | Com ¦ ENERGY STAR Griddle (74% eff) | 2025 | SC A | MW | Before Competition Groups | 2.3382 | 0 | 0 | 490.5497 | 0.0047666 | 28 | Commercial_2025_SC A_MW_Before Competition Groups_28 | ENERGY STAR Griddle (74% eff) | 0.4767% | 0 | 2.3382 | Commercial_2025_SC A_MW_Before Competition Groups_ENERGY STAR Griddle (74% eff)
Commercial | Com ¦ Air Handler with Dedicated Outdoor Air Systems | 2025 | SC A | MW | Before Competition Groups | 2.3161 | 0 | 0 | 490.5497 | 0.0047214 | 29 | Commercial_2025_SC A_MW_Before Competition Groups_29 | Air Handler with Dedicated Outdoor Air Systems | 0.4721% | 0 | 2.3161 | Commercial_2025_SC A_MW_Before Competition Groups_Air Handler with Dedicated Outdoor Air Systems
Commercial | Com ¦ Evaporator Fan Controls | 2025 | SC A | MW | Before Competition Groups | 2.0776 | 0 | 0 | 490.5497 | 0.0042352 | 30 | Commercial_2025_SC A_MW_Before Competition Groups_30 | Evaporator Fan Controls | 0.4235% | 0 | 2.0776 | Commercial_2025_SC A_MW_Before Competition Groups_Evaporator Fan Controls
Commercial | Com ¦ Demand Control Kitchen Ventilation | 2025 | SC A | MW | Before Competition Groups | 1.8457 | 0 | 0 | 490.5497 | 0.0037626 | 31 | Commercial_2025_SC A_MW_Before Competition Groups_31 | Demand Control Kitchen Ventilation | 0.3763% | 0 | 1.8457 | Commercial_2025_SC A_MW_Before Competition Groups_Demand Control Kitchen Ventilation
Commercial | Com ¦ Freezer Case Light Sensor | 2025 | SC A | MW | Before Competition Groups | 1.7547 | 0 | 0 | 490.5497 | 0.003577 | 32 | Commercial_2025_SC A_MW_Before Competition Groups_32 | Freezer Case Light Sensor | 0.3577% | 0 | 1.7547 | Commercial_2025_SC A_MW_Before Competition Groups_Freezer Case Light Sensor
Commercial | Com ¦ Occupancy Sensors | 2025 | SC A | MW | Before Competition Groups | 1.5686 | 0 | 0 | 490.5497 | 0.0031977 | 33 | Commercial_2025_SC A_MW_Before Competition Groups_33 | Occupancy Sensors | 0.3198% | 0 | 1.5686 | Commercial_2025_SC A_MW_Before Competition Groups_Occupancy Sensors
Commercial | Com ¦ Duct Insulation, R8 | 2025 | SC A | MW | Before Competition Groups | 1.2486 | 0 | 0 | 490.5497 | 0.0025454 | 34 | Commercial_2025_SC A_MW_Before Competition Groups_34 | Duct Insulation, R8 | 0.2545% | 0 | 1.2486 | Commercial_2025_SC A_MW_Before Competition Groups_Duct Insulation, R8
Commercial | Com ¦ Door Gasket Freezer/Refrigerator | 2025 | SC A | MW | Before Competition Groups | 1.248 | 0 | 0 | 490.5497 | 0.0025441 | 35 | Commercial_2025_SC A_MW_Before Competition Groups_35 | Door Gasket Freezer/Refrigerator | 0.2544% | 0 | 1.248 | Commercial_2025_SC A_MW_Before Competition Groups_Door Gasket Freezer/Refrigerator
Commercial | Com ¦ Water Source Heat Pump (4 ton) | 2025 | SC A | MW | Before Competition Groups | 0.91775 | 0 | 0 | 490.5497 | 0.0018709 | 36 | Commercial_2025_SC A_MW_Before Competition Groups_36 | Water Source Heat Pump (4 ton) | 0.1871% | 0 | 0.91775 | Commercial_2025_SC A_MW_Before Competition Groups_Water Source Heat Pump (4 ton)
Commercial | Com ¦ Temperature Adjustment in Commercial Freezers | 2025 | SC A | MW | Before Competition Groups | 0.76038 | 0 | 0 | 490.5497 | 0.0015501 | 37 | Commercial_2025_SC A_MW_Before Competition Groups_37 | Temperature Adjustment in Commercial Freezers | 0.155% | 0 | 0.76038 | Commercial_2025_SC A_MW_Before Competition Groups_Temperature Adjustment in Commercial Freezers
Commercial | Com ¦ Elec Storage WH 2.30 Et | 2025 | SC A | MW | Before Competition Groups | 0.75058 | 0 | 0 | 490.5497 | 0.0015301 | 38 | Commercial_2025_SC A_MW_Before Competition Groups_38 | Elec Storage WH 2.30 Et | 0.153% | 0 | 0.75058 | Commercial_2025_SC A_MW_Before Competition Groups_Elec Storage WH 2.30 Et
Commercial | Com ¦ ENERGY STAR Fryer (84% eff) | 2025 | SC A | MW | Before Competition Groups | 0.68318 | 0 | 0 | 490.5497 | 0.0013927 | 39 | Commercial_2025_SC A_MW_Before Competition Groups_39 | ENERGY STAR Fryer (84% eff) | 0.1393% | 0 | 0.68318 | Commercial_2025_SC A_MW_Before Competition Groups_ENERGY STAR Fryer (84% eff)
Commercial | Com ¦ BEVERAGE VENDING MACHINE CONTROLS | 2025 | SC A | MW | Before Competition Groups | 0.68196 | 0 | 0 | 490.5497 | 0.0013902 | 40 | Commercial_2025_SC A_MW_Before Competition Groups_40 | BEVERAGE VENDING MACHINE CONTROLS | 0.139% | 0 | 0.68196 | Commercial_2025_SC A_MW_Before Competition Groups_BEVERAGE VENDING MACHINE CONTROLS
Commercial | Com ¦ Vertical Night Covers | 2025 | SC A | MW | Before Competition Groups | 0.61476 | 0 | 0 | 490.5497 | 0.0012532 | 41 | Commercial_2025_SC A_MW_Before Competition Groups_41 | Vertical Night Covers | 0.1253% | 0 | 0.61476 | Commercial_2025_SC A_MW_Before Competition Groups_Vertical Night Covers
Commercial | Com ¦ CO Sensors for parking garage exhaust fans | 2025 | SC A | MW | Before Competition Groups | 0.57002 | 0 | 0 | 490.5497 | 0.001162 | 42 | Commercial_2025_SC A_MW_Before Competition Groups_42 | CO Sensors for parking garage exhaust fans | 0.1162% | 0 | 0.57002 | Commercial_2025_SC A_MW_Before Competition Groups_CO Sensors for parking garage exhaust fans
Commercial | Com ¦ Energy Efficient Laboratory Fume Hood | 2025 | SC A | MW | Before Competition Groups | 0.5445 | 0 | 0 | 490.5497 | 0.00111 | 43 | Commercial_2025_SC A_MW_Before Competition Groups_43 | Energy Efficient Laboratory Fume Hood | 0.111% | 0 | 0.5445 | Commercial_2025_SC A_MW_Before Competition Groups_Energy Efficient Laboratory Fume Hood
Commercial | Com ¦ Outside Air Economizer | 2025 | SC A | MW | Before Competition Groups | 0.5388 | 0 | 0 | 490.5497 | 0.0010984 | 44 | Commercial_2025_SC A_MW_Before Competition Groups_44 | Outside Air Economizer | 0.1098% | 0 | 0.5388 | Commercial_2025_SC A_MW_Before Competition Groups_Outside Air Economizer
Commercial | Com ¦ Thermostat Setback | 2025 | SC A | MW | Before Competition Groups | 0.50699 | 0 | 0 | 490.5497 | 0.0010335 | 45 | Commercial_2025_SC A_MW_Before Competition Groups_45 | Thermostat Setback | 0.1034% | 0 | 0.50699 | Commercial_2025_SC A_MW_Before Competition Groups_Thermostat Setback
Commercial | Com ¦ Water Heating (DHW) Pipe Insulation (Add 3/4\ Foam)" | 2025 | SC A | MW | Before Competition Groups | 0.48236 | 0 | 0 | 490.5497 | 0.00098331 | 46 | Commercial_2025_SC A_MW_Before Competition Groups_46 | Water Heating (DHW) Pipe Insulation (Add 3/4\ Foam)" | 0.09833% | 0 | 0.48236 | Commercial_2025_SC A_MW_Before Competition Groups_Water Heating (DHW) Pipe Insulation (Add 3/4\ Foam)"
Commercial | Com ¦ ENERGY STAR Steam Cookers | 2025 | SC A | MW | Before Competition Groups | 0.43646 | 0 | 0 | 490.5497 | 0.00088973 | 47 | Commercial_2025_SC A_MW_Before Competition Groups_47 | ENERGY STAR Steam Cookers | 0.08897% | 0 | 0.43646 | Commercial_2025_SC A_MW_Before Competition Groups_ENERGY STAR Steam Cookers
Commercial | Com ¦ Suction Pipe Insulation Freezer/Refrigerator | 2025 | SC A | MW | Before Competition Groups | 0.31615 | 0 | 0 | 490.5497 | 0.00064449 | 48 | Commercial_2025_SC A_MW_Before Competition Groups_48 | Suction Pipe Insulation Freezer/Refrigerator | 0.06445% | 0 | 0.31615 | Commercial_2025_SC A_MW_Before Competition Groups_Suction Pipe Insulation Freezer/Refrigerator
Commercial | Com ¦ ENERGY STAR Dishwasher | 2025 | SC A | MW | Before Competition Groups | 0.29473 | 0 | 0 | 490.5497 | 0.00060082 | 49 | Commercial_2025_SC A_MW_Before Competition Groups_49 | ENERGY STAR Dishwasher | 0.06008% | 0 | 0.29473 | Commercial_2025_SC A_MW_Before Competition Groups_ENERGY STAR Dishwasher
Commercial | Com ¦ Ozone Laundry Treatment | 2025 | SC A | MW | Before Competition Groups | 0.12498 | 0 | 0 | 490.5497 | 0.00025477 | 50 | Commercial_2025_SC A_MW_Before Competition Groups_50 | Ozone Laundry Treatment | 0.02548% | 0 | 0.12498 | Commercial_2025_SC A_MW_Before Competition Groups_Ozone Laundry Treatment
Commercial | Com ¦ ECM MOTORS FOR HVAC APPLICATION (FAN-POWERED VAV BOX) | 2025 | SC A | MW | Before Competition Groups | 0.073346 | 0 | 0 | 490.5497 | 0.00014952 | 51 | Commercial_2025_SC A_MW_Before Competition Groups_51 | ECM MOTORS FOR HVAC APPLICATION (FAN-POWERED VAV BOX) | 0.01495% | 0 | 0.073346 | Commercial_2025_SC A_MW_Before Competition Groups_ECM MOTORS FOR HVAC APPLICATION (FAN-POWERED VAV BOX)
Commercial | Com ¦ Condensing Make Up Air Unit | 2025 | SC A | MW | Before Competition Groups | 0.071716 | 0 | 0 | 490.5497 | 0.0001462 | 52 | Commercial_2025_SC A_MW_Before Competition Groups_52 | Condensing Make Up Air Unit | 0.01462% | 0 | 0.071716 | Commercial_2025_SC A_MW_Before Competition Groups_Condensing Make Up Air Unit
Commercial | COM ¦ Ductless Mini-Split Heat Pumps | 2025 | SC A | MW | Before Competition Groups | 0.063884 | 0 | 0 | 490.5497 | 0.00013023 | 53 | Commercial_2025_SC A_MW_Before Competition Groups_53 | Ductless Mini-Split Heat Pumps | 0.01302% | 0 | 0.063884 | Commercial_2025_SC A_MW_Before Competition Groups_Ductless Mini-Split Heat Pumps
Commercial | Com ¦ CEE Tier 2/Energy Star Clothes Washers | 2025 | SC A | MW | Before Competition Groups | 0.059847 | 0 | 0 | 490.5497 | 0.000122 | 54 | Commercial_2025_SC A_MW_Before Competition Groups_54 | CEE Tier 2/Energy Star Clothes Washers | 0.0122% | 0 | 0.059847 | Commercial_2025_SC A_MW_Before Competition Groups_CEE Tier 2/Energy Star Clothes Washers
Commercial | Com ¦ HVAC Optimization | 2025 | SC A | MW | Before Competition Groups | 0.056581 | 0 | 0 | 490.5497 | 0.00011534 | 55 | Commercial_2025_SC A_MW_Before Competition Groups_55 | HVAC Optimization | 0.01153% | 0 | 0.056581 | Commercial_2025_SC A_MW_Before Competition Groups_HVAC Optimization
Commercial | Com ¦ Low Flow Pre-Rinse Spray Nozzle | 2025 | SC A | MW | Before Competition Groups | 0.03534 | 0 | 0 | 490.5497 | 7.2042e-05 | 56 | Commercial_2025_SC A_MW_Before Competition Groups_56 | Low Flow Pre-Rinse Spray Nozzle | 0.007204% | 0 | 0.03534 | Commercial_2025_SC A_MW_Before Competition Groups_Low Flow Pre-Rinse Spray Nozzle
Commercial | Com ¦ PTAC (12 EER/10,000 BTU) | 2025 | SC A | MW | Before Competition Groups | 0.035302 | 0 | 0 | 490.5497 | 7.1964e-05 | 57 | Commercial_2025_SC A_MW_Before Competition Groups_57 | PTAC (12 EER/10,000 BTU) | 0.007196% | 0 | 0.035302 | Commercial_2025_SC A_MW_Before Competition Groups_PTAC (12 EER/10,000 BTU)
Commercial | Com ¦ Auto Off Time Switch or Time Clock control | 2025 | SC A | MW | Before Competition Groups | 0.035156 | 0 | 0 | 490.5497 | 7.1666e-05 | 58 | Commercial_2025_SC A_MW_Before Competition Groups_58 | Auto Off Time Switch or Time Clock control | 0.007167% | 0 | 0.035156 | Commercial_2025_SC A_MW_Before Competition Groups_Auto Off Time Switch or Time Clock control
Commercial | Com ¦ Demand controlled Circulating Systems | 2025 | SC A | MW | Before Competition Groups | 0.032823 | 0 | 0 | 490.5497 | 6.691e-05 | 59 | Commercial_2025_SC A_MW_Before Competition Groups_59 | Demand controlled Circulating Systems | 0.006691% | 0 | 0.032823 | Commercial_2025_SC A_MW_Before Competition Groups_Demand controlled Circulating Systems
Commercial | Com ¦ Notched V belts for HVAC Systems | 2025 | SC A | MW | Before Competition Groups | 0.02504 | 0 | 0 | 490.5497 | 5.1045e-05 | 60 | Commercial_2025_SC A_MW_Before Competition Groups_60 | Notched V belts for HVAC Systems | 0.005104% | 0 | 0.02504 | Commercial_2025_SC A_MW_Before Competition Groups_Notched V belts for HVAC Systems
Commercial | Com ¦ Solar Water Preheat (Pools/DHW) | 2025 | SC A | MW | Before Competition Groups | 0.017956 | 0 | 0 | 490.5497 | 3.6604e-05 | 61 | Commercial_2025_SC A_MW_Before Competition Groups_61 | Solar Water Preheat (Pools/DHW) | 0.00366% | 0 | 0.017956 | Commercial_2025_SC A_MW_Before Competition Groups_Solar Water Preheat (Pools/DHW)
Commercial | Com ¦ Commercial Hot Food Holding Cabinets | 2025 | SC A | MW | Before Competition Groups | 0.017675 | 0 | 0 | 490.5497 | 3.6031e-05 | 62 | Commercial_2025_SC A_MW_Before Competition Groups_62 | Commercial Hot Food Holding Cabinets | 0.003603% | 0 | 0.017675 | Commercial_2025_SC A_MW_Before Competition Groups_Commercial Hot Food Holding Cabinets
Commercial | Com ¦ Wall Insulation | 2025 | SC A | MW | Before Competition Groups | 0.011331 | 0 | 0 | 490.5497 | 2.3099e-05 | 63 | Commercial_2025_SC A_MW_Before Competition Groups_63 | Wall Insulation | 0.00231% | 0 | 0.011331 | Commercial_2025_SC A_MW_Before Competition Groups_Wall Insulation
Commercial | Com ¦ Condensing Unit Heaters or other Efficient Unit Heating System | 2025 | SC A | MW | Before Competition Groups | 0.010855 | 0 | 0 | 490.5497 | 2.2129e-05 | 64 | Commercial_2025_SC A_MW_Before Competition Groups_64 | Condensing Unit Heaters or other Efficient Unit Heating System | 0.002213% | 0 | 0.010855 | Commercial_2025_SC A_MW_Before Competition Groups_Condensing Unit Heaters or other Efficient Unit Heating System
Commercial | Com ¦ VSD Air Compressor | 2025 | SC A | MW | Before Competition Groups | 0.008708 | 0 | 0 | 490.5497 | 1.7751e-05 | 65 | Commercial_2025_SC A_MW_Before Competition Groups_65 | VSD Air Compressor | 0.001775% | 0 | 0.008708 | Commercial_2025_SC A_MW_Before Competition Groups_VSD Air Compressor
Commercial | Com ¦ Air Curtains | 2025 | SC A | MW | Before Competition Groups | 0.0081853 | 0 | 0 | 490.5497 | 1.6686e-05 | 66 | Commercial_2025_SC A_MW_Before Competition Groups_66 | Air Curtains | 0.001669% | 0 | 0.0081853 | Commercial_2025_SC A_MW_Before Competition Groups_Air Curtains
Commercial | Com ¦ Room AC (w/ louvered sides) 14 SEER from 12 SEER code | 2025 | SC A | MW | Before Competition Groups | 0.0035493 | 0 | 0 | 490.5497 | 7.2353e-06 | 67 | Commercial_2025_SC A_MW_Before Competition Groups_67 | Room AC (w/ louvered sides) 14 SEER from 12 SEER code | 0.0007235% | 0 | 0.0035493 | Commercial_2025_SC A_MW_Before Competition Groups_Room AC (w/ louvered sides) 14 SEER from 12 SEER code
Commercial | Com ¦ LLLC - Low Impact Application | 2025 | SC A | MW | Before Competition Groups | 0.0031661 | 0 | 0 | 490.5497 | 6.4542e-06 | 68 | Commercial_2025_SC A_MW_Before Competition Groups_68 | LLLC - Low Impact Application | 0.0006454% | 0 | 0.0031661 | Commercial_2025_SC A_MW_Before Competition Groups_LLLC - Low Impact Application
Commercial | Com ¦ LLLC - High Impact Application | 2025 | SC A | MW | Before Competition Groups | 0.0028864 | 0 | 0 | 490.5497 | 5.884e-06 | 69 | Commercial_2025_SC A_MW_Before Competition Groups_69 | LLLC - High Impact Application | 0.0005884% | 0 | 0.0028864 | Commercial_2025_SC A_MW_Before Competition Groups_LLLC - High Impact Application
Commercial | Com ¦ Energy Recovery Ventilation and Ventilation (Enhanced) | 2025 | SC A | MW | Before Competition Groups | 0.0019452 | 0 | 0 | 490.5497 | 3.9654e-06 | 70 | Commercial_2025_SC A_MW_Before Competition Groups_70 | Energy Recovery Ventilation and Ventilation (Enhanced) | 0.0003965% | 0 | 0.0019452 | Commercial_2025_SC A_MW_Before Competition Groups_Energy Recovery Ventilation and Ventilation (Enhanced)
Commercial | Com ¦ High Efficiency Chiller (avg of water and air cooled) | 2025 | SC A | MW | Before Competition Groups | 0.001775 | 0 | 0 | 490.5497 | 3.6183e-06 | 71 | Commercial_2025_SC A_MW_Before Competition Groups_71 | High Efficiency Chiller (avg of water and air cooled) | 0.0003618% | 0 | 0.001775 | Commercial_2025_SC A_MW_Before Competition Groups_High Efficiency Chiller (avg of water and air cooled)
Commercial | Com ¦ LED RECESSED DOWNLIGHTS | 2025 | SC A | MW | Before Competition Groups | 0.0017123 | 0 | 0 | 490.5497 | 3.4906e-06 | 72 | Commercial_2025_SC A_MW_Before Competition Groups_72 | LED RECESSED DOWNLIGHTS | 0.0003491% | 0 | 0.0017123 | Commercial_2025_SC A_MW_Before Competition Groups_LED RECESSED DOWNLIGHTS
Commercial | Com ¦ EC Plug Fan for Data Center (under cabinet) | 2025 | SC A | MW | Before Competition Groups | 0.00085714 | 0 | 0 | 490.5497 | 1.7473e-06 | 73 | Commercial_2025_SC A_MW_Before Competition Groups_73 | EC Plug Fan for Data Center (under cabinet) | 0.0001747% | 0 | 0.00085714 | Commercial_2025_SC A_MW_Before Competition Groups_EC Plug Fan for Data Center (under cabinet)
Commercial | Com ¦ High Efficiency Small Instantaneous Water Heater | 2025 | SC A | MW | Before Competition Groups | 0.00028692 | 0 | 0 | 490.5497 | 5.849e-07 | 74 | Commercial_2025_SC A_MW_Before Competition Groups_74 | High Efficiency Small Instantaneous Water Heater | 5.849e-05% | 0 | 0.00028692 | Commercial_2025_SC A_MW_Before Competition Groups_High Efficiency Small Instantaneous Water Heater
Commercial | Com ¦ Electric Convection Combination Ovens | 2025 | SC A | MW | Before Competition Groups | 0.00015755 | 0 | 0 | 490.5497 | 3.2118e-07 | 75 | Commercial_2025_SC A_MW_Before Competition Groups_75 | Electric Convection Combination Ovens | 3.212e-05% | 0 | 0.00015755 | Commercial_2025_SC A_MW_Before Competition Groups_Electric Convection Combination Ovens
Commercial | Com ¦ Networked/Connected - High Impact Application | 2025 | SC A | MW | Before Competition Groups | 6.1608e-05 | 0 | 0 | 490.5497 | 1.2559e-07 | 76 | Commercial_2025_SC A_MW_Before Competition Groups_76 | Networked/Connected - High Impact Application | 1.256e-05% | 0 | 6.1608e-05 | Commercial_2025_SC A_MW_Before Competition Groups_Networked/Connected - High Impact Application
Commercial | Com ¦ Networked/Connected - Low Impact Application | 2025 | SC A | MW | Before Competition Groups | 2.8141e-06 | 0 | 0 | 490.5497 | 5.7366e-09 | 77 | Commercial_2025_SC A_MW_Before Competition Groups_77 | Networked/Connected - Low Impact Application | 5.737e-07% | 0 | 2.8141e-06 | Commercial_2025_SC A_MW_Before Competition Groups_Networked/Connected - Low Impact Application
Commercial | Com ¦ Efficient compressor motor | 2025 | SC A | MW | Before Competition Groups | 0 | 0 | 0 | 490.5497 | 0 | 78 | Commercial_2025_SC A_MW_Before Competition Groups_78 | Efficient compressor motor | 0% | 0 | 0 | Commercial_2025_SC A_MW_Before Competition Groups_Efficient compressor motor
Commercial | Com ¦ Indoor Daylight Sensors/Photocell Dimming Control | 2025 | SC A | MW | Before Competition Groups | 0 | 0 | 0 | 490.5497 | 0 | 79 | Commercial_2025_SC A_MW_Before Competition Groups_79 | Indoor Daylight Sensors/Photocell Dimming Control | 0% | 0 | 0 | Commercial_2025_SC A_MW_Before Competition Groups_Indoor Daylight Sensors/Photocell Dimming Control
Commercial | Com ¦ Variable Refrigerant Flow Heat Pump | 2025 | SC A | MW | Before Competition Groups | 0 | 0 | 0 | 490.5497 | 0 | 80 | Commercial_2025_SC A_MW_Before Competition Groups_80 | Variable Refrigerant Flow Heat Pump | 0% | 0 | 0 | Commercial_2025_SC A_MW_Before Competition Groups_Variable Refrigerant Flow Heat Pump
Commercial | Com ¦ Education and Capacity Building/Energy Behavior | 2025 | SC B | MW | Before Competition Groups | 102.6312 | 0 | 0 | 729.1352 | 0.14076 | 1 | Commercial_2025_SC B_MW_Before Competition Groups_1 | Education and Capacity Building/Energy Behavior | 14.08% | 0 | 102.6312 | Commercial_2025_SC B_MW_Before Competition Groups_Education and Capacity Building/Energy Behavior
Commercial | Com ¦ ENERGY STAR LED LAMPS (REFLECTOR LAMPs/MR16/PAR 16) | 2025 | SC B | MW | Before Competition Groups | 85.1681 | 0 | 0 | 729.1352 | 0.11681 | 2 | Commercial_2025_SC B_MW_Before Competition Groups_2 | ENERGY STAR LED LAMPS (REFLECTOR LAMPs/MR16/PAR 16) | 11.68% | 0 | 85.1681 | Commercial_2025_SC B_MW_Before Competition Groups_ENERGY STAR LED LAMPS (REFLECTOR LAMPs/MR16/PAR 16)
Commercial | Com ¦ LED Low/High Bay | 2025 | SC B | MW | Before Competition Groups | 68.2857 | 0 | 0 | 729.1352 | 0.093653 | 3 | Commercial_2025_SC B_MW_Before Competition Groups_3 | LED Low/High Bay | 9.365% | 0 | 68.2857 | Commercial_2025_SC B_MW_Before Competition Groups_LED Low/High Bay
Commercial | Com ¦ LED Troffer/Surface/Suspended | 2025 | SC B | MW | Before Competition Groups | 64.1374 | 0 | 0 | 729.1352 | 0.087964 | 4 | Commercial_2025_SC B_MW_Before Competition Groups_4 | LED Troffer/Surface/Suspended | 8.796% | 0 | 64.1374 | Commercial_2025_SC B_MW_Before Competition Groups_LED Troffer/Surface/Suspended
Commercial | Com ¦ LED Replacement Lamp (Tube) | 2025 | SC B | MW | Before Competition Groups | 40.5297 | 0 | 0 | 729.1352 | 0.055586 | 5 | Commercial_2025_SC B_MW_Before Competition Groups_5 | LED Replacement Lamp (Tube) | 5.559% | 0 | 40.5297 | Commercial_2025_SC B_MW_Before Competition Groups_LED Replacement Lamp (Tube)
Commercial | Com ¦ Building Recommissioning, Operations and Maintenance (O&M) Improvements | 2025 | SC B | MW | Before Competition Groups | 35.8939 | 0 | 0 | 729.1352 | 0.049228 | 6 | Commercial_2025_SC B_MW_Before Competition Groups_6 | Building Recommissioning, Operations and Maintenance (O&M) Improvements | 4.923% | 0 | 35.8939 | Commercial_2025_SC B_MW_Before Competition Groups_Building Recommissioning, Operations and Maintenance (O&M) Improvements
Commercial | Com ¦ High Efficiency Air Source Heat Pump | 2025 | SC B | MW | Before Competition Groups | 30.9892 | 0 | 0 | 729.1352 | 0.042501 | 7 | Commercial_2025_SC B_MW_Before Competition Groups_7 | High Efficiency Air Source Heat Pump | 4.25% | 0 | 30.9892 | Commercial_2025_SC B_MW_Before Competition Groups_High Efficiency Air Source Heat Pump
Commercial | Com ¦ Unitary Air-Conditioning Unit | 2025 | SC B | MW | Before Competition Groups | 22.4875 | 0 | 0 | 729.1352 | 0.030841 | 8 | Commercial_2025_SC B_MW_Before Competition Groups_8 | Unitary Air-Conditioning Unit | 3.084% | 0 | 22.4875 | Commercial_2025_SC B_MW_Before Competition Groups_Unitary Air-Conditioning Unit
Commercial | Com ¦ Adaptive Thermostats | 2025 | SC B | MW | Before Competition Groups | 21.3107 | 0 | 0 | 729.1352 | 0.029227 | 9 | Commercial_2025_SC B_MW_Before Competition Groups_9 | Adaptive Thermostats | 2.923% | 0 | 21.3107 | Commercial_2025_SC B_MW_Before Competition Groups_Adaptive Thermostats
Commercial | Com ¦ Data Center Storage/Server Virtualization | 2025 | SC B | MW | Before Competition Groups | 20.4312 | 0 | 0 | 729.1352 | 0.028021 | 10 | Commercial_2025_SC B_MW_Before Competition Groups_10 | Data Center Storage/Server Virtualization | 2.802% | 0 | 20.4312 | Commercial_2025_SC B_MW_Before Competition Groups_Data Center Storage/Server Virtualization
Commercial | Com ¦ Advanced BAS/Controllers | 2025 | SC B | MW | Before Competition Groups | 19.5065 | 0 | 0 | 729.1352 | 0.026753 | 11 | Commercial_2025_SC B_MW_Before Competition Groups_11 | Advanced BAS/Controllers | 2.675% | 0 | 19.5065 | Commercial_2025_SC B_MW_Before Competition Groups_Advanced BAS/Controllers
Commercial | Com ¦ Furnace Tune-Up | 2025 | SC B | MW | Before Competition Groups | 17.4564 | 0 | 0 | 729.1352 | 0.023941 | 12 | Commercial_2025_SC B_MW_Before Competition Groups_12 | Furnace Tune-Up | 2.394% | 0 | 17.4564 | Commercial_2025_SC B_MW_Before Competition Groups_Furnace Tune-Up
Commercial | Com ¦ Strip Curtains | 2025 | SC B | MW | Before Competition Groups | 16.7219 | 0 | 0 | 729.1352 | 0.022934 | 13 | Commercial_2025_SC B_MW_Before Competition Groups_13 | Strip Curtains | 2.293% | 0 | 16.7219 | Commercial_2025_SC B_MW_Before Competition Groups_Strip Curtains
Commercial | Com ¦ LED or Equivalent Sign Lighting | 2025 | SC B | MW | Before Competition Groups | 16.1913 | 0 | 0 | 729.1352 | 0.022206 | 14 | Commercial_2025_SC B_MW_Before Competition Groups_14 | LED or Equivalent Sign Lighting | 2.221% | 0 | 16.1913 | Commercial_2025_SC B_MW_Before Competition Groups_LED or Equivalent Sign Lighting
Commercial | Com ¦ Reach-in Shaded Pole to ECM/PSC Evaporator Fan Motor | 2025 | SC B | MW | Before Competition Groups | 13.2475 | 0 | 0 | 729.1352 | 0.018169 | 15 | Commercial_2025_SC B_MW_Before Competition Groups_15 | Reach-in Shaded Pole to ECM/PSC Evaporator Fan Motor | 1.817% | 0 | 13.2475 | Commercial_2025_SC B_MW_Before Competition Groups_Reach-in Shaded Pole to ECM/PSC Evaporator Fan Motor
Commercial | Com ¦ Demand Control Ventilation | 2025 | SC B | MW | Before Competition Groups | 12.9227 | 0 | 0 | 729.1352 | 0.017723 | 16 | Commercial_2025_SC B_MW_Before Competition Groups_16 | Demand Control Ventilation | 1.772% | 0 | 12.9227 | Commercial_2025_SC B_MW_Before Competition Groups_Demand Control Ventilation
Commercial | Com ¦ Variable Frequency Drive (VFD) | 2025 | SC B | MW | Before Competition Groups | 12.2756 | 0 | 0 | 729.1352 | 0.016836 | 17 | Commercial_2025_SC B_MW_Before Competition Groups_17 | Variable Frequency Drive (VFD) | 1.684% | 0 | 12.2756 | Commercial_2025_SC B_MW_Before Competition Groups_Variable Frequency Drive (VFD)
Commercial | Com ¦ ENERGY STAR LED LAMPS (General Service Lamps) | 2025 | SC B | MW | Before Competition Groups | 11.4731 | 0 | 0 | 729.1352 | 0.015735 | 18 | Commercial_2025_SC B_MW_Before Competition Groups_18 | ENERGY STAR LED LAMPS (General Service Lamps) | 1.574% | 0 | 11.4731 | Commercial_2025_SC B_MW_Before Competition Groups_ENERGY STAR LED LAMPS (General Service Lamps)
Commercial | Com ¦ VFD on Pumps | 2025 | SC B | MW | Before Competition Groups | 11.467 | 0 | 0 | 729.1352 | 0.015727 | 19 | Commercial_2025_SC B_MW_Before Competition Groups_19 | VFD on Pumps | 1.573% | 0 | 11.467 | Commercial_2025_SC B_MW_Before Competition Groups_VFD on Pumps
Commercial | Com ¦ Refrigerated Display Case Doors | 2025 | SC B | MW | Before Competition Groups | 11.2181 | 0 | 0 | 729.1352 | 0.015386 | 20 | Commercial_2025_SC B_MW_Before Competition Groups_20 | Refrigerated Display Case Doors | 1.539% | 0 | 11.2181 | Commercial_2025_SC B_MW_Before Competition Groups_Refrigerated Display Case Doors
Commercial | Com ¦ Centrally controlled desktop PC/NETWORK PC POWER MANAGEMENT SOFTWARE | 2025 | SC B | MW | Before Competition Groups | 10.5149 | 0 | 0 | 729.1352 | 0.014421 | 21 | Commercial_2025_SC B_MW_Before Competition Groups_21 | Centrally controlled desktop PC/NETWORK PC POWER MANAGEMENT SOFTWARE | 1.442% | 0 | 10.5149 | Commercial_2025_SC B_MW_Before Competition Groups_Centrally controlled desktop PC/NETWORK PC POWER MANAGEMENT SOFTWARE
Commercial | Com ¦ Air Handler with Dedicated Outdoor Air Systems | 2025 | SC B | MW | Before Competition Groups | 9.2554 | 0 | 0 | 729.1352 | 0.012694 | 22 | Commercial_2025_SC B_MW_Before Competition Groups_22 | Air Handler with Dedicated Outdoor Air Systems | 1.269% | 0 | 9.2554 | Commercial_2025_SC B_MW_Before Competition Groups_Air Handler with Dedicated Outdoor Air Systems
Commercial | Com ¦ Chilled Water Optimization | 2025 | SC B | MW | Before Competition Groups | 7.8148 | 0 | 0 | 729.1352 | 0.010718 | 23 | Commercial_2025_SC B_MW_Before Competition Groups_23 | Chilled Water Optimization | 1.072% | 0 | 7.8148 | Commercial_2025_SC B_MW_Before Competition Groups_Chilled Water Optimization
Commercial | Com ¦ Refrigerated Display Case LED | 2025 | SC B | MW | Before Competition Groups | 6.7535 | 0 | 0 | 729.1352 | 0.0092623 | 24 | Commercial_2025_SC B_MW_Before Competition Groups_24 | Refrigerated Display Case LED | 0.9262% | 0 | 6.7535 | Commercial_2025_SC B_MW_Before Competition Groups_Refrigerated Display Case LED
Commercial | Com ¦ ECM MOTORS FOR EVAPORATOR FANS for refrigeration (WALK-IN) | 2025 | SC B | MW | Before Competition Groups | 6.2997 | 0 | 0 | 729.1352 | 0.0086399 | 25 | Commercial_2025_SC B_MW_Before Competition Groups_25 | ECM MOTORS FOR EVAPORATOR FANS for refrigeration (WALK-IN) | 0.864% | 0 | 6.2997 | Commercial_2025_SC B_MW_Before Competition Groups_ECM MOTORS FOR EVAPORATOR FANS for refrigeration (WALK-IN)
Commercial | Com ¦ Freezer Case Light Sensor | 2025 | SC B | MW | Before Competition Groups | 5.4358 | 0 | 0 | 729.1352 | 0.0074551 | 26 | Commercial_2025_SC B_MW_Before Competition Groups_26 | Freezer Case Light Sensor | 0.7455% | 0 | 5.4358 | Commercial_2025_SC B_MW_Before Competition Groups_Freezer Case Light Sensor
Commercial | Com ¦ Evaporator Fan Controls | 2025 | SC B | MW | Before Competition Groups | 5.296 | 0 | 0 | 729.1352 | 0.0072633 | 27 | Commercial_2025_SC B_MW_Before Competition Groups_27 | Evaporator Fan Controls | 0.7263% | 0 | 5.296 | Commercial_2025_SC B_MW_Before Competition Groups_Evaporator Fan Controls
Commercial | Com ¦ LED EXTERIOR AREA LIGHTS - LED fixture (200W) | 2025 | SC B | MW | Before Competition Groups | 4.241 | 0 | 0 | 729.1352 | 0.0058165 | 28 | Commercial_2025_SC B_MW_Before Competition Groups_28 | LED EXTERIOR AREA LIGHTS - LED fixture (200W) | 0.5817% | 0 | 4.241 | Commercial_2025_SC B_MW_Before Competition Groups_LED EXTERIOR AREA LIGHTS - LED fixture (200W)
Commercial | Com ¦ LED parking lot fixture | 2025 | SC B | MW | Before Competition Groups | 4.1525 | 0 | 0 | 729.1352 | 0.0056951 | 29 | Commercial_2025_SC B_MW_Before Competition Groups_29 | LED parking lot fixture | 0.5695% | 0 | 4.1525 | Commercial_2025_SC B_MW_Before Competition Groups_LED parking lot fixture
Commercial | Com ¦ Demand Control Kitchen Ventilation | 2025 | SC B | MW | Before Competition Groups | 4.0046 | 0 | 0 | 729.1352 | 0.0054922 | 30 | Commercial_2025_SC B_MW_Before Competition Groups_30 | Demand Control Kitchen Ventilation | 0.5492% | 0 | 4.0046 | Commercial_2025_SC B_MW_Before Competition Groups_Demand Control Kitchen Ventilation
Commercial | Com ¦ Duct Insulation, R8 | 2025 | SC B | MW | Before Competition Groups | 3.2364 | 0 | 0 | 729.1352 | 0.0044386 | 31 | Commercial_2025_SC B_MW_Before Competition Groups_31 | Duct Insulation, R8 | 0.4439% | 0 | 3.2364 | Commercial_2025_SC B_MW_Before Competition Groups_Duct Insulation, R8
Commercial | Com ¦ Door Gasket Freezer/Refrigerator | 2025 | SC B | MW | Before Competition Groups | 3.1488 | 0 | 0 | 729.1352 | 0.0043185 | 32 | Commercial_2025_SC B_MW_Before Competition Groups_32 | Door Gasket Freezer/Refrigerator | 0.4319% | 0 | 3.1488 | Commercial_2025_SC B_MW_Before Competition Groups_Door Gasket Freezer/Refrigerator
Commercial | Com ¦ LED street light fixture | 2025 | SC B | MW | Before Competition Groups | 2.4558 | 0 | 0 | 729.1352 | 0.0033682 | 33 | Commercial_2025_SC B_MW_Before Competition Groups_33 | LED street light fixture | 0.3368% | 0 | 2.4558 | Commercial_2025_SC B_MW_Before Competition Groups_LED street light fixture
Commercial | Com ¦ ENERGY STAR Griddle (74% eff) | 2025 | SC B | MW | Before Competition Groups | 2.3382 | 0 | 0 | 729.1352 | 0.0032069 | 34 | Commercial_2025_SC B_MW_Before Competition Groups_34 | ENERGY STAR Griddle (74% eff) | 0.3207% | 0 | 2.3382 | Commercial_2025_SC B_MW_Before Competition Groups_ENERGY STAR Griddle (74% eff)
Commercial | Com ¦ Temperature Adjustment in Commercial Freezers | 2025 | SC B | MW | Before Competition Groups | 1.9379 | 0 | 0 | 729.1352 | 0.0026579 | 35 | Commercial_2025_SC B_MW_Before Competition Groups_35 | Temperature Adjustment in Commercial Freezers | 0.2658% | 0 | 1.9379 | Commercial_2025_SC B_MW_Before Competition Groups_Temperature Adjustment in Commercial Freezers
Commercial | Com ¦ Water Source Heat Pump (4 ton) | 2025 | SC B | MW | Before Competition Groups | 1.8493 | 0 | 0 | 729.1352 | 0.0025363 | 36 | Commercial_2025_SC B_MW_Before Competition Groups_36 | Water Source Heat Pump (4 ton) | 0.2536% | 0 | 1.8493 | Commercial_2025_SC B_MW_Before Competition Groups_Water Source Heat Pump (4 ton)
Commercial | Com ¦ BEVERAGE VENDING MACHINE CONTROLS | 2025 | SC B | MW | Before Competition Groups | 1.7149 | 0 | 0 | 729.1352 | 0.002352 | 37 | Commercial_2025_SC B_MW_Before Competition Groups_37 | BEVERAGE VENDING MACHINE CONTROLS | 0.2352% | 0 | 1.7149 | Commercial_2025_SC B_MW_Before Competition Groups_BEVERAGE VENDING MACHINE CONTROLS
Commercial | Com ¦ Elec Storage WH 2.30 Et | 2025 | SC B | MW | Before Competition Groups | 1.6648 | 0 | 0 | 729.1352 | 0.0022833 | 38 | Commercial_2025_SC B_MW_Before Competition Groups_38 | Elec Storage WH 2.30 Et | 0.2283% | 0 | 1.6648 | Commercial_2025_SC B_MW_Before Competition Groups_Elec Storage WH 2.30 Et
Commercial | Com ¦ Vertical Night Covers | 2025 | SC B | MW | Before Competition Groups | 1.6011 | 0 | 0 | 729.1352 | 0.0021959 | 39 | Commercial_2025_SC B_MW_Before Competition Groups_39 | Vertical Night Covers | 0.2196% | 0 | 1.6011 | Commercial_2025_SC B_MW_Before Competition Groups_Vertical Night Covers
Commercial | Com ¦ Occupancy Sensors | 2025 | SC B | MW | Before Competition Groups | 1.5686 | 0 | 0 | 729.1352 | 0.0021513 | 40 | Commercial_2025_SC B_MW_Before Competition Groups_40 | Occupancy Sensors | 0.2151% | 0 | 1.5686 | Commercial_2025_SC B_MW_Before Competition Groups_Occupancy Sensors
Commercial | Com ¦ Energy Efficient Laboratory Fume Hood | 2025 | SC B | MW | Before Competition Groups | 1.505 | 0 | 0 | 729.1352 | 0.0020641 | 41 | Commercial_2025_SC B_MW_Before Competition Groups_41 | Energy Efficient Laboratory Fume Hood | 0.2064% | 0 | 1.505 | Commercial_2025_SC B_MW_Before Competition Groups_Energy Efficient Laboratory Fume Hood
Commercial | Com ¦ CO Sensors for parking garage exhaust fans | 2025 | SC B | MW | Before Competition Groups | 1.492 | 0 | 0 | 729.1352 | 0.0020463 | 42 | Commercial_2025_SC B_MW_Before Competition Groups_42 | CO Sensors for parking garage exhaust fans | 0.2046% | 0 | 1.492 | Commercial_2025_SC B_MW_Before Competition Groups_CO Sensors for parking garage exhaust fans
Commercial | Com ¦ Water Heating (DHW) Pipe Insulation (Add 3/4\ Foam)" | 2025 | SC B | MW | Before Competition Groups | 1.2283 | 0 | 0 | 729.1352 | 0.0016846 | 43 | Commercial_2025_SC B_MW_Before Competition Groups_43 | Water Heating (DHW) Pipe Insulation (Add 3/4\ Foam)" | 0.1685% | 0 | 1.2283 | Commercial_2025_SC B_MW_Before Competition Groups_Water Heating (DHW) Pipe Insulation (Add 3/4\ Foam)"
Commercial | Com ¦ Outside Air Economizer | 2025 | SC B | MW | Before Competition Groups | 1.0207 | 0 | 0 | 729.1352 | 0.0013998 | 44 | Commercial_2025_SC B_MW_Before Competition Groups_44 | Outside Air Economizer | 0.14% | 0 | 1.0207 | Commercial_2025_SC B_MW_Before Competition Groups_Outside Air Economizer
Commercial | Com ¦ Suction Pipe Insulation Freezer/Refrigerator | 2025 | SC B | MW | Before Competition Groups | 0.83333 | 0 | 0 | 729.1352 | 0.0011429 | 45 | Commercial_2025_SC B_MW_Before Competition Groups_45 | Suction Pipe Insulation Freezer/Refrigerator | 0.1143% | 0 | 0.83333 | Commercial_2025_SC B_MW_Before Competition Groups_Suction Pipe Insulation Freezer/Refrigerator
Commercial | Com ¦ ENERGY STAR Fryer (84% eff) | 2025 | SC B | MW | Before Competition Groups | 0.68317 | 0 | 0 | 729.1352 | 0.00093696 | 46 | Commercial_2025_SC B_MW_Before Competition Groups_46 | ENERGY STAR Fryer (84% eff) | 0.0937% | 0 | 0.68317 | Commercial_2025_SC B_MW_Before Competition Groups_ENERGY STAR Fryer (84% eff)
Commercial | Com ¦ Thermostat Setback | 2025 | SC B | MW | Before Competition Groups | 0.51449 | 0 | 0 | 729.1352 | 0.00070562 | 47 | Commercial_2025_SC B_MW_Before Competition Groups_47 | Thermostat Setback | 0.07056% | 0 | 0.51449 | Commercial_2025_SC B_MW_Before Competition Groups_Thermostat Setback
Commercial | Com ¦ ENERGY STAR Steam Cookers | 2025 | SC B | MW | Before Competition Groups | 0.43645 | 0 | 0 | 729.1352 | 0.00059859 | 48 | Commercial_2025_SC B_MW_Before Competition Groups_48 | ENERGY STAR Steam Cookers | 0.05986% | 0 | 0.43645 | Commercial_2025_SC B_MW_Before Competition Groups_ENERGY STAR Steam Cookers
Commercial | Com ¦ Ozone Laundry Treatment | 2025 | SC B | MW | Before Competition Groups | 0.37389 | 0 | 0 | 729.1352 | 0.00051278 | 49 | Commercial_2025_SC B_MW_Before Competition Groups_49 | Ozone Laundry Treatment | 0.05128% | 0 | 0.37389 | Commercial_2025_SC B_MW_Before Competition Groups_Ozone Laundry Treatment
Commercial | Com ¦ ENERGY STAR Dishwasher | 2025 | SC B | MW | Before Competition Groups | 0.3347 | 0 | 0 | 729.1352 | 0.00045904 | 50 | Commercial_2025_SC B_MW_Before Competition Groups_50 | ENERGY STAR Dishwasher | 0.0459% | 0 | 0.3347 | Commercial_2025_SC B_MW_Before Competition Groups_ENERGY STAR Dishwasher
Commercial | Com ¦ ECM MOTORS FOR HVAC APPLICATION (FAN-POWERED VAV BOX) | 2025 | SC B | MW | Before Competition Groups | 0.15387 | 0 | 0 | 729.1352 | 0.00021103 | 51 | Commercial_2025_SC B_MW_Before Competition Groups_51 | ECM MOTORS FOR HVAC APPLICATION (FAN-POWERED VAV BOX) | 0.0211% | 0 | 0.15387 | Commercial_2025_SC B_MW_Before Competition Groups_ECM MOTORS FOR HVAC APPLICATION (FAN-POWERED VAV BOX)
Commercial | Com ¦ Condensing Make Up Air Unit | 2025 | SC B | MW | Before Competition Groups | 0.15007 | 0 | 0 | 729.1352 | 0.00020582 | 52 | Commercial_2025_SC B_MW_Before Competition Groups_52 | Condensing Make Up Air Unit | 0.02058% | 0 | 0.15007 | Commercial_2025_SC B_MW_Before Competition Groups_Condensing Make Up Air Unit
Commercial | Com ¦ PTAC (12 EER/10,000 BTU) | 2025 | SC B | MW | Before Competition Groups | 0.098718 | 0 | 0 | 729.1352 | 0.00013539 | 53 | Commercial_2025_SC B_MW_Before Competition Groups_53 | PTAC (12 EER/10,000 BTU) | 0.01354% | 0 | 0.098718 | Commercial_2025_SC B_MW_Before Competition Groups_PTAC (12 EER/10,000 BTU)
Commercial | COM ¦ Ductless Mini-Split Heat Pumps | 2025 | SC B | MW | Before Competition Groups | 0.088751 | 0 | 0 | 729.1352 | 0.00012172 | 54 | Commercial_2025_SC B_MW_Before Competition Groups_54 | Ductless Mini-Split Heat Pumps | 0.01217% | 0 | 0.088751 | Commercial_2025_SC B_MW_Before Competition Groups_Ductless Mini-Split Heat Pumps
Commercial | Com ¦ Auto Off Time Switch or Time Clock control | 2025 | SC B | MW | Before Competition Groups | 0.085472 | 0 | 0 | 729.1352 | 0.00011722 | 55 | Commercial_2025_SC B_MW_Before Competition Groups_55 | Auto Off Time Switch or Time Clock control | 0.01172% | 0 | 0.085472 | Commercial_2025_SC B_MW_Before Competition Groups_Auto Off Time Switch or Time Clock control
Commercial | Com ¦ Demand controlled Circulating Systems | 2025 | SC B | MW | Before Competition Groups | 0.082819 | 0 | 0 | 729.1352 | 0.00011358 | 56 | Commercial_2025_SC B_MW_Before Competition Groups_56 | Demand controlled Circulating Systems | 0.01136% | 0 | 0.082819 | Commercial_2025_SC B_MW_Before Competition Groups_Demand controlled Circulating Systems
Commercial | Com ¦ CEE Tier 2/Energy Star Clothes Washers | 2025 | SC B | MW | Before Competition Groups | 0.073075 | 0 | 0 | 729.1352 | 0.00010022 | 57 | Commercial_2025_SC B_MW_Before Competition Groups_57 | CEE Tier 2/Energy Star Clothes Washers | 0.01002% | 0 | 0.073075 | Commercial_2025_SC B_MW_Before Competition Groups_CEE Tier 2/Energy Star Clothes Washers
Commercial | Com ¦ Notched V belts for HVAC Systems | 2025 | SC B | MW | Before Competition Groups | 0.058796 | 0 | 0 | 729.1352 | 8.0638e-05 | 58 | Commercial_2025_SC B_MW_Before Competition Groups_58 | Notched V belts for HVAC Systems | 0.008064% | 0 | 0.058796 | Commercial_2025_SC B_MW_Before Competition Groups_Notched V belts for HVAC Systems
Commercial | Com ¦ HVAC Optimization | 2025 | SC B | MW | Before Competition Groups | 0.056581 | 0 | 0 | 729.1352 | 7.7601e-05 | 59 | Commercial_2025_SC B_MW_Before Competition Groups_59 | HVAC Optimization | 0.00776% | 0 | 0.056581 | Commercial_2025_SC B_MW_Before Competition Groups_HVAC Optimization
Commercial | Com ¦ Solar Water Preheat (Pools/DHW) | 2025 | SC B | MW | Before Competition Groups | 0.04708 | 0 | 0 | 729.1352 | 6.4569e-05 | 60 | Commercial_2025_SC B_MW_Before Competition Groups_60 | Solar Water Preheat (Pools/DHW) | 0.006457% | 0 | 0.04708 | Commercial_2025_SC B_MW_Before Competition Groups_Solar Water Preheat (Pools/DHW)
Commercial | Com ¦ Low Flow Pre-Rinse Spray Nozzle | 2025 | SC B | MW | Before Competition Groups | 0.04618 | 0 | 0 | 729.1352 | 6.3336e-05 | 61 | Commercial_2025_SC B_MW_Before Competition Groups_61 | Low Flow Pre-Rinse Spray Nozzle | 0.006334% | 0 | 0.04618 | Commercial_2025_SC B_MW_Before Competition Groups_Low Flow Pre-Rinse Spray Nozzle
Commercial | Com ¦ Wall Insulation | 2025 | SC B | MW | Before Competition Groups | 0.029269 | 0 | 0 | 729.1352 | 4.0143e-05 | 62 | Commercial_2025_SC B_MW_Before Competition Groups_62 | Wall Insulation | 0.004014% | 0 | 0.029269 | Commercial_2025_SC B_MW_Before Competition Groups_Wall Insulation
Commercial | Com ¦ Condensing Unit Heaters or other Efficient Unit Heating System | 2025 | SC B | MW | Before Competition Groups | 0.027612 | 0 | 0 | 729.1352 | 3.7869e-05 | 63 | Commercial_2025_SC B_MW_Before Competition Groups_63 | Condensing Unit Heaters or other Efficient Unit Heating System | 0.003787% | 0 | 0.027612 | Commercial_2025_SC B_MW_Before Competition Groups_Condensing Unit Heaters or other Efficient Unit Heating System
Commercial | Com ¦ Commercial Hot Food Holding Cabinets | 2025 | SC B | MW | Before Competition Groups | 0.025438 | 0 | 0 | 729.1352 | 3.4887e-05 | 64 | Commercial_2025_SC B_MW_Before Competition Groups_64 | Commercial Hot Food Holding Cabinets | 0.003489% | 0 | 0.025438 | Commercial_2025_SC B_MW_Before Competition Groups_Commercial Hot Food Holding Cabinets
Commercial | Com ¦ High Efficiency Chiller (avg of water and air cooled) | 2025 | SC B | MW | Before Competition Groups | 0.013333 | 0 | 0 | 729.1352 | 1.8287e-05 | 65 | Commercial_2025_SC B_MW_Before Competition Groups_65 | High Efficiency Chiller (avg of water and air cooled) | 0.001829% | 0 | 0.013333 | Commercial_2025_SC B_MW_Before Competition Groups_High Efficiency Chiller (avg of water and air cooled)
Commercial | Com ¦ Room AC (w/ louvered sides) 14 SEER from 12 SEER code | 2025 | SC B | MW | Before Competition Groups | 0.012382 | 0 | 0 | 729.1352 | 1.6982e-05 | 66 | Commercial_2025_SC B_MW_Before Competition Groups_66 | Room AC (w/ louvered sides) 14 SEER from 12 SEER code | 0.001698% | 0 | 0.012382 | Commercial_2025_SC B_MW_Before Competition Groups_Room AC (w/ louvered sides) 14 SEER from 12 SEER code
Commercial | Com ¦ VSD Air Compressor | 2025 | SC B | MW | Before Competition Groups | 0.010454 | 0 | 0 | 729.1352 | 1.4338e-05 | 67 | Commercial_2025_SC B_MW_Before Competition Groups_67 | VSD Air Compressor | 0.001434% | 0 | 0.010454 | Commercial_2025_SC B_MW_Before Competition Groups_VSD Air Compressor
Commercial | Com ¦ High Efficiency Small Instantaneous Water Heater | 2025 | SC B | MW | Before Competition Groups | 0.0091243 | 0 | 0 | 729.1352 | 1.2514e-05 | 68 | Commercial_2025_SC B_MW_Before Competition Groups_68 | High Efficiency Small Instantaneous Water Heater | 0.001251% | 0 | 0.0091243 | Commercial_2025_SC B_MW_Before Competition Groups_High Efficiency Small Instantaneous Water Heater
Commercial | Com ¦ Energy Recovery Ventilation and Ventilation (Enhanced) | 2025 | SC B | MW | Before Competition Groups | 0.0088212 | 0 | 0 | 729.1352 | 1.2098e-05 | 69 | Commercial_2025_SC B_MW_Before Competition Groups_69 | Energy Recovery Ventilation and Ventilation (Enhanced) | 0.00121% | 0 | 0.0088212 | Commercial_2025_SC B_MW_Before Competition Groups_Energy Recovery Ventilation and Ventilation (Enhanced)
Commercial | Com ¦ Air Curtains | 2025 | SC B | MW | Before Competition Groups | 0.0033258 | 0 | 0 | 729.1352 | 4.5614e-06 | 70 | Commercial_2025_SC B_MW_Before Competition Groups_70 | Air Curtains | 0.0004561% | 0 | 0.0033258 | Commercial_2025_SC B_MW_Before Competition Groups_Air Curtains
Commercial | Com ¦ LED RECESSED DOWNLIGHTS | 2025 | SC B | MW | Before Competition Groups | 0.0019058 | 0 | 0 | 729.1352 | 2.6138e-06 | 71 | Commercial_2025_SC B_MW_Before Competition Groups_71 | LED RECESSED DOWNLIGHTS | 0.0002614% | 0 | 0.0019058 | Commercial_2025_SC B_MW_Before Competition Groups_LED RECESSED DOWNLIGHTS
Commercial | Com ¦ EC Plug Fan for Data Center (under cabinet) | 2025 | SC B | MW | Before Competition Groups | 0.0012859 | 0 | 0 | 729.1352 | 1.7636e-06 | 72 | Commercial_2025_SC B_MW_Before Competition Groups_72 | EC Plug Fan for Data Center (under cabinet) | 0.0001764% | 0 | 0.0012859 | Commercial_2025_SC B_MW_Before Competition Groups_EC Plug Fan for Data Center (under cabinet)
Commercial | Com ¦ Electric Convection Combination Ovens | 2025 | SC B | MW | Before Competition Groups | 0.00017305 | 0 | 0 | 729.1352 | 2.3734e-07 | 73 | Commercial_2025_SC B_MW_Before Competition Groups_73 | Electric Convection Combination Ovens | 2.373e-05% | 0 | 0.00017305 | Commercial_2025_SC B_MW_Before Competition Groups_Electric Convection Combination Ovens
Commercial | Com ¦ LLLC - Low Impact Application | 2025 | SC B | MW | Before Competition Groups | 3.0729e-19 | 0 | 0 | 729.1352 | 4.2144e-22 | 74 | Commercial_2025_SC B_MW_Before Competition Groups_74 | LLLC - Low Impact Application | 4.214e-20% | 0 | 3.0729e-19 | Commercial_2025_SC B_MW_Before Competition Groups_LLLC - Low Impact Application
Commercial | Com ¦ LLLC - High Impact Application | 2025 | SC B | MW | Before Competition Groups | 1.0289e-19 | 0 | 0 | 729.1352 | 1.4111e-22 | 75 | Commercial_2025_SC B_MW_Before Competition Groups_75 | LLLC - High Impact Application | 1.411e-20% | 0 | 1.0289e-19 | Commercial_2025_SC B_MW_Before Competition Groups_LLLC - High Impact Application
Commercial | Com ¦ Networked/Connected - High Impact Application | 2025 | SC B | MW | Before Competition Groups | 9.5377e-22 | 0 | 0 | 729.1352 | 1.3081e-24 | 76 | Commercial_2025_SC B_MW_Before Competition Groups_76 | Networked/Connected - High Impact Application | 1.308e-22% | 0 | 9.5377e-22 | Commercial_2025_SC B_MW_Before Competition Groups_Networked/Connected - High Impact Application
Commercial | Com ¦ Networked/Connected - Low Impact Application | 2025 | SC B | MW | Before Competition Groups | 4.696e-22 | 0 | 0 | 729.1352 | 6.4405e-25 | 77 | Commercial_2025_SC B_MW_Before Competition Groups_77 | Networked/Connected - Low Impact Application | 6.441e-23% | 0 | 4.696e-22 | Commercial_2025_SC B_MW_Before Competition Groups_Networked/Connected - Low Impact Application
Commercial | Com ¦ Efficient compressor motor | 2025 | SC B | MW | Before Competition Groups | 0 | 0 | 0 | 729.1352 | 0 | 78 | Commercial_2025_SC B_MW_Before Competition Groups_78 | Efficient compressor motor | 0% | 0 | 0 | Commercial_2025_SC B_MW_Before Competition Groups_Efficient compressor motor
Commercial | Com ¦ Indoor Daylight Sensors/Photocell Dimming Control | 2025 | SC B | MW | Before Competition Groups | 0 | 0 | 0 | 729.1352 | 0 | 79 | Commercial_2025_SC B_MW_Before Competition Groups_79 | Indoor Daylight Sensors/Photocell Dimming Control | 0% | 0 | 0 | Commercial_2025_SC B_MW_Before Competition Groups_Indoor Daylight Sensors/Photocell Dimming Control
Commercial | Com ¦ Variable Refrigerant Flow Heat Pump | 2025 | SC B | MW | Before Competition Groups | 0 | 0 | 0 | 729.1352 | 0 | 80 | Commercial_2025_SC B_MW_Before Competition Groups_80 | Variable Refrigerant Flow Heat Pump | 0% | 0 | 0 | Commercial_2025_SC B_MW_Before Competition Groups_Variable Refrigerant Flow Heat Pump
Commercial | Com ¦ ENERGY STAR LED LAMPS (REFLECTOR LAMPs/MR16/PAR 16) | 2025 | SC C | MW | Before Competition Groups | 85.1681 | 0 | 0 | 524.9851 | 0.16223 | 1 | Commercial_2025_SC C_MW_Before Competition Groups_1 | ENERGY STAR LED LAMPS (REFLECTOR LAMPs/MR16/PAR 16) | 16.22% | 0 | 85.1681 | Commercial_2025_SC C_MW_Before Competition Groups_ENERGY STAR LED LAMPS (REFLECTOR LAMPs/MR16/PAR 16)
Commercial | Com ¦ LED Low/High Bay | 2025 | SC C | MW | Before Competition Groups | 67.9966 | 0 | 0 | 524.9851 | 0.12952 | 2 | Commercial_2025_SC C_MW_Before Competition Groups_2 | LED Low/High Bay | 12.95% | 0 | 67.9966 | Commercial_2025_SC C_MW_Before Competition Groups_LED Low/High Bay
Commercial | Com ¦ LED Troffer/Surface/Suspended | 2025 | SC C | MW | Before Competition Groups | 63.8493 | 0 | 0 | 524.9851 | 0.12162 | 3 | Commercial_2025_SC C_MW_Before Competition Groups_3 | LED Troffer/Surface/Suspended | 12.16% | 0 | 63.8493 | Commercial_2025_SC C_MW_Before Competition Groups_LED Troffer/Surface/Suspended
Commercial | Com ¦ LED Replacement Lamp (Tube) | 2025 | SC C | MW | Before Competition Groups | 40.5297 | 0 | 0 | 524.9851 | 0.077202 | 4 | Commercial_2025_SC C_MW_Before Competition Groups_4 | LED Replacement Lamp (Tube) | 7.72% | 0 | 40.5297 | Commercial_2025_SC C_MW_Before Competition Groups_LED Replacement Lamp (Tube)
Commercial | Com ¦ High Efficiency Air Source Heat Pump | 2025 | SC C | MW | Before Competition Groups | 30.9893 | 0 | 0 | 524.9851 | 0.059029 | 5 | Commercial_2025_SC C_MW_Before Competition Groups_5 | High Efficiency Air Source Heat Pump | 5.903% | 0 | 30.9893 | Commercial_2025_SC C_MW_Before Competition Groups_High Efficiency Air Source Heat Pump
Commercial | Com ¦ Building Recommissioning, Operations and Maintenance (O&M) Improvements | 2025 | SC C | MW | Before Competition Groups | 24.4138 | 0 | 0 | 524.9851 | 0.046504 | 6 | Commercial_2025_SC C_MW_Before Competition Groups_6 | Building Recommissioning, Operations and Maintenance (O&M) Improvements | 4.65% | 0 | 24.4138 | Commercial_2025_SC C_MW_Before Competition Groups_Building Recommissioning, Operations and Maintenance (O&M) Improvements
Commercial | Com ¦ Education and Capacity Building/Energy Behavior | 2025 | SC C | MW | Before Competition Groups | 20.5262 | 0 | 0 | 524.9851 | 0.039099 | 7 | Commercial_2025_SC C_MW_Before Competition Groups_7 | Education and Capacity Building/Energy Behavior | 3.91% | 0 | 20.5262 | Commercial_2025_SC C_MW_Before Competition Groups_Education and Capacity Building/Energy Behavior
Commercial | Com ¦ Data Center Storage/Server Virtualization | 2025 | SC C | MW | Before Competition Groups | 17.2033 | 0 | 0 | 524.9851 | 0.032769 | 8 | Commercial_2025_SC C_MW_Before Competition Groups_8 | Data Center Storage/Server Virtualization | 3.277% | 0 | 17.2033 | Commercial_2025_SC C_MW_Before Competition Groups_Data Center Storage/Server Virtualization
Commercial | Com ¦ LED or Equivalent Sign Lighting | 2025 | SC C | MW | Before Competition Groups | 16.1913 | 0 | 0 | 524.9851 | 0.030841 | 9 | Commercial_2025_SC C_MW_Before Competition Groups_9 | LED or Equivalent Sign Lighting | 3.084% | 0 | 16.1913 | Commercial_2025_SC C_MW_Before Competition Groups_LED or Equivalent Sign Lighting
Commercial | Com ¦ Unitary Air-Conditioning Unit | 2025 | SC C | MW | Before Competition Groups | 14.7405 | 0 | 0 | 524.9851 | 0.028078 | 10 | Commercial_2025_SC C_MW_Before Competition Groups_10 | Unitary Air-Conditioning Unit | 2.808% | 0 | 14.7405 | Commercial_2025_SC C_MW_Before Competition Groups_Unitary Air-Conditioning Unit
Commercial | Com ¦ Advanced BAS/Controllers | 2025 | SC C | MW | Before Competition Groups | 14.6846 | 0 | 0 | 524.9851 | 0.027972 | 11 | Commercial_2025_SC C_MW_Before Competition Groups_11 | Advanced BAS/Controllers | 2.797% | 0 | 14.6846 | Commercial_2025_SC C_MW_Before Competition Groups_Advanced BAS/Controllers
Commercial | Com ¦ Reach-in Shaded Pole to ECM/PSC Evaporator Fan Motor | 2025 | SC C | MW | Before Competition Groups | 12.0752 | 0 | 0 | 524.9851 | 0.023001 | 12 | Commercial_2025_SC C_MW_Before Competition Groups_12 | Reach-in Shaded Pole to ECM/PSC Evaporator Fan Motor | 2.3% | 0 | 12.0752 | Commercial_2025_SC C_MW_Before Competition Groups_Reach-in Shaded Pole to ECM/PSC Evaporator Fan Motor
Commercial | Com ¦ ENERGY STAR LED LAMPS (General Service Lamps) | 2025 | SC C | MW | Before Competition Groups | 11.4731 | 0 | 0 | 524.9851 | 0.021854 | 13 | Commercial_2025_SC C_MW_Before Competition Groups_13 | ENERGY STAR LED LAMPS (General Service Lamps) | 2.185% | 0 | 11.4731 | Commercial_2025_SC C_MW_Before Competition Groups_ENERGY STAR LED LAMPS (General Service Lamps)
Commercial | Com ¦ Adaptive Thermostats | 2025 | SC C | MW | Before Competition Groups | 10.1858 | 0 | 0 | 524.9851 | 0.019402 | 14 | Commercial_2025_SC C_MW_Before Competition Groups_14 | Adaptive Thermostats | 1.94% | 0 | 10.1858 | Commercial_2025_SC C_MW_Before Competition Groups_Adaptive Thermostats
Commercial | Com ¦ Strip Curtains | 2025 | SC C | MW | Before Competition Groups | 8.661 | 0 | 0 | 524.9851 | 0.016498 | 15 | Commercial_2025_SC C_MW_Before Competition Groups_15 | Strip Curtains | 1.65% | 0 | 8.661 | Commercial_2025_SC C_MW_Before Competition Groups_Strip Curtains
Commercial | Com ¦ Refrigerated Display Case Doors | 2025 | SC C | MW | Before Competition Groups | 8.5523 | 0 | 0 | 524.9851 | 0.016291 | 16 | Commercial_2025_SC C_MW_Before Competition Groups_16 | Refrigerated Display Case Doors | 1.629% | 0 | 8.5523 | Commercial_2025_SC C_MW_Before Competition Groups_Refrigerated Display Case Doors
Commercial | Com ¦ Chilled Water Optimization | 2025 | SC C | MW | Before Competition Groups | 7.815 | 0 | 0 | 524.9851 | 0.014886 | 17 | Commercial_2025_SC C_MW_Before Competition Groups_17 | Chilled Water Optimization | 1.489% | 0 | 7.815 | Commercial_2025_SC C_MW_Before Competition Groups_Chilled Water Optimization
Commercial | Com ¦ Furnace Tune-Up | 2025 | SC C | MW | Before Competition Groups | 6.8559 | 0 | 0 | 524.9851 | 0.013059 | 18 | Commercial_2025_SC C_MW_Before Competition Groups_18 | Furnace Tune-Up | 1.306% | 0 | 6.8559 | Commercial_2025_SC C_MW_Before Competition Groups_Furnace Tune-Up
Commercial | Com ¦ Centrally controlled desktop PC/NETWORK PC POWER MANAGEMENT SOFTWARE | 2025 | SC C | MW | Before Competition Groups | 5.5935 | 0 | 0 | 524.9851 | 0.010655 | 19 | Commercial_2025_SC C_MW_Before Competition Groups_19 | Centrally controlled desktop PC/NETWORK PC POWER MANAGEMENT SOFTWARE | 1.065% | 0 | 5.5935 | Commercial_2025_SC C_MW_Before Competition Groups_Centrally controlled desktop PC/NETWORK PC POWER MANAGEMENT SOFTWARE
Commercial | Com ¦ Demand Control Ventilation | 2025 | SC C | MW | Before Competition Groups | 5.4317 | 0 | 0 | 524.9851 | 0.010346 | 20 | Commercial_2025_SC C_MW_Before Competition Groups_20 | Demand Control Ventilation | 1.035% | 0 | 5.4317 | Commercial_2025_SC C_MW_Before Competition Groups_Demand Control Ventilation
Commercial | Com ¦ Variable Frequency Drive (VFD) | 2025 | SC C | MW | Before Competition Groups | 4.8306 | 0 | 0 | 524.9851 | 0.0092014 | 21 | Commercial_2025_SC C_MW_Before Competition Groups_21 | Variable Frequency Drive (VFD) | 0.9201% | 0 | 4.8306 | Commercial_2025_SC C_MW_Before Competition Groups_Variable Frequency Drive (VFD)
Commercial | Com ¦ Refrigerated Display Case LED | 2025 | SC C | MW | Before Competition Groups | 4.5572 | 0 | 0 | 524.9851 | 0.0086807 | 22 | Commercial_2025_SC C_MW_Before Competition Groups_22 | Refrigerated Display Case LED | 0.8681% | 0 | 4.5572 | Commercial_2025_SC C_MW_Before Competition Groups_Refrigerated Display Case LED
Commercial | Com ¦ VFD on Pumps | 2025 | SC C | MW | Before Competition Groups | 4.5109 | 0 | 0 | 524.9851 | 0.0085924 | 23 | Commercial_2025_SC C_MW_Before Competition Groups_23 | VFD on Pumps | 0.8592% | 0 | 4.5109 | Commercial_2025_SC C_MW_Before Competition Groups_VFD on Pumps
Commercial | Com ¦ LED EXTERIOR AREA LIGHTS - LED fixture (200W) | 2025 | SC C | MW | Before Competition Groups | 4.2364 | 0 | 0 | 524.9851 | 0.0080696 | 24 | Commercial_2025_SC C_MW_Before Competition Groups_24 | LED EXTERIOR AREA LIGHTS - LED fixture (200W) | 0.807% | 0 | 4.2364 | Commercial_2025_SC C_MW_Before Competition Groups_LED EXTERIOR AREA LIGHTS - LED fixture (200W)
Commercial | Com ¦ LED parking lot fixture | 2025 | SC C | MW | Before Competition Groups | 4.1525 | 0 | 0 | 524.9851 | 0.0079097 | 25 | Commercial_2025_SC C_MW_Before Competition Groups_25 | LED parking lot fixture | 0.791% | 0 | 4.1525 | Commercial_2025_SC C_MW_Before Competition Groups_LED parking lot fixture
Commercial | Com ¦ Air Handler with Dedicated Outdoor Air Systems | 2025 | SC C | MW | Before Competition Groups | 2.7013 | 0 | 0 | 524.9851 | 0.0051455 | 26 | Commercial_2025_SC C_MW_Before Competition Groups_26 | Air Handler with Dedicated Outdoor Air Systems | 0.5146% | 0 | 2.7013 | Commercial_2025_SC C_MW_Before Competition Groups_Air Handler with Dedicated Outdoor Air Systems
Commercial | Com ¦ ECM MOTORS FOR EVAPORATOR FANS for refrigeration (WALK-IN) | 2025 | SC C | MW | Before Competition Groups | 2.4726 | 0 | 0 | 524.9851 | 0.0047099 | 27 | Commercial_2025_SC C_MW_Before Competition Groups_27 | ECM MOTORS FOR EVAPORATOR FANS for refrigeration (WALK-IN) | 0.471% | 0 | 2.4726 | Commercial_2025_SC C_MW_Before Competition Groups_ECM MOTORS FOR EVAPORATOR FANS for refrigeration (WALK-IN)
Commercial | Com ¦ LED street light fixture | 2025 | SC C | MW | Before Competition Groups | 2.4558 | 0 | 0 | 524.9851 | 0.0046779 | 28 | Commercial_2025_SC C_MW_Before Competition Groups_28 | LED street light fixture | 0.4678% | 0 | 2.4558 | Commercial_2025_SC C_MW_Before Competition Groups_LED street light fixture
Commercial | Com ¦ ENERGY STAR Griddle (74% eff) | 2025 | SC C | MW | Before Competition Groups | 2.3382 | 0 | 0 | 524.9851 | 0.0044539 | 29 | Commercial_2025_SC C_MW_Before Competition Groups_29 | ENERGY STAR Griddle (74% eff) | 0.4454% | 0 | 2.3382 | Commercial_2025_SC C_MW_Before Competition Groups_ENERGY STAR Griddle (74% eff)
Commercial | Com ¦ Freezer Case Light Sensor | 2025 | SC C | MW | Before Competition Groups | 2.1325 | 0 | 0 | 524.9851 | 0.004062 | 30 | Commercial_2025_SC C_MW_Before Competition Groups_30 | Freezer Case Light Sensor | 0.4062% | 0 | 2.1325 | Commercial_2025_SC C_MW_Before Competition Groups_Freezer Case Light Sensor
Commercial | Com ¦ Evaporator Fan Controls | 2025 | SC C | MW | Before Competition Groups | 2.0776 | 0 | 0 | 524.9851 | 0.0039574 | 31 | Commercial_2025_SC C_MW_Before Competition Groups_31 | Evaporator Fan Controls | 0.3957% | 0 | 2.0776 | Commercial_2025_SC C_MW_Before Competition Groups_Evaporator Fan Controls
Commercial | Com ¦ Demand Control Kitchen Ventilation | 2025 | SC C | MW | Before Competition Groups | 1.9162 | 0 | 0 | 524.9851 | 0.00365 | 32 | Commercial_2025_SC C_MW_Before Competition Groups_32 | Demand Control Kitchen Ventilation | 0.365% | 0 | 1.9162 | Commercial_2025_SC C_MW_Before Competition Groups_Demand Control Kitchen Ventilation
Commercial | Com ¦ Occupancy Sensors | 2025 | SC C | MW | Before Competition Groups | 1.5686 | 0 | 0 | 524.9851 | 0.0029879 | 33 | Commercial_2025_SC C_MW_Before Competition Groups_33 | Occupancy Sensors | 0.2988% | 0 | 1.5686 | Commercial_2025_SC C_MW_Before Competition Groups_Occupancy Sensors
Commercial | Com ¦ Door Gasket Freezer/Refrigerator | 2025 | SC C | MW | Before Competition Groups | 1.3405 | 0 | 0 | 524.9851 | 0.0025534 | 34 | Commercial_2025_SC C_MW_Before Competition Groups_34 | Door Gasket Freezer/Refrigerator | 0.2553% | 0 | 1.3405 | Commercial_2025_SC C_MW_Before Competition Groups_Door Gasket Freezer/Refrigerator
Commercial | Com ¦ Duct Insulation, R8 | 2025 | SC C | MW | Before Competition Groups | 1.2728 | 0 | 0 | 524.9851 | 0.0024245 | 35 | Commercial_2025_SC C_MW_Before Competition Groups_35 | Duct Insulation, R8 | 0.2425% | 0 | 1.2728 | Commercial_2025_SC C_MW_Before Competition Groups_Duct Insulation, R8
Commercial | Com ¦ Water Source Heat Pump (4 ton) | 2025 | SC C | MW | Before Competition Groups | 1.2132 | 0 | 0 | 524.9851 | 0.0023109 | 36 | Commercial_2025_SC C_MW_Before Competition Groups_36 | Water Source Heat Pump (4 ton) | 0.2311% | 0 | 1.2132 | Commercial_2025_SC C_MW_Before Competition Groups_Water Source Heat Pump (4 ton)
Commercial | Com ¦ Temperature Adjustment in Commercial Freezers | 2025 | SC C | MW | Before Competition Groups | 0.76038 | 0 | 0 | 524.9851 | 0.0014484 | 37 | Commercial_2025_SC C_MW_Before Competition Groups_37 | Temperature Adjustment in Commercial Freezers | 0.1448% | 0 | 0.76038 | Commercial_2025_SC C_MW_Before Competition Groups_Temperature Adjustment in Commercial Freezers
Commercial | Com ¦ Elec Storage WH 2.30 Et | 2025 | SC C | MW | Before Competition Groups | 0.75233 | 0 | 0 | 524.9851 | 0.0014331 | 38 | Commercial_2025_SC C_MW_Before Competition Groups_38 | Elec Storage WH 2.30 Et | 0.1433% | 0 | 0.75233 | Commercial_2025_SC C_MW_Before Competition Groups_Elec Storage WH 2.30 Et
Commercial | Com ¦ BEVERAGE VENDING MACHINE CONTROLS | 2025 | SC C | MW | Before Competition Groups | 0.69321 | 0 | 0 | 524.9851 | 0.0013204 | 39 | Commercial_2025_SC C_MW_Before Competition Groups_39 | BEVERAGE VENDING MACHINE CONTROLS | 0.132% | 0 | 0.69321 | Commercial_2025_SC C_MW_Before Competition Groups_BEVERAGE VENDING MACHINE CONTROLS
Commercial | Com ¦ ENERGY STAR Fryer (84% eff) | 2025 | SC C | MW | Before Competition Groups | 0.68318 | 0 | 0 | 524.9851 | 0.0013013 | 40 | Commercial_2025_SC C_MW_Before Competition Groups_40 | ENERGY STAR Fryer (84% eff) | 0.1301% | 0 | 0.68318 | Commercial_2025_SC C_MW_Before Competition Groups_ENERGY STAR Fryer (84% eff)
Commercial | Com ¦ CO Sensors for parking garage exhaust fans | 2025 | SC C | MW | Before Competition Groups | 0.64072 | 0 | 0 | 524.9851 | 0.0012205 | 41 | Commercial_2025_SC C_MW_Before Competition Groups_41 | CO Sensors for parking garage exhaust fans | 0.122% | 0 | 0.64072 | Commercial_2025_SC C_MW_Before Competition Groups_CO Sensors for parking garage exhaust fans
Commercial | Com ¦ Vertical Night Covers | 2025 | SC C | MW | Before Competition Groups | 0.62813 | 0 | 0 | 524.9851 | 0.0011965 | 42 | Commercial_2025_SC C_MW_Before Competition Groups_42 | Vertical Night Covers | 0.1196% | 0 | 0.62813 | Commercial_2025_SC C_MW_Before Competition Groups_Vertical Night Covers
Commercial | Com ¦ Energy Efficient Laboratory Fume Hood | 2025 | SC C | MW | Before Competition Groups | 0.59133 | 0 | 0 | 524.9851 | 0.0011264 | 43 | Commercial_2025_SC C_MW_Before Competition Groups_43 | Energy Efficient Laboratory Fume Hood | 0.1126% | 0 | 0.59133 | Commercial_2025_SC C_MW_Before Competition Groups_Energy Efficient Laboratory Fume Hood
Commercial | Com ¦ Outside Air Economizer | 2025 | SC C | MW | Before Competition Groups | 0.5388 | 0 | 0 | 524.9851 | 0.0010263 | 44 | Commercial_2025_SC C_MW_Before Competition Groups_44 | Outside Air Economizer | 0.1026% | 0 | 0.5388 | Commercial_2025_SC C_MW_Before Competition Groups_Outside Air Economizer
Commercial | Com ¦ Thermostat Setback | 2025 | SC C | MW | Before Competition Groups | 0.50699 | 0 | 0 | 524.9851 | 0.00096573 | 45 | Commercial_2025_SC C_MW_Before Competition Groups_45 | Thermostat Setback | 0.09657% | 0 | 0.50699 | Commercial_2025_SC C_MW_Before Competition Groups_Thermostat Setback
Commercial | Com ¦ Water Heating (DHW) Pipe Insulation (Add 3/4\ Foam)" | 2025 | SC C | MW | Before Competition Groups | 0.48236 | 0 | 0 | 524.9851 | 0.00091881 | 46 | Commercial_2025_SC C_MW_Before Competition Groups_46 | Water Heating (DHW) Pipe Insulation (Add 3/4\ Foam)" | 0.09188% | 0 | 0.48236 | Commercial_2025_SC C_MW_Before Competition Groups_Water Heating (DHW) Pipe Insulation (Add 3/4\ Foam)"
Commercial | Com ¦ ENERGY STAR Steam Cookers | 2025 | SC C | MW | Before Competition Groups | 0.43646 | 0 | 0 | 524.9851 | 0.00083137 | 47 | Commercial_2025_SC C_MW_Before Competition Groups_47 | ENERGY STAR Steam Cookers | 0.08314% | 0 | 0.43646 | Commercial_2025_SC C_MW_Before Competition Groups_ENERGY STAR Steam Cookers
Commercial | Com ¦ Suction Pipe Insulation Freezer/Refrigerator | 2025 | SC C | MW | Before Competition Groups | 0.32701 | 0 | 0 | 524.9851 | 0.00062289 | 48 | Commercial_2025_SC C_MW_Before Competition Groups_48 | Suction Pipe Insulation Freezer/Refrigerator | 0.06229% | 0 | 0.32701 | Commercial_2025_SC C_MW_Before Competition Groups_Suction Pipe Insulation Freezer/Refrigerator
Commercial | Com ¦ ENERGY STAR Dishwasher | 2025 | SC C | MW | Before Competition Groups | 0.31001 | 0 | 0 | 524.9851 | 0.00059051 | 49 | Commercial_2025_SC C_MW_Before Competition Groups_49 | ENERGY STAR Dishwasher | 0.05905% | 0 | 0.31001 | Commercial_2025_SC C_MW_Before Competition Groups_ENERGY STAR Dishwasher
Commercial | Com ¦ Ozone Laundry Treatment | 2025 | SC C | MW | Before Competition Groups | 0.15622 | 0 | 0 | 524.9851 | 0.00029757 | 50 | Commercial_2025_SC C_MW_Before Competition Groups_50 | Ozone Laundry Treatment | 0.02976% | 0 | 0.15622 | Commercial_2025_SC C_MW_Before Competition Groups_Ozone Laundry Treatment
Commercial | Com ¦ Condensing Make Up Air Unit | 2025 | SC C | MW | Before Competition Groups | 0.099254 | 0 | 0 | 524.9851 | 0.00018906 | 51 | Commercial_2025_SC C_MW_Before Competition Groups_51 | Condensing Make Up Air Unit | 0.01891% | 0 | 0.099254 | Commercial_2025_SC C_MW_Before Competition Groups_Condensing Make Up Air Unit
Commercial | Com ¦ LLLC - High Impact Application | 2025 | SC C | MW | Before Competition Groups | 0.086297 | 0 | 0 | 524.9851 | 0.00016438 | 52 | Commercial_2025_SC C_MW_Before Competition Groups_52 | LLLC - High Impact Application | 0.01644% | 0 | 0.086297 | Commercial_2025_SC C_MW_Before Competition Groups_LLLC - High Impact Application
Commercial | Com ¦ ECM MOTORS FOR HVAC APPLICATION (FAN-POWERED VAV BOX) | 2025 | SC C | MW | Before Competition Groups | 0.073646 | 0 | 0 | 524.9851 | 0.00014028 | 53 | Commercial_2025_SC C_MW_Before Competition Groups_53 | ECM MOTORS FOR HVAC APPLICATION (FAN-POWERED VAV BOX) | 0.01403% | 0 | 0.073646 | Commercial_2025_SC C_MW_Before Competition Groups_ECM MOTORS FOR HVAC APPLICATION (FAN-POWERED VAV BOX)
Commercial | COM ¦ Ductless Mini-Split Heat Pumps | 2025 | SC C | MW | Before Competition Groups | 0.063884 | 0 | 0 | 524.9851 | 0.00012169 | 54 | Commercial_2025_SC C_MW_Before Competition Groups_54 | Ductless Mini-Split Heat Pumps | 0.01217% | 0 | 0.063884 | Commercial_2025_SC C_MW_Before Competition Groups_Ductless Mini-Split Heat Pumps
Commercial | Com ¦ CEE Tier 2/Energy Star Clothes Washers | 2025 | SC C | MW | Before Competition Groups | 0.061574 | 0 | 0 | 524.9851 | 0.00011729 | 55 | Commercial_2025_SC C_MW_Before Competition Groups_55 | CEE Tier 2/Energy Star Clothes Washers | 0.01173% | 0 | 0.061574 | Commercial_2025_SC C_MW_Before Competition Groups_CEE Tier 2/Energy Star Clothes Washers
Commercial | Com ¦ LLLC - Low Impact Application | 2025 | SC C | MW | Before Competition Groups | 0.056935 | 0 | 0 | 524.9851 | 0.00010845 | 56 | Commercial_2025_SC C_MW_Before Competition Groups_56 | LLLC - Low Impact Application | 0.01085% | 0 | 0.056935 | Commercial_2025_SC C_MW_Before Competition Groups_LLLC - Low Impact Application
Commercial | Com ¦ HVAC Optimization | 2025 | SC C | MW | Before Competition Groups | 0.056581 | 0 | 0 | 524.9851 | 0.00010778 | 57 | Commercial_2025_SC C_MW_Before Competition Groups_57 | HVAC Optimization | 0.01078% | 0 | 0.056581 | Commercial_2025_SC C_MW_Before Competition Groups_HVAC Optimization
Commercial | Com ¦ PTAC (12 EER/10,000 BTU) | 2025 | SC C | MW | Before Competition Groups | 0.037479 | 0 | 0 | 524.9851 | 7.139e-05 | 58 | Commercial_2025_SC C_MW_Before Competition Groups_58 | PTAC (12 EER/10,000 BTU) | 0.007139% | 0 | 0.037479 | Commercial_2025_SC C_MW_Before Competition Groups_PTAC (12 EER/10,000 BTU)
Commercial | Com ¦ Low Flow Pre-Rinse Spray Nozzle | 2025 | SC C | MW | Before Competition Groups | 0.03534 | 0 | 0 | 524.9851 | 6.7316e-05 | 59 | Commercial_2025_SC C_MW_Before Competition Groups_59 | Low Flow Pre-Rinse Spray Nozzle | 0.006732% | 0 | 0.03534 | Commercial_2025_SC C_MW_Before Competition Groups_Low Flow Pre-Rinse Spray Nozzle
Commercial | Com ¦ Auto Off Time Switch or Time Clock control | 2025 | SC C | MW | Before Competition Groups | 0.035156 | 0 | 0 | 524.9851 | 6.6966e-05 | 60 | Commercial_2025_SC C_MW_Before Competition Groups_60 | Auto Off Time Switch or Time Clock control | 0.006697% | 0 | 0.035156 | Commercial_2025_SC C_MW_Before Competition Groups_Auto Off Time Switch or Time Clock control
Commercial | Com ¦ Demand controlled Circulating Systems | 2025 | SC C | MW | Before Competition Groups | 0.032823 | 0 | 0 | 524.9851 | 6.2521e-05 | 61 | Commercial_2025_SC C_MW_Before Competition Groups_61 | Demand controlled Circulating Systems | 0.006252% | 0 | 0.032823 | Commercial_2025_SC C_MW_Before Competition Groups_Demand controlled Circulating Systems
Commercial | Com ¦ Notched V belts for HVAC Systems | 2025 | SC C | MW | Before Competition Groups | 0.025971 | 0 | 0 | 524.9851 | 4.947e-05 | 62 | Commercial_2025_SC C_MW_Before Competition Groups_62 | Notched V belts for HVAC Systems | 0.004947% | 0 | 0.025971 | Commercial_2025_SC C_MW_Before Competition Groups_Notched V belts for HVAC Systems
Commercial | Com ¦ Solar Water Preheat (Pools/DHW) | 2025 | SC C | MW | Before Competition Groups | 0.017956 | 0 | 0 | 524.9851 | 3.4203e-05 | 63 | Commercial_2025_SC C_MW_Before Competition Groups_63 | Solar Water Preheat (Pools/DHW) | 0.00342% | 0 | 0.017956 | Commercial_2025_SC C_MW_Before Competition Groups_Solar Water Preheat (Pools/DHW)
Commercial | Com ¦ Commercial Hot Food Holding Cabinets | 2025 | SC C | MW | Before Competition Groups | 0.017675 | 0 | 0 | 524.9851 | 3.3668e-05 | 64 | Commercial_2025_SC C_MW_Before Competition Groups_64 | Commercial Hot Food Holding Cabinets | 0.003367% | 0 | 0.017675 | Commercial_2025_SC C_MW_Before Competition Groups_Commercial Hot Food Holding Cabinets
Commercial | Com ¦ High Efficiency Chiller (avg of water and air cooled) | 2025 | SC C | MW | Before Competition Groups | 0.013334 | 0 | 0 | 524.9851 | 2.54e-05 | 65 | Commercial_2025_SC C_MW_Before Competition Groups_65 | High Efficiency Chiller (avg of water and air cooled) | 0.00254% | 0 | 0.013334 | Commercial_2025_SC C_MW_Before Competition Groups_High Efficiency Chiller (avg of water and air cooled)
Commercial | Com ¦ Wall Insulation | 2025 | SC C | MW | Before Competition Groups | 0.011511 | 0 | 0 | 524.9851 | 2.1926e-05 | 66 | Commercial_2025_SC C_MW_Before Competition Groups_66 | Wall Insulation | 0.002193% | 0 | 0.011511 | Commercial_2025_SC C_MW_Before Competition Groups_Wall Insulation
Commercial | Com ¦ Condensing Unit Heaters or other Efficient Unit Heating System | 2025 | SC C | MW | Before Competition Groups | 0.010855 | 0 | 0 | 524.9851 | 2.0677e-05 | 67 | Commercial_2025_SC C_MW_Before Competition Groups_67 | Condensing Unit Heaters or other Efficient Unit Heating System | 0.002068% | 0 | 0.010855 | Commercial_2025_SC C_MW_Before Competition Groups_Condensing Unit Heaters or other Efficient Unit Heating System
Commercial | Com ¦ Air Curtains | 2025 | SC C | MW | Before Competition Groups | 0.0087411 | 0 | 0 | 524.9851 | 1.665e-05 | 68 | Commercial_2025_SC C_MW_Before Competition Groups_68 | Air Curtains | 0.001665% | 0 | 0.0087411 | Commercial_2025_SC C_MW_Before Competition Groups_Air Curtains
Commercial | Com ¦ VSD Air Compressor | 2025 | SC C | MW | Before Competition Groups | 0.008708 | 0 | 0 | 524.9851 | 1.6587e-05 | 69 | Commercial_2025_SC C_MW_Before Competition Groups_69 | VSD Air Compressor | 0.001659% | 0 | 0.008708 | Commercial_2025_SC C_MW_Before Competition Groups_VSD Air Compressor
Commercial | Com ¦ Room AC (w/ louvered sides) 14 SEER from 12 SEER code | 2025 | SC C | MW | Before Competition Groups | 0.0047366 | 0 | 0 | 524.9851 | 9.0224e-06 | 70 | Commercial_2025_SC C_MW_Before Competition Groups_70 | Room AC (w/ louvered sides) 14 SEER from 12 SEER code | 0.0009022% | 0 | 0.0047366 | Commercial_2025_SC C_MW_Before Competition Groups_Room AC (w/ louvered sides) 14 SEER from 12 SEER code
Commercial | Com ¦ Energy Recovery Ventilation and Ventilation (Enhanced) | 2025 | SC C | MW | Before Competition Groups | 0.0024684 | 0 | 0 | 524.9851 | 4.7018e-06 | 71 | Commercial_2025_SC C_MW_Before Competition Groups_71 | Energy Recovery Ventilation and Ventilation (Enhanced) | 0.0004702% | 0 | 0.0024684 | Commercial_2025_SC C_MW_Before Competition Groups_Energy Recovery Ventilation and Ventilation (Enhanced)
Commercial | Com ¦ LED RECESSED DOWNLIGHTS | 2025 | SC C | MW | Before Competition Groups | 0.0019058 | 0 | 0 | 524.9851 | 3.6303e-06 | 72 | Commercial_2025_SC C_MW_Before Competition Groups_72 | LED RECESSED DOWNLIGHTS | 0.000363% | 0 | 0.0019058 | Commercial_2025_SC C_MW_Before Competition Groups_LED RECESSED DOWNLIGHTS
Commercial | Com ¦ EC Plug Fan for Data Center (under cabinet) | 2025 | SC C | MW | Before Competition Groups | 0.00089278 | 0 | 0 | 524.9851 | 1.7006e-06 | 73 | Commercial_2025_SC C_MW_Before Competition Groups_73 | EC Plug Fan for Data Center (under cabinet) | 0.0001701% | 0 | 0.00089278 | Commercial_2025_SC C_MW_Before Competition Groups_EC Plug Fan for Data Center (under cabinet)
Commercial | Com ¦ High Efficiency Small Instantaneous Water Heater | 2025 | SC C | MW | Before Competition Groups | 0.00031281 | 0 | 0 | 524.9851 | 5.9585e-07 | 74 | Commercial_2025_SC C_MW_Before Competition Groups_74 | High Efficiency Small Instantaneous Water Heater | 5.959e-05% | 0 | 0.00031281 | Commercial_2025_SC C_MW_Before Competition Groups_High Efficiency Small Instantaneous Water Heater
Commercial | Com ¦ Networked/Connected - High Impact Application | 2025 | SC C | MW | Before Competition Groups | 0.00024656 | 0 | 0 | 524.9851 | 4.6966e-07 | 75 | Commercial_2025_SC C_MW_Before Competition Groups_75 | Networked/Connected - High Impact Application | 4.697e-05% | 0 | 0.00024656 | Commercial_2025_SC C_MW_Before Competition Groups_Networked/Connected - High Impact Application
Commercial | Com ¦ Electric Convection Combination Ovens | 2025 | SC C | MW | Before Competition Groups | 0.00015755 | 0 | 0 | 524.9851 | 3.0011e-07 | 76 | Commercial_2025_SC C_MW_Before Competition Groups_76 | Electric Convection Combination Ovens | 3.001e-05% | 0 | 0.00015755 | Commercial_2025_SC C_MW_Before Competition Groups_Electric Convection Combination Ovens
Commercial | Com ¦ Networked/Connected - Low Impact Application | 2025 | SC C | MW | Before Competition Groups | 1.1978e-05 | 0 | 0 | 524.9851 | 2.2816e-08 | 77 | Commercial_2025_SC C_MW_Before Competition Groups_77 | Networked/Connected - Low Impact Application | 2.282e-06% | 0 | 1.1978e-05 | Commercial_2025_SC C_MW_Before Competition Groups_Networked/Connected - Low Impact Application
Commercial | Com ¦ Efficient compressor motor | 2025 | SC C | MW | Before Competition Groups | 0 | 0 | 0 | 524.9851 | 0 | 78 | Commercial_2025_SC C_MW_Before Competition Groups_78 | Efficient compressor motor | 0% | 0 | 0 | Commercial_2025_SC C_MW_Before Competition Groups_Efficient compressor motor
Commercial | Com ¦ Indoor Daylight Sensors/Photocell Dimming Control | 2025 | SC C | MW | Before Competition Groups | 0 | 0 | 0 | 524.9851 | 0 | 79 | Commercial_2025_SC C_MW_Before Competition Groups_79 | Indoor Daylight Sensors/Photocell Dimming Control | 0% | 0 | 0 | Commercial_2025_SC C_MW_Before Competition Groups_Indoor Daylight Sensors/Photocell Dimming Control
Commercial | Com ¦ Variable Refrigerant Flow Heat Pump | 2025 | SC C | MW | Before Competition Groups | 0 | 0 | 0 | 524.9851 | 0 | 80 | Commercial_2025_SC C_MW_Before Competition Groups_80 | Variable Refrigerant Flow Heat Pump | 0% | 0 | 0 | Commercial_2025_SC C_MW_Before Competition Groups_Variable Refrigerant Flow Heat Pump
Commercial | Com ¦ ENERGY STAR LED LAMPS (REFLECTOR LAMPs/MR16/PAR 16) | 2025 | SC D | MW | Before Competition Groups | 85.1662 | 0 | 0 | 485.493 | 0.17542 | 1 | Commercial_2025_SC D_MW_Before Competition Groups_1 | ENERGY STAR LED LAMPS (REFLECTOR LAMPs/MR16/PAR 16) | 17.54% | 0 | 85.1662 | Commercial_2025_SC D_MW_Before Competition Groups_ENERGY STAR LED LAMPS (REFLECTOR LAMPs/MR16/PAR 16)
Commercial | Com ¦ LED Low/High Bay | 2025 | SC D | MW | Before Competition Groups | 56.2513 | 0 | 0 | 485.493 | 0.11586 | 2 | Commercial_2025_SC D_MW_Before Competition Groups_2 | LED Low/High Bay | 11.59% | 0 | 56.2513 | Commercial_2025_SC D_MW_Before Competition Groups_LED Low/High Bay
Commercial | Com ¦ LED Troffer/Surface/Suspended | 2025 | SC D | MW | Before Competition Groups | 50.8134 | 0 | 0 | 485.493 | 0.10466 | 3 | Commercial_2025_SC D_MW_Before Competition Groups_3 | LED Troffer/Surface/Suspended | 10.47% | 0 | 50.8134 | Commercial_2025_SC D_MW_Before Competition Groups_LED Troffer/Surface/Suspended
Commercial | Com ¦ LED Replacement Lamp (Tube) | 2025 | SC D | MW | Before Competition Groups | 40.5297 | 0 | 0 | 485.493 | 0.083482 | 4 | Commercial_2025_SC D_MW_Before Competition Groups_4 | LED Replacement Lamp (Tube) | 8.348% | 0 | 40.5297 | Commercial_2025_SC D_MW_Before Competition Groups_LED Replacement Lamp (Tube)
Commercial | Com ¦ High Efficiency Air Source Heat Pump | 2025 | SC D | MW | Before Competition Groups | 30.9893 | 0 | 0 | 485.493 | 0.063831 | 5 | Commercial_2025_SC D_MW_Before Competition Groups_5 | High Efficiency Air Source Heat Pump | 6.383% | 0 | 30.9893 | Commercial_2025_SC D_MW_Before Competition Groups_High Efficiency Air Source Heat Pump
Commercial | Com ¦ Building Recommissioning, Operations and Maintenance (O&M) Improvements | 2025 | SC D | MW | Before Competition Groups | 24.3208 | 0 | 0 | 485.493 | 0.050095 | 6 | Commercial_2025_SC D_MW_Before Competition Groups_6 | Building Recommissioning, Operations and Maintenance (O&M) Improvements | 5.01% | 0 | 24.3208 | Commercial_2025_SC D_MW_Before Competition Groups_Building Recommissioning, Operations and Maintenance (O&M) Improvements
Commercial | Com ¦ Education and Capacity Building/Energy Behavior | 2025 | SC D | MW | Before Competition Groups | 20.5262 | 0 | 0 | 485.493 | 0.042279 | 7 | Commercial_2025_SC D_MW_Before Competition Groups_7 | Education and Capacity Building/Energy Behavior | 4.228% | 0 | 20.5262 | Commercial_2025_SC D_MW_Before Competition Groups_Education and Capacity Building/Energy Behavior
Commercial | Com ¦ Data Center Storage/Server Virtualization | 2025 | SC D | MW | Before Competition Groups | 17.2033 | 0 | 0 | 485.493 | 0.035435 | 8 | Commercial_2025_SC D_MW_Before Competition Groups_8 | Data Center Storage/Server Virtualization | 3.543% | 0 | 17.2033 | Commercial_2025_SC D_MW_Before Competition Groups_Data Center Storage/Server Virtualization
Commercial | Com ¦ Advanced BAS/Controllers | 2025 | SC D | MW | Before Competition Groups | 15.4736 | 0 | 0 | 485.493 | 0.031872 | 9 | Commercial_2025_SC D_MW_Before Competition Groups_9 | Advanced BAS/Controllers | 3.187% | 0 | 15.4736 | Commercial_2025_SC D_MW_Before Competition Groups_Advanced BAS/Controllers
Commercial | Com ¦ Unitary Air-Conditioning Unit | 2025 | SC D | MW | Before Competition Groups | 12.8144 | 0 | 0 | 485.493 | 0.026395 | 10 | Commercial_2025_SC D_MW_Before Competition Groups_10 | Unitary Air-Conditioning Unit | 2.639% | 0 | 12.8144 | Commercial_2025_SC D_MW_Before Competition Groups_Unitary Air-Conditioning Unit
Commercial | Com ¦ Reach-in Shaded Pole to ECM/PSC Evaporator Fan Motor | 2025 | SC D | MW | Before Competition Groups | 12.0752 | 0 | 0 | 485.493 | 0.024872 | 11 | Commercial_2025_SC D_MW_Before Competition Groups_11 | Reach-in Shaded Pole to ECM/PSC Evaporator Fan Motor | 2.487% | 0 | 12.0752 | Commercial_2025_SC D_MW_Before Competition Groups_Reach-in Shaded Pole to ECM/PSC Evaporator Fan Motor
Commercial | Com ¦ ENERGY STAR LED LAMPS (General Service Lamps) | 2025 | SC D | MW | Before Competition Groups | 11.4726 | 0 | 0 | 485.493 | 0.023631 | 12 | Commercial_2025_SC D_MW_Before Competition Groups_12 | ENERGY STAR LED LAMPS (General Service Lamps) | 2.363% | 0 | 11.4726 | Commercial_2025_SC D_MW_Before Competition Groups_ENERGY STAR LED LAMPS (General Service Lamps)
Commercial | Com ¦ LED or Equivalent Sign Lighting | 2025 | SC D | MW | Before Competition Groups | 10.906 | 0 | 0 | 485.493 | 0.022464 | 13 | Commercial_2025_SC D_MW_Before Competition Groups_13 | LED or Equivalent Sign Lighting | 2.246% | 0 | 10.906 | Commercial_2025_SC D_MW_Before Competition Groups_LED or Equivalent Sign Lighting
Commercial | Com ¦ Adaptive Thermostats | 2025 | SC D | MW | Before Competition Groups | 9.7355 | 0 | 0 | 485.493 | 0.020053 | 14 | Commercial_2025_SC D_MW_Before Competition Groups_14 | Adaptive Thermostats | 2.005% | 0 | 9.7355 | Commercial_2025_SC D_MW_Before Competition Groups_Adaptive Thermostats
Commercial | Com ¦ Strip Curtains | 2025 | SC D | MW | Before Competition Groups | 8.6574 | 0 | 0 | 485.493 | 0.017832 | 15 | Commercial_2025_SC D_MW_Before Competition Groups_15 | Strip Curtains | 1.783% | 0 | 8.6574 | Commercial_2025_SC D_MW_Before Competition Groups_Strip Curtains
Commercial | Com ¦ Chilled Water Optimization | 2025 | SC D | MW | Before Competition Groups | 7.815 | 0 | 0 | 485.493 | 0.016097 | 16 | Commercial_2025_SC D_MW_Before Competition Groups_16 | Chilled Water Optimization | 1.61% | 0 | 7.815 | Commercial_2025_SC D_MW_Before Competition Groups_Chilled Water Optimization
Commercial | Com ¦ Furnace Tune-Up | 2025 | SC D | MW | Before Competition Groups | 6.8559 | 0 | 0 | 485.493 | 0.014121 | 17 | Commercial_2025_SC D_MW_Before Competition Groups_17 | Furnace Tune-Up | 1.412% | 0 | 6.8559 | Commercial_2025_SC D_MW_Before Competition Groups_Furnace Tune-Up
Commercial | Com ¦ Refrigerated Display Case Doors | 2025 | SC D | MW | Before Competition Groups | 6.2115 | 0 | 0 | 485.493 | 0.012794 | 18 | Commercial_2025_SC D_MW_Before Competition Groups_18 | Refrigerated Display Case Doors | 1.279% | 0 | 6.2115 | Commercial_2025_SC D_MW_Before Competition Groups_Refrigerated Display Case Doors
Commercial | Com ¦ Centrally controlled desktop PC/NETWORK PC POWER MANAGEMENT SOFTWARE | 2025 | SC D | MW | Before Competition Groups | 5.5874 | 0 | 0 | 485.493 | 0.011509 | 19 | Commercial_2025_SC D_MW_Before Competition Groups_19 | Centrally controlled desktop PC/NETWORK PC POWER MANAGEMENT SOFTWARE | 1.151% | 0 | 5.5874 | Commercial_2025_SC D_MW_Before Competition Groups_Centrally controlled desktop PC/NETWORK PC POWER MANAGEMENT SOFTWARE
Commercial | Com ¦ Variable Frequency Drive (VFD) | 2025 | SC D | MW | Before Competition Groups | 4.6886 | 0 | 0 | 485.493 | 0.0096574 | 20 | Commercial_2025_SC D_MW_Before Competition Groups_20 | Variable Frequency Drive (VFD) | 0.9657% | 0 | 4.6886 | Commercial_2025_SC D_MW_Before Competition Groups_Variable Frequency Drive (VFD)
Commercial | Com ¦ VFD on Pumps | 2025 | SC D | MW | Before Competition Groups | 4.3511 | 0 | 0 | 485.493 | 0.0089622 | 21 | Commercial_2025_SC D_MW_Before Competition Groups_21 | VFD on Pumps | 0.8962% | 0 | 4.3511 | Commercial_2025_SC D_MW_Before Competition Groups_VFD on Pumps
Commercial | Com ¦ Demand Control Ventilation | 2025 | SC D | MW | Before Competition Groups | 4.2056 | 0 | 0 | 485.493 | 0.0086625 | 22 | Commercial_2025_SC D_MW_Before Competition Groups_22 | Demand Control Ventilation | 0.8662% | 0 | 4.2056 | Commercial_2025_SC D_MW_Before Competition Groups_Demand Control Ventilation
Commercial | Com ¦ LED parking lot fixture | 2025 | SC D | MW | Before Competition Groups | 4.1525 | 0 | 0 | 485.493 | 0.0085531 | 23 | Commercial_2025_SC D_MW_Before Competition Groups_23 | LED parking lot fixture | 0.8553% | 0 | 4.1525 | Commercial_2025_SC D_MW_Before Competition Groups_LED parking lot fixture
Commercial | Com ¦ LED EXTERIOR AREA LIGHTS - LED fixture (200W) | 2025 | SC D | MW | Before Competition Groups | 4.0844 | 0 | 0 | 485.493 | 0.0084128 | 24 | Commercial_2025_SC D_MW_Before Competition Groups_24 | LED EXTERIOR AREA LIGHTS - LED fixture (200W) | 0.8413% | 0 | 4.0844 | Commercial_2025_SC D_MW_Before Competition Groups_LED EXTERIOR AREA LIGHTS - LED fixture (200W)
Commercial | Com ¦ Refrigerated Display Case LED | 2025 | SC D | MW | Before Competition Groups | 4.0188 | 0 | 0 | 485.493 | 0.0082777 | 25 | Commercial_2025_SC D_MW_Before Competition Groups_25 | Refrigerated Display Case LED | 0.8278% | 0 | 4.0188 | Commercial_2025_SC D_MW_Before Competition Groups_Refrigerated Display Case LED
Commercial | Com ¦ ECM MOTORS FOR EVAPORATOR FANS for refrigeration (WALK-IN) | 2025 | SC D | MW | Before Competition Groups | 2.4445 | 0 | 0 | 485.493 | 0.0050351 | 26 | Commercial_2025_SC D_MW_Before Competition Groups_26 | ECM MOTORS FOR EVAPORATOR FANS for refrigeration (WALK-IN) | 0.5035% | 0 | 2.4445 | Commercial_2025_SC D_MW_Before Competition Groups_ECM MOTORS FOR EVAPORATOR FANS for refrigeration (WALK-IN)
Commercial | Com ¦ ENERGY STAR Griddle (74% eff) | 2025 | SC D | MW | Before Competition Groups | 2.3382 | 0 | 0 | 485.493 | 0.0048162 | 27 | Commercial_2025_SC D_MW_Before Competition Groups_27 | ENERGY STAR Griddle (74% eff) | 0.4816% | 0 | 2.3382 | Commercial_2025_SC D_MW_Before Competition Groups_ENERGY STAR Griddle (74% eff)
Commercial | Com ¦ Evaporator Fan Controls | 2025 | SC D | MW | Before Competition Groups | 2.0776 | 0 | 0 | 485.493 | 0.0042793 | 28 | Commercial_2025_SC D_MW_Before Competition Groups_28 | Evaporator Fan Controls | 0.4279% | 0 | 2.0776 | Commercial_2025_SC D_MW_Before Competition Groups_Evaporator Fan Controls
Commercial | Com ¦ Air Handler with Dedicated Outdoor Air Systems | 2025 | SC D | MW | Before Competition Groups | 2.0334 | 0 | 0 | 485.493 | 0.0041883 | 29 | Commercial_2025_SC D_MW_Before Competition Groups_29 | Air Handler with Dedicated Outdoor Air Systems | 0.4188% | 0 | 2.0334 | Commercial_2025_SC D_MW_Before Competition Groups_Air Handler with Dedicated Outdoor Air Systems
Commercial | Com ¦ LED street light fixture | 2025 | SC D | MW | Before Competition Groups | 1.8255 | 0 | 0 | 485.493 | 0.0037602 | 30 | Commercial_2025_SC D_MW_Before Competition Groups_30 | LED street light fixture | 0.376% | 0 | 1.8255 | Commercial_2025_SC D_MW_Before Competition Groups_LED street light fixture
Commercial | Com ¦ Demand Control Kitchen Ventilation | 2025 | SC D | MW | Before Competition Groups | 1.7749 | 0 | 0 | 485.493 | 0.0036559 | 31 | Commercial_2025_SC D_MW_Before Competition Groups_31 | Demand Control Kitchen Ventilation | 0.3656% | 0 | 1.7749 | Commercial_2025_SC D_MW_Before Competition Groups_Demand Control Kitchen Ventilation
Commercial | Com ¦ Occupancy Sensors | 2025 | SC D | MW | Before Competition Groups | 1.5686 | 0 | 0 | 485.493 | 0.003231 | 32 | Commercial_2025_SC D_MW_Before Competition Groups_32 | Occupancy Sensors | 0.3231% | 0 | 1.5686 | Commercial_2025_SC D_MW_Before Competition Groups_Occupancy Sensors
Commercial | Com ¦ Freezer Case Light Sensor | 2025 | SC D | MW | Before Competition Groups | 1.4764 | 0 | 0 | 485.493 | 0.003041 | 33 | Commercial_2025_SC D_MW_Before Competition Groups_33 | Freezer Case Light Sensor | 0.3041% | 0 | 1.4764 | Commercial_2025_SC D_MW_Before Competition Groups_Freezer Case Light Sensor
Commercial | Com ¦ Duct Insulation, R8 | 2025 | SC D | MW | Before Competition Groups | 1.2657 | 0 | 0 | 485.493 | 0.0026071 | 34 | Commercial_2025_SC D_MW_Before Competition Groups_34 | Duct Insulation, R8 | 0.2607% | 0 | 1.2657 | Commercial_2025_SC D_MW_Before Competition Groups_Duct Insulation, R8
Commercial | Com ¦ Door Gasket Freezer/Refrigerator | 2025 | SC D | MW | Before Competition Groups | 1.2175 | 0 | 0 | 485.493 | 0.0025079 | 35 | Commercial_2025_SC D_MW_Before Competition Groups_35 | Door Gasket Freezer/Refrigerator | 0.2508% | 0 | 1.2175 | Commercial_2025_SC D_MW_Before Competition Groups_Door Gasket Freezer/Refrigerator
Commercial | Com ¦ Water Source Heat Pump (4 ton) | 2025 | SC D | MW | Before Competition Groups | 1.0129 | 0 | 0 | 485.493 | 0.0020864 | 36 | Commercial_2025_SC D_MW_Before Competition Groups_36 | Water Source Heat Pump (4 ton) | 0.2086% | 0 | 1.0129 | Commercial_2025_SC D_MW_Before Competition Groups_Water Source Heat Pump (4 ton)
Commercial | Com ¦ Temperature Adjustment in Commercial Freezers | 2025 | SC D | MW | Before Competition Groups | 0.76038 | 0 | 0 | 485.493 | 0.0015662 | 37 | Commercial_2025_SC D_MW_Before Competition Groups_37 | Temperature Adjustment in Commercial Freezers | 0.1566% | 0 | 0.76038 | Commercial_2025_SC D_MW_Before Competition Groups_Temperature Adjustment in Commercial Freezers
Commercial | Com ¦ ENERGY STAR Fryer (84% eff) | 2025 | SC D | MW | Before Competition Groups | 0.67822 | 0 | 0 | 485.493 | 0.001397 | 38 | Commercial_2025_SC D_MW_Before Competition Groups_38 | ENERGY STAR Fryer (84% eff) | 0.1397% | 0 | 0.67822 | Commercial_2025_SC D_MW_Before Competition Groups_ENERGY STAR Fryer (84% eff)
Commercial | Com ¦ Elec Storage WH 2.30 Et | 2025 | SC D | MW | Before Competition Groups | 0.67379 | 0 | 0 | 485.493 | 0.0013878 | 39 | Commercial_2025_SC D_MW_Before Competition Groups_39 | Elec Storage WH 2.30 Et | 0.1388% | 0 | 0.67379 | Commercial_2025_SC D_MW_Before Competition Groups_Elec Storage WH 2.30 Et
Commercial | Com ¦ BEVERAGE VENDING MACHINE CONTROLS | 2025 | SC D | MW | Before Competition Groups | 0.66523 | 0 | 0 | 485.493 | 0.0013702 | 40 | Commercial_2025_SC D_MW_Before Competition Groups_40 | BEVERAGE VENDING MACHINE CONTROLS | 0.137% | 0 | 0.66523 | Commercial_2025_SC D_MW_Before Competition Groups_BEVERAGE VENDING MACHINE CONTROLS
Commercial | Com ¦ Vertical Night Covers | 2025 | SC D | MW | Before Competition Groups | 0.59758 | 0 | 0 | 485.493 | 0.0012309 | 41 | Commercial_2025_SC D_MW_Before Competition Groups_41 | Vertical Night Covers | 0.1231% | 0 | 0.59758 | Commercial_2025_SC D_MW_Before Competition Groups_Vertical Night Covers
Commercial | Com ¦ Outside Air Economizer | 2025 | SC D | MW | Before Competition Groups | 0.5388 | 0 | 0 | 485.493 | 0.0011098 | 42 | Commercial_2025_SC D_MW_Before Competition Groups_42 | Outside Air Economizer | 0.111% | 0 | 0.5388 | Commercial_2025_SC D_MW_Before Competition Groups_Outside Air Economizer
Commercial | Com ¦ Thermostat Setback | 2025 | SC D | MW | Before Competition Groups | 0.50699 | 0 | 0 | 485.493 | 0.0010443 | 43 | Commercial_2025_SC D_MW_Before Competition Groups_43 | Thermostat Setback | 0.1044% | 0 | 0.50699 | Commercial_2025_SC D_MW_Before Competition Groups_Thermostat Setback
Commercial | Com ¦ CO Sensors for parking garage exhaust fans | 2025 | SC D | MW | Before Competition Groups | 0.50484 | 0 | 0 | 485.493 | 0.0010399 | 44 | Commercial_2025_SC D_MW_Before Competition Groups_44 | CO Sensors for parking garage exhaust fans | 0.104% | 0 | 0.50484 | Commercial_2025_SC D_MW_Before Competition Groups_CO Sensors for parking garage exhaust fans
Commercial | Com ¦ Energy Efficient Laboratory Fume Hood | 2025 | SC D | MW | Before Competition Groups | 0.48511 | 0 | 0 | 485.493 | 0.00099921 | 45 | Commercial_2025_SC D_MW_Before Competition Groups_45 | Energy Efficient Laboratory Fume Hood | 0.09992% | 0 | 0.48511 | Commercial_2025_SC D_MW_Before Competition Groups_Energy Efficient Laboratory Fume Hood
Commercial | Com ¦ Water Heating (DHW) Pipe Insulation (Add 3/4\ Foam)" | 2025 | SC D | MW | Before Competition Groups | 0.45689 | 0 | 0 | 485.493 | 0.00094109 | 46 | Commercial_2025_SC D_MW_Before Competition Groups_46 | Water Heating (DHW) Pipe Insulation (Add 3/4\ Foam)" | 0.09411% | 0 | 0.45689 | Commercial_2025_SC D_MW_Before Competition Groups_Water Heating (DHW) Pipe Insulation (Add 3/4\ Foam)"
Commercial | Com ¦ ENERGY STAR Steam Cookers | 2025 | SC D | MW | Before Competition Groups | 0.43417 | 0 | 0 | 485.493 | 0.00089428 | 47 | Commercial_2025_SC D_MW_Before Competition Groups_47 | ENERGY STAR Steam Cookers | 0.08943% | 0 | 0.43417 | Commercial_2025_SC D_MW_Before Competition Groups_ENERGY STAR Steam Cookers
Commercial | Com ¦ Suction Pipe Insulation Freezer/Refrigerator | 2025 | SC D | MW | Before Competition Groups | 0.30032 | 0 | 0 | 485.493 | 0.00061859 | 48 | Commercial_2025_SC D_MW_Before Competition Groups_48 | Suction Pipe Insulation Freezer/Refrigerator | 0.06186% | 0 | 0.30032 | Commercial_2025_SC D_MW_Before Competition Groups_Suction Pipe Insulation Freezer/Refrigerator
Commercial | Com ¦ ENERGY STAR Dishwasher | 2025 | SC D | MW | Before Competition Groups | 0.27536 | 0 | 0 | 485.493 | 0.00056717 | 49 | Commercial_2025_SC D_MW_Before Competition Groups_49 | ENERGY STAR Dishwasher | 0.05672% | 0 | 0.27536 | Commercial_2025_SC D_MW_Before Competition Groups_ENERGY STAR Dishwasher
Commercial | Com ¦ Ozone Laundry Treatment | 2025 | SC D | MW | Before Competition Groups | 0.10962 | 0 | 0 | 485.493 | 0.00022579 | 50 | Commercial_2025_SC D_MW_Before Competition Groups_50 | Ozone Laundry Treatment | 0.02258% | 0 | 0.10962 | Commercial_2025_SC D_MW_Before Competition Groups_Ozone Laundry Treatment
Commercial | Com ¦ ECM MOTORS FOR HVAC APPLICATION (FAN-POWERED VAV BOX) | 2025 | SC D | MW | Before Competition Groups | 0.070199 | 0 | 0 | 485.493 | 0.00014459 | 51 | Commercial_2025_SC D_MW_Before Competition Groups_51 | ECM MOTORS FOR HVAC APPLICATION (FAN-POWERED VAV BOX) | 0.01446% | 0 | 0.070199 | Commercial_2025_SC D_MW_Before Competition Groups_ECM MOTORS FOR HVAC APPLICATION (FAN-POWERED VAV BOX)
Commercial | COM ¦ Ductless Mini-Split Heat Pumps | 2025 | SC D | MW | Before Competition Groups | 0.063884 | 0 | 0 | 485.493 | 0.00013159 | 52 | Commercial_2025_SC D_MW_Before Competition Groups_52 | Ductless Mini-Split Heat Pumps | 0.01316% | 0 | 0.063884 | Commercial_2025_SC D_MW_Before Competition Groups_Ductless Mini-Split Heat Pumps
Commercial | Com ¦ Condensing Make Up Air Unit | 2025 | SC D | MW | Before Competition Groups | 0.062981 | 0 | 0 | 485.493 | 0.00012973 | 53 | Commercial_2025_SC D_MW_Before Competition Groups_53 | Condensing Make Up Air Unit | 0.01297% | 0 | 0.062981 | Commercial_2025_SC D_MW_Before Competition Groups_Condensing Make Up Air Unit
Commercial | Com ¦ CEE Tier 2/Energy Star Clothes Washers | 2025 | SC D | MW | Before Competition Groups | 0.058576 | 0 | 0 | 485.493 | 0.00012065 | 54 | Commercial_2025_SC D_MW_Before Competition Groups_54 | CEE Tier 2/Energy Star Clothes Washers | 0.01207% | 0 | 0.058576 | Commercial_2025_SC D_MW_Before Competition Groups_CEE Tier 2/Energy Star Clothes Washers
Commercial | Com ¦ HVAC Optimization | 2025 | SC D | MW | Before Competition Groups | 0.056581 | 0 | 0 | 485.493 | 0.00011654 | 55 | Commercial_2025_SC D_MW_Before Competition Groups_55 | HVAC Optimization | 0.01165% | 0 | 0.056581 | Commercial_2025_SC D_MW_Before Competition Groups_HVAC Optimization
Commercial | Com ¦ PTAC (12 EER/10,000 BTU) | 2025 | SC D | MW | Before Competition Groups | 0.036273 | 0 | 0 | 485.493 | 7.4714e-05 | 56 | Commercial_2025_SC D_MW_Before Competition Groups_56 | PTAC (12 EER/10,000 BTU) | 0.007471% | 0 | 0.036273 | Commercial_2025_SC D_MW_Before Competition Groups_PTAC (12 EER/10,000 BTU)
Commercial | Com ¦ Low Flow Pre-Rinse Spray Nozzle | 2025 | SC D | MW | Before Competition Groups | 0.035238 | 0 | 0 | 485.493 | 7.2582e-05 | 57 | Commercial_2025_SC D_MW_Before Competition Groups_57 | Low Flow Pre-Rinse Spray Nozzle | 0.007258% | 0 | 0.035238 | Commercial_2025_SC D_MW_Before Competition Groups_Low Flow Pre-Rinse Spray Nozzle
Commercial | Com ¦ Auto Off Time Switch or Time Clock control | 2025 | SC D | MW | Before Competition Groups | 0.035156 | 0 | 0 | 485.493 | 7.2413e-05 | 58 | Commercial_2025_SC D_MW_Before Competition Groups_58 | Auto Off Time Switch or Time Clock control | 0.007241% | 0 | 0.035156 | Commercial_2025_SC D_MW_Before Competition Groups_Auto Off Time Switch or Time Clock control
Commercial | Com ¦ Demand controlled Circulating Systems | 2025 | SC D | MW | Before Competition Groups | 0.032357 | 0 | 0 | 485.493 | 6.6647e-05 | 59 | Commercial_2025_SC D_MW_Before Competition Groups_59 | Demand controlled Circulating Systems | 0.006665% | 0 | 0.032357 | Commercial_2025_SC D_MW_Before Competition Groups_Demand controlled Circulating Systems
Commercial | Com ¦ Notched V belts for HVAC Systems | 2025 | SC D | MW | Before Competition Groups | 0.023209 | 0 | 0 | 485.493 | 4.7806e-05 | 60 | Commercial_2025_SC D_MW_Before Competition Groups_60 | Notched V belts for HVAC Systems | 0.004781% | 0 | 0.023209 | Commercial_2025_SC D_MW_Before Competition Groups_Notched V belts for HVAC Systems
Commercial | Com ¦ Solar Water Preheat (Pools/DHW) | 2025 | SC D | MW | Before Competition Groups | 0.017956 | 0 | 0 | 485.493 | 3.6986e-05 | 61 | Commercial_2025_SC D_MW_Before Competition Groups_61 | Solar Water Preheat (Pools/DHW) | 0.003699% | 0 | 0.017956 | Commercial_2025_SC D_MW_Before Competition Groups_Solar Water Preheat (Pools/DHW)
Commercial | Com ¦ Commercial Hot Food Holding Cabinets | 2025 | SC D | MW | Before Competition Groups | 0.017675 | 0 | 0 | 485.493 | 3.6406e-05 | 62 | Commercial_2025_SC D_MW_Before Competition Groups_62 | Commercial Hot Food Holding Cabinets | 0.003641% | 0 | 0.017675 | Commercial_2025_SC D_MW_Before Competition Groups_Commercial Hot Food Holding Cabinets
Commercial | Com ¦ Condensing Unit Heaters or other Efficient Unit Heating System | 2025 | SC D | MW | Before Competition Groups | 0.010809 | 0 | 0 | 485.493 | 2.2264e-05 | 63 | Commercial_2025_SC D_MW_Before Competition Groups_63 | Condensing Unit Heaters or other Efficient Unit Heating System | 0.002226% | 0 | 0.010809 | Commercial_2025_SC D_MW_Before Competition Groups_Condensing Unit Heaters or other Efficient Unit Heating System
Commercial | Com ¦ Wall Insulation | 2025 | SC D | MW | Before Competition Groups | 0.010367 | 0 | 0 | 485.493 | 2.1354e-05 | 64 | Commercial_2025_SC D_MW_Before Competition Groups_64 | Wall Insulation | 0.002135% | 0 | 0.010367 | Commercial_2025_SC D_MW_Before Competition Groups_Wall Insulation
Commercial | Com ¦ VSD Air Compressor | 2025 | SC D | MW | Before Competition Groups | 0.008708 | 0 | 0 | 485.493 | 1.7936e-05 | 65 | Commercial_2025_SC D_MW_Before Competition Groups_65 | VSD Air Compressor | 0.001794% | 0 | 0.008708 | Commercial_2025_SC D_MW_Before Competition Groups_VSD Air Compressor
Commercial | Com ¦ Air Curtains | 2025 | SC D | MW | Before Competition Groups | 0.0076486 | 0 | 0 | 485.493 | 1.5754e-05 | 66 | Commercial_2025_SC D_MW_Before Competition Groups_66 | Air Curtains | 0.001575% | 0 | 0.0076486 | Commercial_2025_SC D_MW_Before Competition Groups_Air Curtains
Commercial | Com ¦ High Efficiency Chiller (avg of water and air cooled) | 2025 | SC D | MW | Before Competition Groups | 0.007114 | 0 | 0 | 485.493 | 1.4653e-05 | 67 | Commercial_2025_SC D_MW_Before Competition Groups_67 | High Efficiency Chiller (avg of water and air cooled) | 0.001465% | 0 | 0.007114 | Commercial_2025_SC D_MW_Before Competition Groups_High Efficiency Chiller (avg of water and air cooled)
Commercial | Com ¦ Room AC (w/ louvered sides) 14 SEER from 12 SEER code | 2025 | SC D | MW | Before Competition Groups | 0.0047323 | 0 | 0 | 485.493 | 9.7474e-06 | 68 | Commercial_2025_SC D_MW_Before Competition Groups_68 | Room AC (w/ louvered sides) 14 SEER from 12 SEER code | 0.0009747% | 0 | 0.0047323 | Commercial_2025_SC D_MW_Before Competition Groups_Room AC (w/ louvered sides) 14 SEER from 12 SEER code
Commercial | Com ¦ Energy Recovery Ventilation and Ventilation (Enhanced) | 2025 | SC D | MW | Before Competition Groups | 0.0015633 | 0 | 0 | 485.493 | 3.22e-06 | 69 | Commercial_2025_SC D_MW_Before Competition Groups_69 | Energy Recovery Ventilation and Ventilation (Enhanced) | 0.000322% | 0 | 0.0015633 | Commercial_2025_SC D_MW_Before Competition Groups_Energy Recovery Ventilation and Ventilation (Enhanced)
Commercial | Com ¦ LED RECESSED DOWNLIGHTS | 2025 | SC D | MW | Before Competition Groups | 0.0015354 | 0 | 0 | 485.493 | 3.1626e-06 | 70 | Commercial_2025_SC D_MW_Before Competition Groups_70 | LED RECESSED DOWNLIGHTS | 0.0003163% | 0 | 0.0015354 | Commercial_2025_SC D_MW_Before Competition Groups_LED RECESSED DOWNLIGHTS
Commercial | Com ¦ EC Plug Fan for Data Center (under cabinet) | 2025 | SC D | MW | Before Competition Groups | 0.00080022 | 0 | 0 | 485.493 | 1.6483e-06 | 71 | Commercial_2025_SC D_MW_Before Competition Groups_71 | EC Plug Fan for Data Center (under cabinet) | 0.0001648% | 0 | 0.00080022 | Commercial_2025_SC D_MW_Before Competition Groups_EC Plug Fan for Data Center (under cabinet)
Commercial | Com ¦ LLLC - High Impact Application | 2025 | SC D | MW | Before Competition Groups | 0.00076819 | 0 | 0 | 485.493 | 1.5823e-06 | 72 | Commercial_2025_SC D_MW_Before Competition Groups_72 | LLLC - High Impact Application | 0.0001582% | 0 | 0.00076819 | Commercial_2025_SC D_MW_Before Competition Groups_LLLC - High Impact Application
Commercial | Com ¦ High Efficiency Small Instantaneous Water Heater | 2025 | SC D | MW | Before Competition Groups | 0.00026672 | 0 | 0 | 485.493 | 5.4937e-07 | 73 | Commercial_2025_SC D_MW_Before Competition Groups_73 | High Efficiency Small Instantaneous Water Heater | 5.494e-05% | 0 | 0.00026672 | Commercial_2025_SC D_MW_Before Competition Groups_High Efficiency Small Instantaneous Water Heater
Commercial | Com ¦ Electric Convection Combination Ovens | 2025 | SC D | MW | Before Competition Groups | 0.00015755 | 0 | 0 | 485.493 | 3.2452e-07 | 74 | Commercial_2025_SC D_MW_Before Competition Groups_74 | Electric Convection Combination Ovens | 3.245e-05% | 0 | 0.00015755 | Commercial_2025_SC D_MW_Before Competition Groups_Electric Convection Combination Ovens
Commercial | Com ¦ LLLC - Low Impact Application | 2025 | SC D | MW | Before Competition Groups | 4.5887e-05 | 0 | 0 | 485.493 | 9.4516e-08 | 75 | Commercial_2025_SC D_MW_Before Competition Groups_75 | LLLC - Low Impact Application | 9.452e-06% | 0 | 4.5887e-05 | Commercial_2025_SC D_MW_Before Competition Groups_LLLC - Low Impact Application
Commercial | Com ¦ Networked/Connected - Low Impact Application | 2025 | SC D | MW | Before Competition Groups | 7.9185e-09 | 0 | 0 | 485.493 | 1.631e-11 | 76 | Commercial_2025_SC D_MW_Before Competition Groups_76 | Networked/Connected - Low Impact Application | 1.631e-09% | 0 | 7.9185e-09 | Commercial_2025_SC D_MW_Before Competition Groups_Networked/Connected - Low Impact Application
Commercial | Com ¦ Networked/Connected - High Impact Application | 2025 | SC D | MW | Before Competition Groups | 6.1271e-10 | 0 | 0 | 485.493 | 1.262e-12 | 77 | Commercial_2025_SC D_MW_Before Competition Groups_77 | Networked/Connected - High Impact Application | 1.262e-10% | 0 | 6.1271e-10 | Commercial_2025_SC D_MW_Before Competition Groups_Networked/Connected - High Impact Application
Commercial | Com ¦ Efficient compressor motor | 2025 | SC D | MW | Before Competition Groups | 0 | 0 | 0 | 485.493 | 0 | 78 | Commercial_2025_SC D_MW_Before Competition Groups_78 | Efficient compressor motor | 0% | 0 | 0 | Commercial_2025_SC D_MW_Before Competition Groups_Efficient compressor motor
Commercial | Com ¦ Indoor Daylight Sensors/Photocell Dimming Control | 2025 | SC D | MW | Before Competition Groups | 0 | 0 | 0 | 485.493 | 0 | 79 | Commercial_2025_SC D_MW_Before Competition Groups_79 | Indoor Daylight Sensors/Photocell Dimming Control | 0% | 0 | 0 | Commercial_2025_SC D_MW_Before Competition Groups_Indoor Daylight Sensors/Photocell Dimming Control
Commercial | Com ¦ Variable Refrigerant Flow Heat Pump | 2025 | SC D | MW | Before Competition Groups | 0 | 0 | 0 | 485.493 | 0 | 80 | Commercial_2025_SC D_MW_Before Competition Groups_80 | Variable Refrigerant Flow Heat Pump | 0% | 0 | 0 | Commercial_2025_SC D_MW_Before Competition Groups_Variable Refrigerant Flow Heat Pump
Commercial | Com ¦ Building Recommissioning, Operations and Maintenance (O&M) Improvements | 2025 | Technical | MW | Before Competition Groups | 274.2128 | 0 | 0 | 2782.7242 | 0.098541 | 1 | Commercial_2025_Technical_MW_Before Competition Groups_1 | Building Recommissioning, Operations and Maintenance (O&M) Improvements | 9.854% | 0 | 274.2128 | Commercial_2025_Technical_MW_Before Competition Groups_Building Recommissioning, Operations and Maintenance (O&M) Improvements
Commercial | Com ¦ Education and Capacity Building/Energy Behavior | 2025 | Technical | MW | Before Competition Groups | 247.1571 | 0 | 0 | 2782.7242 | 0.088818 | 2 | Commercial_2025_Technical_MW_Before Competition Groups_2 | Education and Capacity Building/Energy Behavior | 8.882% | 0 | 247.1571 | Commercial_2025_Technical_MW_Before Competition Groups_Education and Capacity Building/Energy Behavior
Commercial | Com ¦ LED Low/High Bay | 2025 | Technical | MW | Before Competition Groups | 197.149 | 0 | 0 | 2782.7242 | 0.070847 | 3 | Commercial_2025_Technical_MW_Before Competition Groups_3 | LED Low/High Bay | 7.085% | 0 | 197.149 | Commercial_2025_Technical_MW_Before Competition Groups_LED Low/High Bay
Commercial | Com ¦ LED Troffer/Surface/Suspended | 2025 | Technical | MW | Before Competition Groups | 146.8288 | 0 | 0 | 2782.7242 | 0.052764 | 4 | Commercial_2025_Technical_MW_Before Competition Groups_4 | LED Troffer/Surface/Suspended | 5.276% | 0 | 146.8288 | Commercial_2025_Technical_MW_Before Competition Groups_LED Troffer/Surface/Suspended
Commercial | Com ¦ Central Lighting Control System | 2025 | Technical | MW | Before Competition Groups | 141.1834 | 0 | 0 | 2782.7242 | 0.050736 | 5 | Commercial_2025_Technical_MW_Before Competition Groups_5 | Central Lighting Control System | 5.074% | 0 | 141.1834 | Commercial_2025_Technical_MW_Before Competition Groups_Central Lighting Control System
Commercial | Com ¦ LLLC - Low Impact Application | 2025 | Technical | MW | Before Competition Groups | 136.0602 | 0 | 0 | 2782.7242 | 0.048895 | 6 | Commercial_2025_Technical_MW_Before Competition Groups_6 | LLLC - Low Impact Application | 4.889% | 0 | 136.0602 | Commercial_2025_Technical_MW_Before Competition Groups_LLLC - Low Impact Application
Commercial | Com ¦ ENERGY STAR LED LAMPS (REFLECTOR LAMPs/MR16/PAR 16) | 2025 | Technical | MW | Before Competition Groups | 132.2241 | 0 | 0 | 2782.7242 | 0.047516 | 7 | Commercial_2025_Technical_MW_Before Competition Groups_7 | ENERGY STAR LED LAMPS (REFLECTOR LAMPs/MR16/PAR 16) | 4.752% | 0 | 132.2241 | Commercial_2025_Technical_MW_Before Competition Groups_ENERGY STAR LED LAMPS (REFLECTOR LAMPs/MR16/PAR 16)
Commercial | Com ¦ LLLC - High Impact Application | 2025 | Technical | MW | Before Competition Groups | 125.7454 | 0 | 0 | 2782.7242 | 0.045188 | 8 | Commercial_2025_Technical_MW_Before Competition Groups_8 | LLLC - High Impact Application | 4.519% | 0 | 125.7454 | Commercial_2025_Technical_MW_Before Competition Groups_LLLC - High Impact Application
Commercial | Com ¦ Variable Refrigerant Flow Heat Pump | 2025 | Technical | MW | Before Competition Groups | 117.7069 | 0 | 0 | 2782.7242 | 0.042299 | 9 | Commercial_2025_Technical_MW_Before Competition Groups_9 | Variable Refrigerant Flow Heat Pump | 4.23% | 0 | 117.7069 | Commercial_2025_Technical_MW_Before Competition Groups_Variable Refrigerant Flow Heat Pump
Commercial | Com ¦ Networked/Connected - Low Impact Application | 2025 | Technical | MW | Before Competition Groups | 115.3084 | 0 | 0 | 2782.7242 | 0.041437 | 10 | Commercial_2025_Technical_MW_Before Competition Groups_10 | Networked/Connected - Low Impact Application | 4.144% | 0 | 115.3084 | Commercial_2025_Technical_MW_Before Competition Groups_Networked/Connected - Low Impact Application
Commercial | Com ¦ Networked/Connected - High Impact Application | 2025 | Technical | MW | Before Competition Groups | 109.4372 | 0 | 0 | 2782.7242 | 0.039327 | 11 | Commercial_2025_Technical_MW_Before Competition Groups_11 | Networked/Connected - High Impact Application | 3.933% | 0 | 109.4372 | Commercial_2025_Technical_MW_Before Competition Groups_Networked/Connected - High Impact Application
Commercial | Com ¦ High Efficiency Air Source Heat Pump | 2025 | Technical | MW | Before Competition Groups | 103.9435 | 0 | 0 | 2782.7242 | 0.037353 | 12 | Commercial_2025_Technical_MW_Before Competition Groups_12 | High Efficiency Air Source Heat Pump | 3.735% | 0 | 103.9435 | Commercial_2025_Technical_MW_Before Competition Groups_High Efficiency Air Source Heat Pump
Commercial | Com ¦ Advanced BAS/Controllers | 2025 | Technical | MW | Before Competition Groups | 93.1578 | 0 | 0 | 2782.7242 | 0.033477 | 13 | Commercial_2025_Technical_MW_Before Competition Groups_13 | Advanced BAS/Controllers | 3.348% | 0 | 93.1578 | Commercial_2025_Technical_MW_Before Competition Groups_Advanced BAS/Controllers
Commercial | Com ¦ Unitary Air-Conditioning Unit | 2025 | Technical | MW | Before Competition Groups | 69.7647 | 0 | 0 | 2782.7242 | 0.025071 | 14 | Commercial_2025_Technical_MW_Before Competition Groups_14 | Unitary Air-Conditioning Unit | 2.507% | 0 | 69.7647 | Commercial_2025_Technical_MW_Before Competition Groups_Unitary Air-Conditioning Unit
Commercial | Com ¦ LED Replacement Lamp (Tube) | 2025 | Technical | MW | Before Competition Groups | 51.0785 | 0 | 0 | 2782.7242 | 0.018356 | 15 | Commercial_2025_Technical_MW_Before Competition Groups_15 | LED Replacement Lamp (Tube) | 1.836% | 0 | 51.0785 | Commercial_2025_Technical_MW_Before Competition Groups_LED Replacement Lamp (Tube)
Commercial | Com ¦ Smart Strip Plug Outlets | 2025 | Technical | MW | Before Competition Groups | 47.6219 | 0 | 0 | 2782.7242 | 0.017113 | 16 | Commercial_2025_Technical_MW_Before Competition Groups_16 | Smart Strip Plug Outlets | 1.711% | 0 | 47.6219 | Commercial_2025_Technical_MW_Before Competition Groups_Smart Strip Plug Outlets
Commercial | Com ¦ Adaptive Thermostats | 2025 | Technical | MW | Before Competition Groups | 40.3058 | 0 | 0 | 2782.7242 | 0.014484 | 17 | Commercial_2025_Technical_MW_Before Competition Groups_17 | Adaptive Thermostats | 1.448% | 0 | 40.3058 | Commercial_2025_Technical_MW_Before Competition Groups_Adaptive Thermostats
Commercial | Com ¦ Data Center Storage/Server Virtualization | 2025 | Technical | MW | Before Competition Groups | 32.765 | 0 | 0 | 2782.7242 | 0.011774 | 18 | Commercial_2025_Technical_MW_Before Competition Groups_18 | Data Center Storage/Server Virtualization | 1.177% | 0 | 32.765 | Commercial_2025_Technical_MW_Before Competition Groups_Data Center Storage/Server Virtualization
Commercial | Com ¦ Furnace Tune-Up | 2025 | Technical | MW | Before Competition Groups | 32.7454 | 0 | 0 | 2782.7242 | 0.011767 | 19 | Commercial_2025_Technical_MW_Before Competition Groups_19 | Furnace Tune-Up | 1.177% | 0 | 32.7454 | Commercial_2025_Technical_MW_Before Competition Groups_Furnace Tune-Up
Commercial | Com ¦ Refrigerated Display Case Doors | 2025 | Technical | MW | Before Competition Groups | 31.2874 | 0 | 0 | 2782.7242 | 0.011243 | 20 | Commercial_2025_Technical_MW_Before Competition Groups_20 | Refrigerated Display Case Doors | 1.124% | 0 | 31.2874 | Commercial_2025_Technical_MW_Before Competition Groups_Refrigerated Display Case Doors
Commercial | Com ¦ Strip Curtains | 2025 | Technical | MW | Before Competition Groups | 30.2946 | 0 | 0 | 2782.7242 | 0.010887 | 21 | Commercial_2025_Technical_MW_Before Competition Groups_21 | Strip Curtains | 1.089% | 0 | 30.2946 | Commercial_2025_Technical_MW_Before Competition Groups_Strip Curtains
Commercial | Com ¦ Demand Control Ventilation | 2025 | Technical | MW | Before Competition Groups | 28.9465 | 0 | 0 | 2782.7242 | 0.010402 | 22 | Commercial_2025_Technical_MW_Before Competition Groups_22 | Demand Control Ventilation | 1.04% | 0 | 28.9465 | Commercial_2025_Technical_MW_Before Competition Groups_Demand Control Ventilation
Commercial | Com ¦ Adding reflective (White) roof treatment or a green roof | 2025 | Technical | MW | Before Competition Groups | 24.0569 | 0 | 0 | 2782.7242 | 0.0086451 | 23 | Commercial_2025_Technical_MW_Before Competition Groups_23 | Adding reflective (White) roof treatment or a green roof | 0.8645% | 0 | 24.0569 | Commercial_2025_Technical_MW_Before Competition Groups_Adding reflective (White) roof treatment or a green roof
Commercial | Com ¦ LED or Equivalent Sign Lighting | 2025 | Technical | MW | Before Competition Groups | 24.0092 | 0 | 0 | 2782.7242 | 0.008628 | 24 | Commercial_2025_Technical_MW_Before Competition Groups_24 | LED or Equivalent Sign Lighting | 0.8628% | 0 | 24.0092 | Commercial_2025_Technical_MW_Before Competition Groups_LED or Equivalent Sign Lighting
Commercial | Com ¦ Refrigerated Display Case LED | 2025 | Technical | MW | Before Competition Groups | 23.7512 | 0 | 0 | 2782.7242 | 0.0085352 | 25 | Commercial_2025_Technical_MW_Before Competition Groups_25 | Refrigerated Display Case LED | 0.8535% | 0 | 23.7512 | Commercial_2025_Technical_MW_Before Competition Groups_Refrigerated Display Case LED
Commercial | Com ¦ Variable Frequency Drive (VFD) | 2025 | Technical | MW | Before Competition Groups | 22.7914 | 0 | 0 | 2782.7242 | 0.0081903 | 26 | Commercial_2025_Technical_MW_Before Competition Groups_26 | Variable Frequency Drive (VFD) | 0.819% | 0 | 22.7914 | Commercial_2025_Technical_MW_Before Competition Groups_Variable Frequency Drive (VFD)
Commercial | Com ¦ Centrally controlled desktop PC/NETWORK PC POWER MANAGEMENT SOFTWARE | 2025 | Technical | MW | Before Competition Groups | 21.9886 | 0 | 0 | 2782.7242 | 0.0079018 | 27 | Commercial_2025_Technical_MW_Before Competition Groups_27 | Centrally controlled desktop PC/NETWORK PC POWER MANAGEMENT SOFTWARE | 0.7902% | 0 | 21.9886 | Commercial_2025_Technical_MW_Before Competition Groups_Centrally controlled desktop PC/NETWORK PC POWER MANAGEMENT SOFTWARE
Commercial | Com ¦ VFD on Pumps | 2025 | Technical | MW | Before Competition Groups | 21.33 | 0 | 0 | 2782.7242 | 0.0076652 | 28 | Commercial_2025_Technical_MW_Before Competition Groups_28 | VFD on Pumps | 0.7665% | 0 | 21.33 | Commercial_2025_Technical_MW_Before Competition Groups_VFD on Pumps
Commercial | Com ¦ Door Gasket Freezer/Refrigerator | 2025 | Technical | MW | Before Competition Groups | 20.9715 | 0 | 0 | 2782.7242 | 0.0075363 | 29 | Commercial_2025_Technical_MW_Before Competition Groups_29 | Door Gasket Freezer/Refrigerator | 0.7536% | 0 | 20.9715 | Commercial_2025_Technical_MW_Before Competition Groups_Door Gasket Freezer/Refrigerator
Commercial | Com ¦ Reach-in Shaded Pole to ECM/PSC Evaporator Fan Motor | 2025 | Technical | MW | Before Competition Groups | 19.917 | 0 | 0 | 2782.7242 | 0.0071574 | 30 | Commercial_2025_Technical_MW_Before Competition Groups_30 | Reach-in Shaded Pole to ECM/PSC Evaporator Fan Motor | 0.7157% | 0 | 19.917 | Commercial_2025_Technical_MW_Before Competition Groups_Reach-in Shaded Pole to ECM/PSC Evaporator Fan Motor
Commercial | Com ¦ HOTEL OCCUPANCY CONTROLS (HVAC + LIGHTING) | 2025 | Technical | MW | Before Competition Groups | 19.0211 | 0 | 0 | 2782.7242 | 0.0068354 | 31 | Commercial_2025_Technical_MW_Before Competition Groups_31 | HOTEL OCCUPANCY CONTROLS (HVAC + LIGHTING) | 0.6835% | 0 | 19.0211 | Commercial_2025_Technical_MW_Before Competition Groups_HOTEL OCCUPANCY CONTROLS (HVAC + LIGHTING)
Commercial | Com ¦ Refrigeration Optimization | 2025 | Technical | MW | Before Competition Groups | 18.6991 | 0 | 0 | 2782.7242 | 0.0067197 | 32 | Commercial_2025_Technical_MW_Before Competition Groups_32 | Refrigeration Optimization | 0.672% | 0 | 18.6991 | Commercial_2025_Technical_MW_Before Competition Groups_Refrigeration Optimization
Commercial | Com ¦ Air Handler with Dedicated Outdoor Air Systems | 2025 | Technical | MW | Before Competition Groups | 17.3952 | 0 | 0 | 2782.7242 | 0.0062511 | 33 | Commercial_2025_Technical_MW_Before Competition Groups_33 | Air Handler with Dedicated Outdoor Air Systems | 0.6251% | 0 | 17.3952 | Commercial_2025_Technical_MW_Before Competition Groups_Air Handler with Dedicated Outdoor Air Systems
Commercial | Com ¦ Chilled Water Optimization | 2025 | Technical | MW | Before Competition Groups | 16.7139 | 0 | 0 | 2782.7242 | 0.0060063 | 34 | Commercial_2025_Technical_MW_Before Competition Groups_34 | Chilled Water Optimization | 0.6006% | 0 | 16.7139 | Commercial_2025_Technical_MW_Before Competition Groups_Chilled Water Optimization
Commercial | Com ¦ ENERGY STAR LED LAMPS (General Service Lamps) | 2025 | Technical | MW | Before Competition Groups | 15.432 | 0 | 0 | 2782.7242 | 0.0055456 | 35 | Commercial_2025_Technical_MW_Before Competition Groups_35 | ENERGY STAR LED LAMPS (General Service Lamps) | 0.5546% | 0 | 15.432 | Commercial_2025_Technical_MW_Before Competition Groups_ENERGY STAR LED LAMPS (General Service Lamps)
Commercial | Com ¦ Indoor Daylight Sensors/Photocell Dimming Control | 2025 | Technical | MW | Before Competition Groups | 13.925 | 0 | 0 | 2782.7242 | 0.0050041 | 36 | Commercial_2025_Technical_MW_Before Competition Groups_36 | Indoor Daylight Sensors/Photocell Dimming Control | 0.5004% | 0 | 13.925 | Commercial_2025_Technical_MW_Before Competition Groups_Indoor Daylight Sensors/Photocell Dimming Control
Commercial | Com ¦ ENERGY STAR FREEZER | 2025 | Technical | MW | Before Competition Groups | 12.8129 | 0 | 0 | 2782.7242 | 0.0046045 | 37 | Commercial_2025_Technical_MW_Before Competition Groups_37 | ENERGY STAR FREEZER | 0.4604% | 0 | 12.8129 | Commercial_2025_Technical_MW_Before Competition Groups_ENERGY STAR FREEZER
Commercial | Com ¦ ECM MOTORS FOR EVAPORATOR FANS for refrigeration (WALK-IN) | 2025 | Technical | MW | Before Competition Groups | 11.8561 | 0 | 0 | 2782.7242 | 0.0042606 | 38 | Commercial_2025_Technical_MW_Before Competition Groups_38 | ECM MOTORS FOR EVAPORATOR FANS for refrigeration (WALK-IN) | 0.4261% | 0 | 11.8561 | Commercial_2025_Technical_MW_Before Competition Groups_ECM MOTORS FOR EVAPORATOR FANS for refrigeration (WALK-IN)
Commercial | Com ¦ High R-Value Glass Doors/no-heat glass door | 2025 | Technical | MW | Before Competition Groups | 11.2215 | 0 | 0 | 2782.7242 | 0.0040326 | 39 | Commercial_2025_Technical_MW_Before Competition Groups_39 | High R-Value Glass Doors/no-heat glass door | 0.4033% | 0 | 11.2215 | Commercial_2025_Technical_MW_Before Competition Groups_High R-Value Glass Doors/no-heat glass door
Commercial | Com ¦ Ground Source Heat Pump | 2025 | Technical | MW | Before Competition Groups | 10.5369 | 0 | 0 | 2782.7242 | 0.0037865 | 40 | Commercial_2025_Technical_MW_Before Competition Groups_40 | Ground Source Heat Pump | 0.3787% | 0 | 10.5369 | Commercial_2025_Technical_MW_Before Competition Groups_Ground Source Heat Pump
Commercial | Com ¦ Freezer Case Light Sensor | 2025 | Technical | MW | Before Competition Groups | 10.2581 | 0 | 0 | 2782.7242 | 0.0036863 | 41 | Commercial_2025_Technical_MW_Before Competition Groups_41 | Freezer Case Light Sensor | 0.3686% | 0 | 10.2581 | Commercial_2025_Technical_MW_Before Competition Groups_Freezer Case Light Sensor
Commercial | Com ¦ Demand Control Kitchen Ventilation | 2025 | Technical | MW | Before Competition Groups | 10.0175 | 0 | 0 | 2782.7242 | 0.0035999 | 42 | Commercial_2025_Technical_MW_Before Competition Groups_42 | Demand Control Kitchen Ventilation | 0.36% | 0 | 10.0175 | Commercial_2025_Technical_MW_Before Competition Groups_Demand Control Kitchen Ventilation
Commercial | Com ¦ Evaporator Fan Controls | 2025 | Technical | MW | Before Competition Groups | 9.9939 | 0 | 0 | 2782.7242 | 0.0035914 | 43 | Commercial_2025_Technical_MW_Before Competition Groups_43 | Evaporator Fan Controls | 0.3591% | 0 | 9.9939 | Commercial_2025_Technical_MW_Before Competition Groups_Evaporator Fan Controls
Commercial | Com ¦ Occupancy Sensors | 2025 | Technical | MW | Before Competition Groups | 9.7362 | 0 | 0 | 2782.7242 | 0.0034988 | 44 | Commercial_2025_Technical_MW_Before Competition Groups_44 | Occupancy Sensors | 0.3499% | 0 | 9.7362 | Commercial_2025_Technical_MW_Before Competition Groups_Occupancy Sensors
Commercial | Com ¦ ENERGY STAR ICE MACHINES - Ice Making Head | 2025 | Technical | MW | Before Competition Groups | 9.2719 | 0 | 0 | 2782.7242 | 0.003332 | 45 | Commercial_2025_Technical_MW_Before Competition Groups_45 | ENERGY STAR ICE MACHINES - Ice Making Head | 0.3332% | 0 | 9.2719 | Commercial_2025_Technical_MW_Before Competition Groups_ENERGY STAR ICE MACHINES - Ice Making Head
Commercial | Com ¦ Refrigeration Commissioning | 2025 | Technical | MW | Before Competition Groups | 6.9607 | 0 | 0 | 2782.7242 | 0.0025014 | 46 | Commercial_2025_Technical_MW_Before Competition Groups_46 | Refrigeration Commissioning | 0.2501% | 0 | 6.9607 | Commercial_2025_Technical_MW_Before Competition Groups_Refrigeration Commissioning
Commercial | Com ¦ LED EXTERIOR AREA LIGHTS - LED fixture (200W) | 2025 | Technical | MW | Before Competition Groups | 6.2025 | 0 | 0 | 2782.7242 | 0.0022289 | 47 | Commercial_2025_Technical_MW_Before Competition Groups_47 | LED EXTERIOR AREA LIGHTS - LED fixture (200W) | 0.2229% | 0 | 6.2025 | Commercial_2025_Technical_MW_Before Competition Groups_LED EXTERIOR AREA LIGHTS - LED fixture (200W)
Commercial | Com ¦ ENERGY STAR Refrigerator | 2025 | Technical | MW | Before Competition Groups | 6.174 | 0 | 0 | 2782.7242 | 0.0022187 | 48 | Commercial_2025_Technical_MW_Before Competition Groups_48 | ENERGY STAR Refrigerator | 0.2219% | 0 | 6.174 | Commercial_2025_Technical_MW_Before Competition Groups_ENERGY STAR Refrigerator
Commercial | Com ¦ LED parking lot fixture | 2025 | Technical | MW | Before Competition Groups | 6.0174 | 0 | 0 | 2782.7242 | 0.0021624 | 49 | Commercial_2025_Technical_MW_Before Competition Groups_49 | LED parking lot fixture | 0.2162% | 0 | 6.0174 | Commercial_2025_Technical_MW_Before Competition Groups_LED parking lot fixture
Commercial | Com ¦ Duct Insulation, R8 | 2025 | Technical | MW | Before Competition Groups | 6.0112 | 0 | 0 | 2782.7242 | 0.0021602 | 50 | Commercial_2025_Technical_MW_Before Competition Groups_50 | Duct Insulation, R8 | 0.216% | 0 | 6.0112 | Commercial_2025_Technical_MW_Before Competition Groups_Duct Insulation, R8
Commercial | Com ¦ Water Source Heat Pump (4 ton) | 2025 | Technical | MW | Before Competition Groups | 5.6825 | 0 | 0 | 2782.7242 | 0.0020421 | 51 | Commercial_2025_Technical_MW_Before Competition Groups_51 | Water Source Heat Pump (4 ton) | 0.2042% | 0 | 5.6825 | Commercial_2025_Technical_MW_Before Competition Groups_Water Source Heat Pump (4 ton)
Commercial | Com ¦ Elec Storage WH 2.30 Et | 2025 | Technical | MW | Before Competition Groups | 4.4344 | 0 | 0 | 2782.7242 | 0.0015936 | 52 | Commercial_2025_Technical_MW_Before Competition Groups_52 | Elec Storage WH 2.30 Et | 0.1594% | 0 | 4.4344 | Commercial_2025_Technical_MW_Before Competition Groups_Elec Storage WH 2.30 Et
Commercial | Com ¦ BEVERAGE VENDING MACHINE CONTROLS | 2025 | Technical | MW | Before Competition Groups | 4.3905 | 0 | 0 | 2782.7242 | 0.0015778 | 53 | Commercial_2025_Technical_MW_Before Competition Groups_53 | BEVERAGE VENDING MACHINE CONTROLS | 0.1578% | 0 | 4.3905 | Commercial_2025_Technical_MW_Before Competition Groups_BEVERAGE VENDING MACHINE CONTROLS
Commercial | Com ¦ ENERGY STAR Griddle (74% eff) | 2025 | Technical | MW | Before Competition Groups | 4.1924 | 0 | 0 | 2782.7242 | 0.0015066 | 54 | Commercial_2025_Technical_MW_Before Competition Groups_54 | ENERGY STAR Griddle (74% eff) | 0.1507% | 0 | 4.1924 | Commercial_2025_Technical_MW_Before Competition Groups_ENERGY STAR Griddle (74% eff)
Commercial | Com ¦ Condensing Make Up Air Unit | 2025 | Technical | MW | Before Competition Groups | 3.9704 | 0 | 0 | 2782.7242 | 0.0014268 | 55 | Commercial_2025_Technical_MW_Before Competition Groups_55 | Condensing Make Up Air Unit | 0.1427% | 0 | 3.9704 | Commercial_2025_Technical_MW_Before Competition Groups_Condensing Make Up Air Unit
Commercial | Com ¦ Super-High Efficiency Furnaces (Emerging Tech) | 2025 | Technical | MW | Before Competition Groups | 3.8359 | 0 | 0 | 2782.7242 | 0.0013785 | 56 | Commercial_2025_Technical_MW_Before Competition Groups_56 | Super-High Efficiency Furnaces (Emerging Tech) | 0.1378% | 0 | 3.8359 | Commercial_2025_Technical_MW_Before Competition Groups_Super-High Efficiency Furnaces (Emerging Tech)
Commercial | Com ¦ Roof Insulation/Ceiling Insulation (R25 Code to R35) | 2025 | Technical | MW | Before Competition Groups | 3.8097 | 0 | 0 | 2782.7242 | 0.0013691 | 57 | Commercial_2025_Technical_MW_Before Competition Groups_57 | Roof Insulation/Ceiling Insulation (R25 Code to R35) | 0.1369% | 0 | 3.8097 | Commercial_2025_Technical_MW_Before Competition Groups_Roof Insulation/Ceiling Insulation (R25 Code to R35)
Commercial | Com ¦ Temperature Adjustment in Commercial Freezers | 2025 | Technical | MW | Before Competition Groups | 3.6537 | 0 | 0 | 2782.7242 | 0.001313 | 58 | Commercial_2025_Technical_MW_Before Competition Groups_58 | Temperature Adjustment in Commercial Freezers | 0.1313% | 0 | 3.6537 | Commercial_2025_Technical_MW_Before Competition Groups_Temperature Adjustment in Commercial Freezers
Commercial | Com ¦ LED street light fixture | 2025 | Technical | MW | Before Competition Groups | 3.6299 | 0 | 0 | 2782.7242 | 0.0013044 | 59 | Commercial_2025_Technical_MW_Before Competition Groups_59 | LED street light fixture | 0.1304% | 0 | 3.6299 | Commercial_2025_Technical_MW_Before Competition Groups_LED street light fixture
Commercial | Com ¦ Anti-sweat heat (ASH) controls - Cooler/Freezer | 2025 | Technical | MW | Before Competition Groups | 3.152 | 0 | 0 | 2782.7242 | 0.0011327 | 60 | Commercial_2025_Technical_MW_Before Competition Groups_60 | Anti-sweat heat (ASH) controls - Cooler/Freezer | 0.1133% | 0 | 3.152 | Commercial_2025_Technical_MW_Before Competition Groups_Anti-sweat heat (ASH) controls - Cooler/Freezer
Commercial | Com ¦ CO Sensors for parking garage exhaust fans | 2025 | Technical | MW | Before Competition Groups | 3.1056 | 0 | 0 | 2782.7242 | 0.001116 | 61 | Commercial_2025_Technical_MW_Before Competition Groups_61 | CO Sensors for parking garage exhaust fans | 0.1116% | 0 | 3.1056 | Commercial_2025_Technical_MW_Before Competition Groups_CO Sensors for parking garage exhaust fans
Commercial | Com ¦ Vertical Night Covers | 2025 | Technical | MW | Before Competition Groups | 3.0215 | 0 | 0 | 2782.7242 | 0.0010858 | 62 | Commercial_2025_Technical_MW_Before Competition Groups_62 | Vertical Night Covers | 0.1086% | 0 | 3.0215 | Commercial_2025_Technical_MW_Before Competition Groups_Vertical Night Covers
Commercial | Com ¦ Energy Efficient Laboratory Fume Hood | 2025 | Technical | MW | Before Competition Groups | 2.9542 | 0 | 0 | 2782.7242 | 0.0010616 | 63 | Commercial_2025_Technical_MW_Before Competition Groups_63 | Energy Efficient Laboratory Fume Hood | 0.1062% | 0 | 2.9542 | Commercial_2025_Technical_MW_Before Competition Groups_Energy Efficient Laboratory Fume Hood
Commercial | Com ¦ Water Heating (DHW) Pipe Insulation (Add 3/4\ Foam)" | 2025 | Technical | MW | Before Competition Groups | 2.3058 | 0 | 0 | 2782.7242 | 0.0008286 | 64 | Commercial_2025_Technical_MW_Before Competition Groups_64 | Water Heating (DHW) Pipe Insulation (Add 3/4\ Foam)" | 0.08286% | 0 | 2.3058 | Commercial_2025_Technical_MW_Before Competition Groups_Water Heating (DHW) Pipe Insulation (Add 3/4\ Foam)"
Commercial | Com ¦ Outside Air Economizer | 2025 | Technical | MW | Before Competition Groups | 1.8197 | 0 | 0 | 2782.7242 | 0.00065394 | 65 | Commercial_2025_Technical_MW_Before Competition Groups_65 | Outside Air Economizer | 0.06539% | 0 | 1.8197 | Commercial_2025_Technical_MW_Before Competition Groups_Outside Air Economizer
Commercial | Com ¦ Suction Pipe Insulation Freezer/Refrigerator | 2025 | Technical | MW | Before Competition Groups | 1.5704 | 0 | 0 | 2782.7242 | 0.00056432 | 66 | Commercial_2025_Technical_MW_Before Competition Groups_66 | Suction Pipe Insulation Freezer/Refrigerator | 0.05643% | 0 | 1.5704 | Commercial_2025_Technical_MW_Before Competition Groups_Suction Pipe Insulation Freezer/Refrigerator
Commercial | Com ¦ Evaporator Coil Defrost (Cooler) | 2025 | Technical | MW | Before Competition Groups | 1.336 | 0 | 0 | 2782.7242 | 0.00048012 | 67 | Commercial_2025_Technical_MW_Before Competition Groups_67 | Evaporator Coil Defrost (Cooler) | 0.04801% | 0 | 1.336 | Commercial_2025_Technical_MW_Before Competition Groups_Evaporator Coil Defrost (Cooler)
Commercial | Com ¦ High Efficiency Small Instantaneous Water Heater | 2025 | Technical | MW | Before Competition Groups | 1.25 | 0 | 0 | 2782.7242 | 0.00044919 | 68 | Commercial_2025_Technical_MW_Before Competition Groups_68 | High Efficiency Small Instantaneous Water Heater | 0.04492% | 0 | 1.25 | Commercial_2025_Technical_MW_Before Competition Groups_High Efficiency Small Instantaneous Water Heater
Commercial | Com ¦ LED RECESSED DOWNLIGHTS | 2025 | Technical | MW | Before Competition Groups | 1.2487 | 0 | 0 | 2782.7242 | 0.00044872 | 69 | Commercial_2025_Technical_MW_Before Competition Groups_69 | LED RECESSED DOWNLIGHTS | 0.04487% | 0 | 1.2487 | Commercial_2025_Technical_MW_Before Competition Groups_LED RECESSED DOWNLIGHTS
Commercial | Com ¦ ENERGY STAR Dishwasher | 2025 | Technical | MW | Before Competition Groups | 1.2155 | 0 | 0 | 2782.7242 | 0.00043682 | 70 | Commercial_2025_Technical_MW_Before Competition Groups_70 | ENERGY STAR Dishwasher | 0.04368% | 0 | 1.2155 | Commercial_2025_Technical_MW_Before Competition Groups_ENERGY STAR Dishwasher
Commercial | Com ¦ ENERGY STAR Fryer (84% eff) | 2025 | Technical | MW | Before Competition Groups | 1.2011 | 0 | 0 | 2782.7242 | 0.00043162 | 71 | Commercial_2025_Technical_MW_Before Competition Groups_71 | ENERGY STAR Fryer (84% eff) | 0.04316% | 0 | 1.2011 | Commercial_2025_Technical_MW_Before Competition Groups_ENERGY STAR Fryer (84% eff)
Commercial | Com ¦ Room AC (w/ louvered sides) 14 SEER from 12 SEER code | 2025 | Technical | MW | Before Competition Groups | 1.0701 | 0 | 0 | 2782.7242 | 0.00038457 | 72 | Commercial_2025_Technical_MW_Before Competition Groups_72 | Room AC (w/ louvered sides) 14 SEER from 12 SEER code | 0.03846% | 0 | 1.0701 | Commercial_2025_Technical_MW_Before Competition Groups_Room AC (w/ louvered sides) 14 SEER from 12 SEER code
Commercial | Com ¦ ENERGY STAR Steam Cookers | 2025 | Technical | MW | Before Competition Groups | 0.78497 | 0 | 0 | 2782.7242 | 0.00028209 | 73 | Commercial_2025_Technical_MW_Before Competition Groups_73 | ENERGY STAR Steam Cookers | 0.02821% | 0 | 0.78497 | Commercial_2025_Technical_MW_Before Competition Groups_ENERGY STAR Steam Cookers
Commercial | Com ¦ Ozone Laundry Treatment | 2025 | Technical | MW | Before Competition Groups | 0.7529 | 0 | 0 | 2782.7242 | 0.00027056 | 74 | Commercial_2025_Technical_MW_Before Competition Groups_74 | Ozone Laundry Treatment | 0.02706% | 0 | 0.7529 | Commercial_2025_Technical_MW_Before Competition Groups_Ozone Laundry Treatment
Commercial | Com ¦ Wall Insulation | 2025 | Technical | MW | Before Competition Groups | 0.72331 | 0 | 0 | 2782.7242 | 0.00025993 | 75 | Commercial_2025_Technical_MW_Before Competition Groups_75 | Wall Insulation | 0.02599% | 0 | 0.72331 | Commercial_2025_Technical_MW_Before Competition Groups_Wall Insulation
Commercial | Com ¦ Solar Preheat Make up Air | 2025 | Technical | MW | Before Competition Groups | 0.71428 | 0 | 0 | 2782.7242 | 0.00025668 | 76 | Commercial_2025_Technical_MW_Before Competition Groups_76 | Solar Preheat Make up Air | 0.02567% | 0 | 0.71428 | Commercial_2025_Technical_MW_Before Competition Groups_Solar Preheat Make up Air
Commercial | Com ¦ SYNCHRONOUS BELT | 2025 | Technical | MW | Before Competition Groups | 0.62591 | 0 | 0 | 2782.7242 | 0.00022493 | 77 | Commercial_2025_Technical_MW_Before Competition Groups_77 | SYNCHRONOUS BELT | 0.02249% | 0 | 0.62591 | Commercial_2025_Technical_MW_Before Competition Groups_SYNCHRONOUS BELT
Commercial | Com ¦ Thermostat Setback | 2025 | Technical | MW | Before Competition Groups | 0.59347 | 0 | 0 | 2782.7242 | 0.00021327 | 78 | Commercial_2025_Technical_MW_Before Competition Groups_78 | Thermostat Setback | 0.02133% | 0 | 0.59347 | Commercial_2025_Technical_MW_Before Competition Groups_Thermostat Setback
Commercial | Com ¦ Efficient compressor motor | 2025 | Technical | MW | Before Competition Groups | 0.54366 | 0 | 0 | 2782.7242 | 0.00019537 | 79 | Commercial_2025_Technical_MW_Before Competition Groups_79 | Efficient compressor motor | 0.01954% | 0 | 0.54366 | Commercial_2025_Technical_MW_Before Competition Groups_Efficient compressor motor
Commercial | Com ¦ PTAC (12 EER/10,000 BTU) | 2025 | Technical | MW | Before Competition Groups | 0.45382 | 0 | 0 | 2782.7242 | 0.00016309 | 80 | Commercial_2025_Technical_MW_Before Competition Groups_80 | PTAC (12 EER/10,000 BTU) | 0.01631% | 0 | 0.45382 | Commercial_2025_Technical_MW_Before Competition Groups_PTAC (12 EER/10,000 BTU)
Commercial | Com ¦ Notched V belts for HVAC Systems | 2025 | Technical | MW | Before Competition Groups | 0.31295 | 0 | 0 | 2782.7242 | 0.00011246 | 81 | Commercial_2025_Technical_MW_Before Competition Groups_81 | Notched V belts for HVAC Systems | 0.01125% | 0 | 0.31295 | Commercial_2025_Technical_MW_Before Competition Groups_Notched V belts for HVAC Systems
Commercial | Com ¦ ECM MOTORS FOR HVAC APPLICATION (FAN-POWERED VAV BOX) | 2025 | Technical | MW | Before Competition Groups | 0.30217 | 0 | 0 | 2782.7242 | 0.00010859 | 82 | Commercial_2025_Technical_MW_Before Competition Groups_82 | ECM MOTORS FOR HVAC APPLICATION (FAN-POWERED VAV BOX) | 0.01086% | 0 | 0.30217 | Commercial_2025_Technical_MW_Before Competition Groups_ECM MOTORS FOR HVAC APPLICATION (FAN-POWERED VAV BOX)
Commercial | Com ¦ Solar Water Preheat (Pools/DHW) | 2025 | Technical | MW | Before Competition Groups | 0.23648 | 0 | 0 | 2782.7242 | 8.4981e-05 | 83 | Commercial_2025_Technical_MW_Before Competition Groups_83 | Solar Water Preheat (Pools/DHW) | 0.008498% | 0 | 0.23648 | Commercial_2025_Technical_MW_Before Competition Groups_Solar Water Preheat (Pools/DHW)
Commercial | COM ¦ Ductless Mini-Split Heat Pumps | 2025 | Technical | MW | Before Competition Groups | 0.23033 | 0 | 0 | 2782.7242 | 8.277e-05 | 84 | Commercial_2025_Technical_MW_Before Competition Groups_84 | Ductless Mini-Split Heat Pumps | 0.008277% | 0 | 0.23033 | Commercial_2025_Technical_MW_Before Competition Groups_Ductless Mini-Split Heat Pumps
Commercial | Com ¦ High Efficiency Chiller (avg of water and air cooled) | 2025 | Technical | MW | Before Competition Groups | 0.22728 | 0 | 0 | 2782.7242 | 8.1676e-05 | 85 | Commercial_2025_Technical_MW_Before Competition Groups_85 | High Efficiency Chiller (avg of water and air cooled) | 0.008168% | 0 | 0.22728 | Commercial_2025_Technical_MW_Before Competition Groups_High Efficiency Chiller (avg of water and air cooled)
Commercial | Com ¦ Heat Pump Water Heater (50 Gallons) | 2025 | Technical | MW | Before Competition Groups | 0.22457 | 0 | 0 | 2782.7242 | 8.0703e-05 | 86 | Commercial_2025_Technical_MW_Before Competition Groups_86 | Heat Pump Water Heater (50 Gallons) | 0.00807% | 0 | 0.22457 | Commercial_2025_Technical_MW_Before Competition Groups_Heat Pump Water Heater (50 Gallons)
Commercial | Com ¦ HVAC Optimization | 2025 | Technical | MW | Before Competition Groups | 0.19611 | 0 | 0 | 2782.7242 | 7.0473e-05 | 87 | Commercial_2025_Technical_MW_Before Competition Groups_87 | HVAC Optimization | 0.007047% | 0 | 0.19611 | Commercial_2025_Technical_MW_Before Competition Groups_HVAC Optimization
Commercial | Com ¦ Auto Off Time Switch or Time Clock control | 2025 | Technical | MW | Before Competition Groups | 0.18264 | 0 | 0 | 2782.7242 | 6.5635e-05 | 88 | Commercial_2025_Technical_MW_Before Competition Groups_88 | Auto Off Time Switch or Time Clock control | 0.006563% | 0 | 0.18264 | Commercial_2025_Technical_MW_Before Competition Groups_Auto Off Time Switch or Time Clock control
Commercial | Com ¦ Commercial Hot Food Holding Cabinets | 2025 | Technical | MW | Before Competition Groups | 0.18237 | 0 | 0 | 2782.7242 | 6.5536e-05 | 89 | Commercial_2025_Technical_MW_Before Competition Groups_89 | Commercial Hot Food Holding Cabinets | 0.006554% | 0 | 0.18237 | Commercial_2025_Technical_MW_Before Competition Groups_Commercial Hot Food Holding Cabinets
Commercial | Com ¦ Demand controlled Circulating Systems | 2025 | Technical | MW | Before Competition Groups | 0.14794 | 0 | 0 | 2782.7242 | 5.3162e-05 | 90 | Commercial_2025_Technical_MW_Before Competition Groups_90 | Demand controlled Circulating Systems | 0.005316% | 0 | 0.14794 | Commercial_2025_Technical_MW_Before Competition Groups_Demand controlled Circulating Systems
Commercial | Com ¦ CEE Tier 2/Energy Star Clothes Washers | 2025 | Technical | MW | Before Competition Groups | 0.12328 | 0 | 0 | 2782.7242 | 4.4303e-05 | 91 | Commercial_2025_Technical_MW_Before Competition Groups_91 | CEE Tier 2/Energy Star Clothes Washers | 0.00443% | 0 | 0.12328 | Commercial_2025_Technical_MW_Before Competition Groups_CEE Tier 2/Energy Star Clothes Washers
Commercial | Com ¦ Solar Electric Water Heater (50 Gallon) | 2025 | Technical | MW | Before Competition Groups | 0.093014 | 0 | 0 | 2782.7242 | 3.3426e-05 | 92 | Commercial_2025_Technical_MW_Before Competition Groups_92 | Solar Electric Water Heater (50 Gallon) | 0.003343% | 0 | 0.093014 | Commercial_2025_Technical_MW_Before Competition Groups_Solar Electric Water Heater (50 Gallon)
Commercial | Com ¦ Low Flow Pre-Rinse Spray Nozzle | 2025 | Technical | MW | Before Competition Groups | 0.091034 | 0 | 0 | 2782.7242 | 3.2714e-05 | 93 | Commercial_2025_Technical_MW_Before Competition Groups_93 | Low Flow Pre-Rinse Spray Nozzle | 0.003271% | 0 | 0.091034 | Commercial_2025_Technical_MW_Before Competition Groups_Low Flow Pre-Rinse Spray Nozzle
Commercial | Com ¦ Condensing Unit Heaters or other Efficient Unit Heating System | 2025 | Technical | MW | Before Competition Groups | 0.051522 | 0 | 0 | 2782.7242 | 1.8515e-05 | 94 | Commercial_2025_Technical_MW_Before Competition Groups_94 | Condensing Unit Heaters or other Efficient Unit Heating System | 0.001852% | 0 | 0.051522 | Commercial_2025_Technical_MW_Before Competition Groups_Condensing Unit Heaters or other Efficient Unit Heating System
Commercial | Com ¦ EC Plug Fan for Data Center (under cabinet) | 2025 | Technical | MW | Before Competition Groups | 0.02215 | 0 | 0 | 2782.7242 | 7.9599e-06 | 95 | Commercial_2025_Technical_MW_Before Competition Groups_95 | EC Plug Fan for Data Center (under cabinet) | 0.000796% | 0 | 0.02215 | Commercial_2025_Technical_MW_Before Competition Groups_EC Plug Fan for Data Center (under cabinet)
Commercial | Com ¦ VSD Air Compressor | 2025 | Technical | MW | Before Competition Groups | 0.019734 | 0 | 0 | 2782.7242 | 7.0916e-06 | 96 | Commercial_2025_Technical_MW_Before Competition Groups_96 | VSD Air Compressor | 0.0007092% | 0 | 0.019734 | Commercial_2025_Technical_MW_Before Competition Groups_VSD Air Compressor
Commercial | Com ¦ Exterior Photocell | 2025 | Technical | MW | Before Competition Groups | 0.01676 | 0 | 0 | 2782.7242 | 6.023e-06 | 97 | Commercial_2025_Technical_MW_Before Competition Groups_97 | Exterior Photocell | 0.0006023% | 0 | 0.01676 | Commercial_2025_Technical_MW_Before Competition Groups_Exterior Photocell
Commercial | Com ¦ eCube | 2025 | Technical | MW | Before Competition Groups | 0.016173 | 0 | 0 | 2782.7242 | 5.8119e-06 | 98 | Commercial_2025_Technical_MW_Before Competition Groups_98 | eCube | 0.0005812% | 0 | 0.016173 | Commercial_2025_Technical_MW_Before Competition Groups_eCube
Commercial | Com ¦ Air Curtains | 2025 | Technical | MW | Before Competition Groups | 0.0065943 | 0 | 0 | 2782.7242 | 2.3697e-06 | 99 | Commercial_2025_Technical_MW_Before Competition Groups_99 | Air Curtains | 0.000237% | 0 | 0.0065943 | Commercial_2025_Technical_MW_Before Competition Groups_Air Curtains
Commercial | Com ¦ High Efficiency Induction Cooking | 2025 | Technical | MW | Before Competition Groups | 0.0011583 | 0 | 0 | 2782.7242 | 4.1624e-07 | 100 | Commercial_2025_Technical_MW_Before Competition Groups_100 | High Efficiency Induction Cooking | 4.162e-05% | 0 | 0.0011583 | Commercial_2025_Technical_MW_Before Competition Groups_High Efficiency Induction Cooking
Commercial | Com ¦ Electric Convection Combination Ovens | 2025 | Technical | MW | Before Competition Groups | 0.00024701 | 0 | 0 | 2782.7242 | 8.8766e-08 | 101 | Commercial_2025_Technical_MW_Before Competition Groups_101 | Electric Convection Combination Ovens | 8.877e-06% | 0 | 0.00024701 | Commercial_2025_Technical_MW_Before Competition Groups_Electric Convection Combination Ovens
Commercial | Com ¦ Building Recommissioning, Operations and Maintenance (O&M) Improvements | 2026 | Economic | MW | Before Competition Groups | 268.7011 | 0 | 0 | 1886.233 | 0.14245 | 1 | Commercial_2026_Economic_MW_Before Competition Groups_1 | Building Recommissioning, Operations and Maintenance (O&M) Improvements | 14.25% | 0 | 268.7011 | Commercial_2026_Economic_MW_Before Competition Groups_Building Recommissioning, Operations and Maintenance (O&M) Improvements
Commercial | Com ¦ Education and Capacity Building/Energy Behavior | 2026 | Economic | MW | Before Competition Groups | 240.0229 | 0 | 0 | 1886.233 | 0.12725 | 2 | Commercial_2026_Economic_MW_Before Competition Groups_2 | Education and Capacity Building/Energy Behavior | 12.72% | 0 | 240.0229 | Commercial_2026_Economic_MW_Before Competition Groups_Education and Capacity Building/Energy Behavior
Commercial | Com ¦ LED Low/High Bay | 2026 | Economic | MW | Before Competition Groups | 190.5379 | 0 | 0 | 1886.233 | 0.10102 | 3 | Commercial_2026_Economic_MW_Before Competition Groups_3 | LED Low/High Bay | 10.1% | 0 | 190.5379 | Commercial_2026_Economic_MW_Before Competition Groups_LED Low/High Bay
Commercial | Com ¦ LED Troffer/Surface/Suspended | 2026 | Economic | MW | Before Competition Groups | 143.8775 | 0 | 0 | 1886.233 | 0.076278 | 4 | Commercial_2026_Economic_MW_Before Competition Groups_4 | LED Troffer/Surface/Suspended | 7.628% | 0 | 143.8775 | Commercial_2026_Economic_MW_Before Competition Groups_LED Troffer/Surface/Suspended
Commercial | Com ¦ ENERGY STAR LED LAMPS (REFLECTOR LAMPs/MR16/PAR 16) | 2026 | Economic | MW | Before Competition Groups | 119.5735 | 0 | 0 | 1886.233 | 0.063393 | 5 | Commercial_2026_Economic_MW_Before Competition Groups_5 | ENERGY STAR LED LAMPS (REFLECTOR LAMPs/MR16/PAR 16) | 6.339% | 0 | 119.5735 | Commercial_2026_Economic_MW_Before Competition Groups_ENERGY STAR LED LAMPS (REFLECTOR LAMPs/MR16/PAR 16)
Commercial | Com ¦ High Efficiency Air Source Heat Pump | 2026 | Economic | MW | Before Competition Groups | 115.9961 | 0 | 0 | 1886.233 | 0.061496 | 6 | Commercial_2026_Economic_MW_Before Competition Groups_6 | High Efficiency Air Source Heat Pump | 6.15% | 0 | 115.9961 | Commercial_2026_Economic_MW_Before Competition Groups_High Efficiency Air Source Heat Pump
Commercial | Com ¦ Advanced BAS/Controllers | 2026 | Economic | MW | Before Competition Groups | 93.6206 | 0 | 0 | 1886.233 | 0.049634 | 7 | Commercial_2026_Economic_MW_Before Competition Groups_7 | Advanced BAS/Controllers | 4.963% | 0 | 93.6206 | Commercial_2026_Economic_MW_Before Competition Groups_Advanced BAS/Controllers
Commercial | Com ¦ Unitary Air-Conditioning Unit | 2026 | Economic | MW | Before Competition Groups | 77.2433 | 0 | 0 | 1886.233 | 0.040951 | 8 | Commercial_2026_Economic_MW_Before Competition Groups_8 | Unitary Air-Conditioning Unit | 4.095% | 0 | 77.2433 | Commercial_2026_Economic_MW_Before Competition Groups_Unitary Air-Conditioning Unit
Commercial | Com ¦ LED Replacement Lamp (Tube) | 2026 | Economic | MW | Before Competition Groups | 56.9347 | 0 | 0 | 1886.233 | 0.030184 | 9 | Commercial_2026_Economic_MW_Before Competition Groups_9 | LED Replacement Lamp (Tube) | 3.018% | 0 | 56.9347 | Commercial_2026_Economic_MW_Before Competition Groups_LED Replacement Lamp (Tube)
Commercial | Com ¦ LLLC - Low Impact Application | 2026 | Economic | MW | Before Competition Groups | 46.4776 | 0 | 0 | 1886.233 | 0.02464 | 10 | Commercial_2026_Economic_MW_Before Competition Groups_10 | LLLC - Low Impact Application | 2.464% | 0 | 46.4776 | Commercial_2026_Economic_MW_Before Competition Groups_LLLC - Low Impact Application
Commercial | Com ¦ Adaptive Thermostats | 2026 | Economic | MW | Before Competition Groups | 40.6705 | 0 | 0 | 1886.233 | 0.021562 | 11 | Commercial_2026_Economic_MW_Before Competition Groups_11 | Adaptive Thermostats | 2.156% | 0 | 40.6705 | Commercial_2026_Economic_MW_Before Competition Groups_Adaptive Thermostats
Commercial | Com ¦ Data Center Storage/Server Virtualization | 2026 | Economic | MW | Before Competition Groups | 34.0268 | 0 | 0 | 1886.233 | 0.01804 | 12 | Commercial_2026_Economic_MW_Before Competition Groups_12 | Data Center Storage/Server Virtualization | 1.804% | 0 | 34.0268 | Commercial_2026_Economic_MW_Before Competition Groups_Data Center Storage/Server Virtualization
Commercial | Com ¦ Furnace Tune-Up | 2026 | Economic | MW | Before Competition Groups | 32.0872 | 0 | 0 | 1886.233 | 0.017011 | 13 | Commercial_2026_Economic_MW_Before Competition Groups_13 | Furnace Tune-Up | 1.701% | 0 | 32.0872 | Commercial_2026_Economic_MW_Before Competition Groups_Furnace Tune-Up
Commercial | Com ¦ LLLC - High Impact Application | 2026 | Economic | MW | Before Competition Groups | 31.8316 | 0 | 0 | 1886.233 | 0.016876 | 14 | Commercial_2026_Economic_MW_Before Competition Groups_14 | LLLC - High Impact Application | 1.688% | 0 | 31.8316 | Commercial_2026_Economic_MW_Before Competition Groups_LLLC - High Impact Application
Commercial | Com ¦ Strip Curtains | 2026 | Economic | MW | Before Competition Groups | 30.524 | 0 | 0 | 1886.233 | 0.016183 | 15 | Commercial_2026_Economic_MW_Before Competition Groups_15 | Strip Curtains | 1.618% | 0 | 30.524 | Commercial_2026_Economic_MW_Before Competition Groups_Strip Curtains
Commercial | Com ¦ Demand Control Ventilation | 2026 | Economic | MW | Before Competition Groups | 29.4085 | 0 | 0 | 1886.233 | 0.015591 | 16 | Commercial_2026_Economic_MW_Before Competition Groups_16 | Demand Control Ventilation | 1.559% | 0 | 29.4085 | Commercial_2026_Economic_MW_Before Competition Groups_Demand Control Ventilation
Commercial | Com ¦ LED or Equivalent Sign Lighting | 2026 | Economic | MW | Before Competition Groups | 24.7274 | 0 | 0 | 1886.233 | 0.013109 | 17 | Commercial_2026_Economic_MW_Before Competition Groups_17 | LED or Equivalent Sign Lighting | 1.311% | 0 | 24.7274 | Commercial_2026_Economic_MW_Before Competition Groups_LED or Equivalent Sign Lighting
Commercial | Com ¦ Centrally controlled desktop PC/NETWORK PC POWER MANAGEMENT SOFTWARE | 2026 | Economic | MW | Before Competition Groups | 22.5989 | 0 | 0 | 1886.233 | 0.011981 | 18 | Commercial_2026_Economic_MW_Before Competition Groups_18 | Centrally controlled desktop PC/NETWORK PC POWER MANAGEMENT SOFTWARE | 1.198% | 0 | 22.5989 | Commercial_2026_Economic_MW_Before Competition Groups_Centrally controlled desktop PC/NETWORK PC POWER MANAGEMENT SOFTWARE
Commercial | Com ¦ Variable Frequency Drive (VFD) | 2026 | Economic | MW | Before Competition Groups | 22.3332 | 0 | 0 | 1886.233 | 0.01184 | 19 | Commercial_2026_Economic_MW_Before Competition Groups_19 | Variable Frequency Drive (VFD) | 1.184% | 0 | 22.3332 | Commercial_2026_Economic_MW_Before Competition Groups_Variable Frequency Drive (VFD)
Commercial | Com ¦ Reach-in Shaded Pole to ECM/PSC Evaporator Fan Motor | 2026 | Economic | MW | Before Competition Groups | 22.2056 | 0 | 0 | 1886.233 | 0.011772 | 20 | Commercial_2026_Economic_MW_Before Competition Groups_20 | Reach-in Shaded Pole to ECM/PSC Evaporator Fan Motor | 1.177% | 0 | 22.2056 | Commercial_2026_Economic_MW_Before Competition Groups_Reach-in Shaded Pole to ECM/PSC Evaporator Fan Motor
Commercial | Com ¦ Refrigerated Display Case Doors | 2026 | Economic | MW | Before Competition Groups | 21.8229 | 0 | 0 | 1886.233 | 0.01157 | 21 | Commercial_2026_Economic_MW_Before Competition Groups_21 | Refrigerated Display Case Doors | 1.157% | 0 | 21.8229 | Commercial_2026_Economic_MW_Before Competition Groups_Refrigerated Display Case Doors
Commercial | Com ¦ VFD on Pumps | 2026 | Economic | MW | Before Competition Groups | 20.9013 | 0 | 0 | 1886.233 | 0.011081 | 22 | Commercial_2026_Economic_MW_Before Competition Groups_22 | VFD on Pumps | 1.108% | 0 | 20.9013 | Commercial_2026_Economic_MW_Before Competition Groups_VFD on Pumps
Commercial | Com ¦ Chilled Water Optimization | 2026 | Economic | MW | Before Competition Groups | 18.6998 | 0 | 0 | 1886.233 | 0.0099138 | 23 | Commercial_2026_Economic_MW_Before Competition Groups_23 | Chilled Water Optimization | 0.9914% | 0 | 18.6998 | Commercial_2026_Economic_MW_Before Competition Groups_Chilled Water Optimization
Commercial | Com ¦ Refrigerated Display Case LED | 2026 | Economic | MW | Before Competition Groups | 17.9705 | 0 | 0 | 1886.233 | 0.0095272 | 24 | Commercial_2026_Economic_MW_Before Competition Groups_24 | Refrigerated Display Case LED | 0.9527% | 0 | 17.9705 | Commercial_2026_Economic_MW_Before Competition Groups_Refrigerated Display Case LED
Commercial | Com ¦ Air Handler with Dedicated Outdoor Air Systems | 2026 | Economic | MW | Before Competition Groups | 17.0456 | 0 | 0 | 1886.233 | 0.0090368 | 25 | Commercial_2026_Economic_MW_Before Competition Groups_25 | Air Handler with Dedicated Outdoor Air Systems | 0.9037% | 0 | 17.0456 | Commercial_2026_Economic_MW_Before Competition Groups_Air Handler with Dedicated Outdoor Air Systems
Commercial | Com ¦ ENERGY STAR LED LAMPS (General Service Lamps) | 2026 | Economic | MW | Before Competition Groups | 15.5082 | 0 | 0 | 1886.233 | 0.0082218 | 26 | Commercial_2026_Economic_MW_Before Competition Groups_26 | ENERGY STAR LED LAMPS (General Service Lamps) | 0.8222% | 0 | 15.5082 | Commercial_2026_Economic_MW_Before Competition Groups_ENERGY STAR LED LAMPS (General Service Lamps)
Commercial | Com ¦ ECM MOTORS FOR EVAPORATOR FANS for refrigeration (WALK-IN) | 2026 | Economic | MW | Before Competition Groups | 11.6178 | 0 | 0 | 1886.233 | 0.0061593 | 27 | Commercial_2026_Economic_MW_Before Competition Groups_27 | ECM MOTORS FOR EVAPORATOR FANS for refrigeration (WALK-IN) | 0.6159% | 0 | 11.6178 | Commercial_2026_Economic_MW_Before Competition Groups_ECM MOTORS FOR EVAPORATOR FANS for refrigeration (WALK-IN)
Commercial | Com ¦ Freezer Case Light Sensor | 2026 | Economic | MW | Before Competition Groups | 10.0519 | 0 | 0 | 1886.233 | 0.0053291 | 28 | Commercial_2026_Economic_MW_Before Competition Groups_28 | Freezer Case Light Sensor | 0.5329% | 0 | 10.0519 | Commercial_2026_Economic_MW_Before Competition Groups_Freezer Case Light Sensor
Commercial | Com ¦ Occupancy Sensors | 2026 | Economic | MW | Before Competition Groups | 9.825 | 0 | 0 | 1886.233 | 0.0052088 | 29 | Commercial_2026_Economic_MW_Before Competition Groups_29 | Occupancy Sensors | 0.5209% | 0 | 9.825 | Commercial_2026_Economic_MW_Before Competition Groups_Occupancy Sensors
Commercial | Com ¦ Evaporator Fan Controls | 2026 | Economic | MW | Before Competition Groups | 9.793 | 0 | 0 | 1886.233 | 0.0051918 | 30 | Commercial_2026_Economic_MW_Before Competition Groups_30 | Evaporator Fan Controls | 0.5192% | 0 | 9.793 | Commercial_2026_Economic_MW_Before Competition Groups_Evaporator Fan Controls
Commercial | Com ¦ Demand Control Kitchen Ventilation | 2026 | Economic | MW | Before Competition Groups | 9.3663 | 0 | 0 | 1886.233 | 0.0049656 | 31 | Commercial_2026_Economic_MW_Before Competition Groups_31 | Demand Control Kitchen Ventilation | 0.4966% | 0 | 9.3663 | Commercial_2026_Economic_MW_Before Competition Groups_Demand Control Kitchen Ventilation
Commercial | Com ¦ LED EXTERIOR AREA LIGHTS - LED fixture (200W) | 2026 | Economic | MW | Before Competition Groups | 6.3591 | 0 | 0 | 1886.233 | 0.0033713 | 32 | Commercial_2026_Economic_MW_Before Competition Groups_32 | LED EXTERIOR AREA LIGHTS - LED fixture (200W) | 0.3371% | 0 | 6.3591 | Commercial_2026_Economic_MW_Before Competition Groups_LED EXTERIOR AREA LIGHTS - LED fixture (200W)
Commercial | Com ¦ Water Source Heat Pump (4 ton) | 2026 | Economic | MW | Before Competition Groups | 6.3298 | 0 | 0 | 1886.233 | 0.0033558 | 33 | Commercial_2026_Economic_MW_Before Competition Groups_33 | Water Source Heat Pump (4 ton) | 0.3356% | 0 | 6.3298 | Commercial_2026_Economic_MW_Before Competition Groups_Water Source Heat Pump (4 ton)
Commercial | Com ¦ LED parking lot fixture | 2026 | Economic | MW | Before Competition Groups | 6.1497 | 0 | 0 | 1886.233 | 0.0032603 | 34 | Commercial_2026_Economic_MW_Before Competition Groups_34 | LED parking lot fixture | 0.326% | 0 | 6.1497 | Commercial_2026_Economic_MW_Before Competition Groups_LED parking lot fixture
Commercial | Com ¦ Duct Insulation, R8 | 2026 | Economic | MW | Before Competition Groups | 5.8904 | 0 | 0 | 1886.233 | 0.0031228 | 35 | Commercial_2026_Economic_MW_Before Competition Groups_35 | Duct Insulation, R8 | 0.3123% | 0 | 5.8904 | Commercial_2026_Economic_MW_Before Competition Groups_Duct Insulation, R8
Commercial | Com ¦ ENERGY STAR Griddle (74% eff) | 2026 | Economic | MW | Before Competition Groups | 4.6414 | 0 | 0 | 1886.233 | 0.0024607 | 36 | Commercial_2026_Economic_MW_Before Competition Groups_36 | ENERGY STAR Griddle (74% eff) | 0.2461% | 0 | 4.6414 | Commercial_2026_Economic_MW_Before Competition Groups_ENERGY STAR Griddle (74% eff)
Commercial | Com ¦ Elec Storage WH 2.30 Et | 2026 | Economic | MW | Before Competition Groups | 4.5922 | 0 | 0 | 1886.233 | 0.0024346 | 37 | Commercial_2026_Economic_MW_Before Competition Groups_37 | Elec Storage WH 2.30 Et | 0.2435% | 0 | 4.5922 | Commercial_2026_Economic_MW_Before Competition Groups_Elec Storage WH 2.30 Et
Commercial | Com ¦ BEVERAGE VENDING MACHINE CONTROLS | 2026 | Economic | MW | Before Competition Groups | 4.5102 | 0 | 0 | 1886.233 | 0.0023911 | 38 | Commercial_2026_Economic_MW_Before Competition Groups_38 | BEVERAGE VENDING MACHINE CONTROLS | 0.2391% | 0 | 4.5102 | Commercial_2026_Economic_MW_Before Competition Groups_BEVERAGE VENDING MACHINE CONTROLS
Commercial | Com ¦ Door Gasket Freezer/Refrigerator | 2026 | Economic | MW | Before Competition Groups | 4.2746 | 0 | 0 | 1886.233 | 0.0022662 | 39 | Commercial_2026_Economic_MW_Before Competition Groups_39 | Door Gasket Freezer/Refrigerator | 0.2266% | 0 | 4.2746 | Commercial_2026_Economic_MW_Before Competition Groups_Door Gasket Freezer/Refrigerator
Commercial | Com ¦ Networked/Connected - Low Impact Application | 2026 | Economic | MW | Before Competition Groups | 3.8899 | 0 | 0 | 1886.233 | 0.0020623 | 40 | Commercial_2026_Economic_MW_Before Competition Groups_40 | Networked/Connected - Low Impact Application | 0.2062% | 0 | 3.8899 | Commercial_2026_Economic_MW_Before Competition Groups_Networked/Connected - Low Impact Application
Commercial | Com ¦ LED street light fixture | 2026 | Economic | MW | Before Competition Groups | 3.7429 | 0 | 0 | 1886.233 | 0.0019843 | 41 | Commercial_2026_Economic_MW_Before Competition Groups_41 | LED street light fixture | 0.1984% | 0 | 3.7429 | Commercial_2026_Economic_MW_Before Competition Groups_LED street light fixture
Commercial | Com ¦ Temperature Adjustment in Commercial Freezers | 2026 | Economic | MW | Before Competition Groups | 3.5803 | 0 | 0 | 1886.233 | 0.0018981 | 42 | Commercial_2026_Economic_MW_Before Competition Groups_42 | Temperature Adjustment in Commercial Freezers | 0.1898% | 0 | 3.5803 | Commercial_2026_Economic_MW_Before Competition Groups_Temperature Adjustment in Commercial Freezers
Commercial | Com ¦ Networked/Connected - High Impact Application | 2026 | Economic | MW | Before Competition Groups | 3.2583 | 0 | 0 | 1886.233 | 0.0017274 | 43 | Commercial_2026_Economic_MW_Before Competition Groups_43 | Networked/Connected - High Impact Application | 0.1727% | 0 | 3.2583 | Commercial_2026_Economic_MW_Before Competition Groups_Networked/Connected - High Impact Application
Commercial | Com ¦ CO Sensors for parking garage exhaust fans | 2026 | Economic | MW | Before Competition Groups | 3.1373 | 0 | 0 | 1886.233 | 0.0016632 | 44 | Commercial_2026_Economic_MW_Before Competition Groups_44 | CO Sensors for parking garage exhaust fans | 0.1663% | 0 | 3.1373 | Commercial_2026_Economic_MW_Before Competition Groups_CO Sensors for parking garage exhaust fans
Commercial | Com ¦ Vertical Night Covers | 2026 | Economic | MW | Before Competition Groups | 2.9608 | 0 | 0 | 1886.233 | 0.0015697 | 45 | Commercial_2026_Economic_MW_Before Competition Groups_45 | Vertical Night Covers | 0.157% | 0 | 2.9608 | Commercial_2026_Economic_MW_Before Competition Groups_Vertical Night Covers
Commercial | Com ¦ Energy Efficient Laboratory Fume Hood | 2026 | Economic | MW | Before Competition Groups | 2.8948 | 0 | 0 | 1886.233 | 0.0015347 | 46 | Commercial_2026_Economic_MW_Before Competition Groups_46 | Energy Efficient Laboratory Fume Hood | 0.1535% | 0 | 2.8948 | Commercial_2026_Economic_MW_Before Competition Groups_Energy Efficient Laboratory Fume Hood
Commercial | Com ¦ Water Heating (DHW) Pipe Insulation (Add 3/4\ Foam)" | 2026 | Economic | MW | Before Competition Groups | 2.2594 | 0 | 0 | 1886.233 | 0.0011978 | 47 | Commercial_2026_Economic_MW_Before Competition Groups_47 | Water Heating (DHW) Pipe Insulation (Add 3/4\ Foam)" | 0.1198% | 0 | 2.2594 | Commercial_2026_Economic_MW_Before Competition Groups_Water Heating (DHW) Pipe Insulation (Add 3/4\ Foam)"
Commercial | Com ¦ Outside Air Economizer | 2026 | Economic | MW | Before Competition Groups | 1.8365 | 0 | 0 | 1886.233 | 0.00097363 | 48 | Commercial_2026_Economic_MW_Before Competition Groups_48 | Outside Air Economizer | 0.09736% | 0 | 1.8365 | Commercial_2026_Economic_MW_Before Competition Groups_Outside Air Economizer
Commercial | Com ¦ Suction Pipe Insulation Freezer/Refrigerator | 2026 | Economic | MW | Before Competition Groups | 1.5388 | 0 | 0 | 1886.233 | 0.0008158 | 49 | Commercial_2026_Economic_MW_Before Competition Groups_49 | Suction Pipe Insulation Freezer/Refrigerator | 0.08158% | 0 | 1.5388 | Commercial_2026_Economic_MW_Before Competition Groups_Suction Pipe Insulation Freezer/Refrigerator
Commercial | Com ¦ ENERGY STAR Fryer (84% eff) | 2026 | Economic | MW | Before Competition Groups | 1.3325 | 0 | 0 | 1886.233 | 0.00070642 | 50 | Commercial_2026_Economic_MW_Before Competition Groups_50 | ENERGY STAR Fryer (84% eff) | 0.07064% | 0 | 1.3325 | Commercial_2026_Economic_MW_Before Competition Groups_ENERGY STAR Fryer (84% eff)
Commercial | Com ¦ ENERGY STAR Dishwasher | 2026 | Economic | MW | Before Competition Groups | 1.2565 | 0 | 0 | 1886.233 | 0.00066614 | 51 | Commercial_2026_Economic_MW_Before Competition Groups_51 | ENERGY STAR Dishwasher | 0.06661% | 0 | 1.2565 | Commercial_2026_Economic_MW_Before Competition Groups_ENERGY STAR Dishwasher
Commercial | Com ¦ ENERGY STAR Steam Cookers | 2026 | Economic | MW | Before Competition Groups | 0.87137 | 0 | 0 | 1886.233 | 0.00046196 | 52 | Commercial_2026_Economic_MW_Before Competition Groups_52 | ENERGY STAR Steam Cookers | 0.0462% | 0 | 0.87137 | Commercial_2026_Economic_MW_Before Competition Groups_ENERGY STAR Steam Cookers
Commercial | Com ¦ Ozone Laundry Treatment | 2026 | Economic | MW | Before Competition Groups | 0.75736 | 0 | 0 | 1886.233 | 0.00040152 | 53 | Commercial_2026_Economic_MW_Before Competition Groups_53 | Ozone Laundry Treatment | 0.04015% | 0 | 0.75736 | Commercial_2026_Economic_MW_Before Competition Groups_Ozone Laundry Treatment
Commercial | Com ¦ Thermostat Setback | 2026 | Economic | MW | Before Competition Groups | 0.62719 | 0 | 0 | 1886.233 | 0.00033251 | 54 | Commercial_2026_Economic_MW_Before Competition Groups_54 | Thermostat Setback | 0.03325% | 0 | 0.62719 | Commercial_2026_Economic_MW_Before Competition Groups_Thermostat Setback
Commercial | Com ¦ High Efficiency Small Instantaneous Water Heater | 2026 | Economic | MW | Before Competition Groups | 0.6038 | 0 | 0 | 1886.233 | 0.00032011 | 55 | Commercial_2026_Economic_MW_Before Competition Groups_55 | High Efficiency Small Instantaneous Water Heater | 0.03201% | 0 | 0.6038 | Commercial_2026_Economic_MW_Before Competition Groups_High Efficiency Small Instantaneous Water Heater
Commercial | Com ¦ PTAC (12 EER/10,000 BTU) | 2026 | Economic | MW | Before Competition Groups | 0.47779 | 0 | 0 | 1886.233 | 0.0002533 | 56 | Commercial_2026_Economic_MW_Before Competition Groups_56 | PTAC (12 EER/10,000 BTU) | 0.02533% | 0 | 0.47779 | Commercial_2026_Economic_MW_Before Competition Groups_PTAC (12 EER/10,000 BTU)
Commercial | Com ¦ Condensing Make Up Air Unit | 2026 | Economic | MW | Before Competition Groups | 0.38193 | 0 | 0 | 1886.233 | 0.00020248 | 57 | Commercial_2026_Economic_MW_Before Competition Groups_57 | Condensing Make Up Air Unit | 0.02025% | 0 | 0.38193 | Commercial_2026_Economic_MW_Before Competition Groups_Condensing Make Up Air Unit
Commercial | Com ¦ ECM MOTORS FOR HVAC APPLICATION (FAN-POWERED VAV BOX) | 2026 | Economic | MW | Before Competition Groups | 0.30283 | 0 | 0 | 1886.233 | 0.00016055 | 58 | Commercial_2026_Economic_MW_Before Competition Groups_58 | ECM MOTORS FOR HVAC APPLICATION (FAN-POWERED VAV BOX) | 0.01605% | 0 | 0.30283 | Commercial_2026_Economic_MW_Before Competition Groups_ECM MOTORS FOR HVAC APPLICATION (FAN-POWERED VAV BOX)
Commercial | Com ¦ Solar Water Preheat (Pools/DHW) | 2026 | Economic | MW | Before Competition Groups | 0.26422 | 0 | 0 | 1886.233 | 0.00014008 | 59 | Commercial_2026_Economic_MW_Before Competition Groups_59 | Solar Water Preheat (Pools/DHW) | 0.01401% | 0 | 0.26422 | Commercial_2026_Economic_MW_Before Competition Groups_Solar Water Preheat (Pools/DHW)
Commercial | COM ¦ Ductless Mini-Split Heat Pumps | 2026 | Economic | MW | Before Competition Groups | 0.25683 | 0 | 0 | 1886.233 | 0.00013616 | 60 | Commercial_2026_Economic_MW_Before Competition Groups_60 | Ductless Mini-Split Heat Pumps | 0.01362% | 0 | 0.25683 | Commercial_2026_Economic_MW_Before Competition Groups_Ductless Mini-Split Heat Pumps
Commercial | Com ¦ Notched V belts for HVAC Systems | 2026 | Economic | MW | Before Competition Groups | 0.23154 | 0 | 0 | 1886.233 | 0.00012275 | 61 | Commercial_2026_Economic_MW_Before Competition Groups_61 | Notched V belts for HVAC Systems | 0.01228% | 0 | 0.23154 | Commercial_2026_Economic_MW_Before Competition Groups_Notched V belts for HVAC Systems
Commercial | Com ¦ Auto Off Time Switch or Time Clock control | 2026 | Economic | MW | Before Competition Groups | 0.18432 | 0 | 0 | 1886.233 | 9.7719e-05 | 62 | Commercial_2026_Economic_MW_Before Competition Groups_62 | Auto Off Time Switch or Time Clock control | 0.009772% | 0 | 0.18432 | Commercial_2026_Economic_MW_Before Competition Groups_Auto Off Time Switch or Time Clock control
Commercial | Com ¦ Demand controlled Circulating Systems | 2026 | Economic | MW | Before Competition Groups | 0.14496 | 0 | 0 | 1886.233 | 7.6853e-05 | 63 | Commercial_2026_Economic_MW_Before Competition Groups_63 | Demand controlled Circulating Systems | 0.007685% | 0 | 0.14496 | Commercial_2026_Economic_MW_Before Competition Groups_Demand controlled Circulating Systems
Commercial | Com ¦ CEE Tier 2/Energy Star Clothes Washers | 2026 | Economic | MW | Before Competition Groups | 0.13397 | 0 | 0 | 1886.233 | 7.1023e-05 | 64 | Commercial_2026_Economic_MW_Before Competition Groups_64 | CEE Tier 2/Energy Star Clothes Washers | 0.007102% | 0 | 0.13397 | Commercial_2026_Economic_MW_Before Competition Groups_CEE Tier 2/Energy Star Clothes Washers
Commercial | Com ¦ HVAC Optimization | 2026 | Economic | MW | Before Competition Groups | 0.1136 | 0 | 0 | 1886.233 | 6.0225e-05 | 65 | Commercial_2026_Economic_MW_Before Competition Groups_65 | HVAC Optimization | 0.006023% | 0 | 0.1136 | Commercial_2026_Economic_MW_Before Competition Groups_HVAC Optimization
Commercial | Com ¦ Low Flow Pre-Rinse Spray Nozzle | 2026 | Economic | MW | Before Competition Groups | 0.095866 | 0 | 0 | 1886.233 | 5.0824e-05 | 66 | Commercial_2026_Economic_MW_Before Competition Groups_66 | Low Flow Pre-Rinse Spray Nozzle | 0.005082% | 0 | 0.095866 | Commercial_2026_Economic_MW_Before Competition Groups_Low Flow Pre-Rinse Spray Nozzle
Commercial | Com ¦ Commercial Hot Food Holding Cabinets | 2026 | Economic | MW | Before Competition Groups | 0.077067 | 0 | 0 | 1886.233 | 4.0858e-05 | 67 | Commercial_2026_Economic_MW_Before Competition Groups_67 | Commercial Hot Food Holding Cabinets | 0.004086% | 0 | 0.077067 | Commercial_2026_Economic_MW_Before Competition Groups_Commercial Hot Food Holding Cabinets
Commercial | Com ¦ Room AC (w/ louvered sides) 14 SEER from 12 SEER code | 2026 | Economic | MW | Before Competition Groups | 0.063949 | 0 | 0 | 1886.233 | 3.3903e-05 | 68 | Commercial_2026_Economic_MW_Before Competition Groups_68 | Room AC (w/ louvered sides) 14 SEER from 12 SEER code | 0.00339% | 0 | 0.063949 | Commercial_2026_Economic_MW_Before Competition Groups_Room AC (w/ louvered sides) 14 SEER from 12 SEER code
Commercial | Com ¦ Wall Insulation | 2026 | Economic | MW | Before Competition Groups | 0.054108 | 0 | 0 | 1886.233 | 2.8686e-05 | 69 | Commercial_2026_Economic_MW_Before Competition Groups_69 | Wall Insulation | 0.002869% | 0 | 0.054108 | Commercial_2026_Economic_MW_Before Competition Groups_Wall Insulation
Commercial | Com ¦ Condensing Unit Heaters or other Efficient Unit Heating System | 2026 | Economic | MW | Before Competition Groups | 0.050487 | 0 | 0 | 1886.233 | 2.6766e-05 | 70 | Commercial_2026_Economic_MW_Before Competition Groups_70 | Condensing Unit Heaters or other Efficient Unit Heating System | 0.002677% | 0 | 0.050487 | Commercial_2026_Economic_MW_Before Competition Groups_Condensing Unit Heaters or other Efficient Unit Heating System
Commercial | Com ¦ Energy Recovery Ventilation and Ventilation (Enhanced) | 2026 | Economic | MW | Before Competition Groups | 0.040968 | 0 | 0 | 1886.233 | 2.1719e-05 | 71 | Commercial_2026_Economic_MW_Before Competition Groups_71 | Energy Recovery Ventilation and Ventilation (Enhanced) | 0.002172% | 0 | 0.040968 | Commercial_2026_Economic_MW_Before Competition Groups_Energy Recovery Ventilation and Ventilation (Enhanced)
Commercial | Com ¦ High Efficiency Chiller (avg of water and air cooled) | 2026 | Economic | MW | Before Competition Groups | 0.025313 | 0 | 0 | 1886.233 | 1.342e-05 | 72 | Commercial_2026_Economic_MW_Before Competition Groups_72 | High Efficiency Chiller (avg of water and air cooled) | 0.001342% | 0 | 0.025313 | Commercial_2026_Economic_MW_Before Competition Groups_High Efficiency Chiller (avg of water and air cooled)
Commercial | Com ¦ VSD Air Compressor | 2026 | Economic | MW | Before Competition Groups | 0.021897 | 0 | 0 | 1886.233 | 1.1609e-05 | 73 | Commercial_2026_Economic_MW_Before Competition Groups_73 | VSD Air Compressor | 0.001161% | 0 | 0.021897 | Commercial_2026_Economic_MW_Before Competition Groups_VSD Air Compressor
Commercial | Com ¦ Air Curtains | 2026 | Economic | MW | Before Competition Groups | 0.0066908 | 0 | 0 | 1886.233 | 3.5472e-06 | 74 | Commercial_2026_Economic_MW_Before Competition Groups_74 | Air Curtains | 0.0003547% | 0 | 0.0066908 | Commercial_2026_Economic_MW_Before Competition Groups_Air Curtains
Commercial | Com ¦ EC Plug Fan for Data Center (under cabinet) | 2026 | Economic | MW | Before Competition Groups | 0.0053679 | 0 | 0 | 1886.233 | 2.8458e-06 | 75 | Commercial_2026_Economic_MW_Before Competition Groups_75 | EC Plug Fan for Data Center (under cabinet) | 0.0002846% | 0 | 0.0053679 | Commercial_2026_Economic_MW_Before Competition Groups_EC Plug Fan for Data Center (under cabinet)
Commercial | Com ¦ LED RECESSED DOWNLIGHTS | 2026 | Economic | MW | Before Competition Groups | 0.0027593 | 0 | 0 | 1886.233 | 1.4629e-06 | 76 | Commercial_2026_Economic_MW_Before Competition Groups_76 | LED RECESSED DOWNLIGHTS | 0.0001463% | 0 | 0.0027593 | Commercial_2026_Economic_MW_Before Competition Groups_LED RECESSED DOWNLIGHTS
Commercial | Com ¦ Electric Convection Combination Ovens | 2026 | Economic | MW | Before Competition Groups | 0.00027418 | 0 | 0 | 1886.233 | 1.4536e-07 | 77 | Commercial_2026_Economic_MW_Before Competition Groups_77 | Electric Convection Combination Ovens | 1.454e-05% | 0 | 0.00027418 | Commercial_2026_Economic_MW_Before Competition Groups_Electric Convection Combination Ovens
Commercial | Com ¦ Efficient compressor motor | 2026 | Economic | MW | Before Competition Groups | 0 | 0 | 0 | 1886.233 | 0 | 78 | Commercial_2026_Economic_MW_Before Competition Groups_78 | Efficient compressor motor | 0% | 0 | 0 | Commercial_2026_Economic_MW_Before Competition Groups_Efficient compressor motor
Commercial | Com ¦ Indoor Daylight Sensors/Photocell Dimming Control | 2026 | Economic | MW | Before Competition Groups | 0 | 0 | 0 | 1886.233 | 0 | 79 | Commercial_2026_Economic_MW_Before Competition Groups_79 | Indoor Daylight Sensors/Photocell Dimming Control | 0% | 0 | 0 | Commercial_2026_Economic_MW_Before Competition Groups_Indoor Daylight Sensors/Photocell Dimming Control
Commercial | Com ¦ Variable Refrigerant Flow Heat Pump | 2026 | Economic | MW | Before Competition Groups | 0 | 0 | 0 | 1886.233 | 0 | 80 | Commercial_2026_Economic_MW_Before Competition Groups_80 | Variable Refrigerant Flow Heat Pump | 0% | 0 | 0 | Commercial_2026_Economic_MW_Before Competition Groups_Variable Refrigerant Flow Heat Pump
Commercial | Com ¦ ENERGY STAR LED LAMPS (REFLECTOR LAMPs/MR16/PAR 16) | 2026 | SC A | MW | Before Competition Groups | 92.4272 | 0 | 0 | 568.5814 | 0.16256 | 1 | Commercial_2026_SC A_MW_Before Competition Groups_1 | ENERGY STAR LED LAMPS (REFLECTOR LAMPs/MR16/PAR 16) | 16.26% | 0 | 92.4272 | Commercial_2026_SC A_MW_Before Competition Groups_ENERGY STAR LED LAMPS (REFLECTOR LAMPs/MR16/PAR 16)
Commercial | Com ¦ LED Low/High Bay | 2026 | SC A | MW | Before Competition Groups | 73.6289 | 0 | 0 | 568.5814 | 0.1295 | 2 | Commercial_2026_SC A_MW_Before Competition Groups_2 | LED Low/High Bay | 12.95% | 0 | 73.6289 | Commercial_2026_SC A_MW_Before Competition Groups_LED Low/High Bay
Commercial | Com ¦ LED Troffer/Surface/Suspended | 2026 | SC A | MW | Before Competition Groups | 70.0308 | 0 | 0 | 568.5814 | 0.12317 | 3 | Commercial_2026_SC A_MW_Before Competition Groups_3 | LED Troffer/Surface/Suspended | 12.32% | 0 | 70.0308 | Commercial_2026_SC A_MW_Before Competition Groups_LED Troffer/Surface/Suspended
Commercial | Com ¦ LED Replacement Lamp (Tube) | 2026 | SC A | MW | Before Competition Groups | 45.6972 | 0 | 0 | 568.5814 | 0.08037 | 4 | Commercial_2026_SC A_MW_Before Competition Groups_4 | LED Replacement Lamp (Tube) | 8.037% | 0 | 45.6972 | Commercial_2026_SC A_MW_Before Competition Groups_LED Replacement Lamp (Tube)
Commercial | Com ¦ High Efficiency Air Source Heat Pump | 2026 | SC A | MW | Before Competition Groups | 35.9027 | 0 | 0 | 568.5814 | 0.063144 | 5 | Commercial_2026_SC A_MW_Before Competition Groups_5 | High Efficiency Air Source Heat Pump | 6.314% | 0 | 35.9027 | Commercial_2026_SC A_MW_Before Competition Groups_High Efficiency Air Source Heat Pump
Commercial | Com ¦ Building Recommissioning, Operations and Maintenance (O&M) Improvements | 2026 | SC A | MW | Before Competition Groups | 28.4404 | 0 | 0 | 568.5814 | 0.05002 | 6 | Commercial_2026_SC A_MW_Before Competition Groups_6 | Building Recommissioning, Operations and Maintenance (O&M) Improvements | 5.002% | 0 | 28.4404 | Commercial_2026_SC A_MW_Before Competition Groups_Building Recommissioning, Operations and Maintenance (O&M) Improvements
Commercial | Com ¦ Education and Capacity Building/Energy Behavior | 2026 | SC A | MW | Before Competition Groups | 23.6616 | 0 | 0 | 568.5814 | 0.041615 | 7 | Commercial_2026_SC A_MW_Before Competition Groups_7 | Education and Capacity Building/Energy Behavior | 4.162% | 0 | 23.6616 | Commercial_2026_SC A_MW_Before Competition Groups_Education and Capacity Building/Energy Behavior
Commercial | Com ¦ Data Center Storage/Server Virtualization | 2026 | SC A | MW | Before Competition Groups | 18.8791 | 0 | 0 | 568.5814 | 0.033204 | 8 | Commercial_2026_SC A_MW_Before Competition Groups_8 | Data Center Storage/Server Virtualization | 3.32% | 0 | 18.8791 | Commercial_2026_SC A_MW_Before Competition Groups_Data Center Storage/Server Virtualization
Commercial | Com ¦ Advanced BAS/Controllers | 2026 | SC A | MW | Before Competition Groups | 16.5646 | 0 | 0 | 568.5814 | 0.029133 | 9 | Commercial_2026_SC A_MW_Before Competition Groups_9 | Advanced BAS/Controllers | 2.913% | 0 | 16.5646 | Commercial_2026_SC A_MW_Before Competition Groups_Advanced BAS/Controllers
Commercial | Com ¦ Reach-in Shaded Pole to ECM/PSC Evaporator Fan Motor | 2026 | SC A | MW | Before Competition Groups | 13.8917 | 0 | 0 | 568.5814 | 0.024432 | 10 | Commercial_2026_SC A_MW_Before Competition Groups_10 | Reach-in Shaded Pole to ECM/PSC Evaporator Fan Motor | 2.443% | 0 | 13.8917 | Commercial_2026_SC A_MW_Before Competition Groups_Reach-in Shaded Pole to ECM/PSC Evaporator Fan Motor
Commercial | Com ¦ LED or Equivalent Sign Lighting | 2026 | SC A | MW | Before Competition Groups | 13.1212 | 0 | 0 | 568.5814 | 0.023077 | 11 | Commercial_2026_SC A_MW_Before Competition Groups_11 | LED or Equivalent Sign Lighting | 2.308% | 0 | 13.1212 | Commercial_2026_SC A_MW_Before Competition Groups_LED or Equivalent Sign Lighting
Commercial | Com ¦ ENERGY STAR LED LAMPS (General Service Lamps) | 2026 | SC A | MW | Before Competition Groups | 12.1342 | 0 | 0 | 568.5814 | 0.021341 | 12 | Commercial_2026_SC A_MW_Before Competition Groups_12 | ENERGY STAR LED LAMPS (General Service Lamps) | 2.134% | 0 | 12.1342 | Commercial_2026_SC A_MW_Before Competition Groups_ENERGY STAR LED LAMPS (General Service Lamps)
Commercial | Com ¦ Adaptive Thermostats | 2026 | SC A | MW | Before Competition Groups | 10.9252 | 0 | 0 | 568.5814 | 0.019215 | 13 | Commercial_2026_SC A_MW_Before Competition Groups_13 | Adaptive Thermostats | 1.921% | 0 | 10.9252 | Commercial_2026_SC A_MW_Before Competition Groups_Adaptive Thermostats
Commercial | Com ¦ Strip Curtains | 2026 | SC A | MW | Before Competition Groups | 10.1772 | 0 | 0 | 568.5814 | 0.017899 | 14 | Commercial_2026_SC A_MW_Before Competition Groups_14 | Strip Curtains | 1.79% | 0 | 10.1772 | Commercial_2026_SC A_MW_Before Competition Groups_Strip Curtains
Commercial | Com ¦ Unitary Air-Conditioning Unit | 2026 | SC A | MW | Before Competition Groups | 8.8267 | 0 | 0 | 568.5814 | 0.015524 | 15 | Commercial_2026_SC A_MW_Before Competition Groups_15 | Unitary Air-Conditioning Unit | 1.552% | 0 | 8.8267 | Commercial_2026_SC A_MW_Before Competition Groups_Unitary Air-Conditioning Unit
Commercial | Com ¦ Refrigerated Display Case Doors | 2026 | SC A | MW | Before Competition Groups | 8.5089 | 0 | 0 | 568.5814 | 0.014965 | 16 | Commercial_2026_SC A_MW_Before Competition Groups_16 | Refrigerated Display Case Doors | 1.497% | 0 | 8.5089 | Commercial_2026_SC A_MW_Before Competition Groups_Refrigerated Display Case Doors
Commercial | Com ¦ Furnace Tune-Up | 2026 | SC A | MW | Before Competition Groups | 8.1984 | 0 | 0 | 568.5814 | 0.014419 | 17 | Commercial_2026_SC A_MW_Before Competition Groups_17 | Furnace Tune-Up | 1.442% | 0 | 8.1984 | Commercial_2026_SC A_MW_Before Competition Groups_Furnace Tune-Up
Commercial | Com ¦ Chilled Water Optimization | 2026 | SC A | MW | Before Competition Groups | 6.9486 | 0 | 0 | 568.5814 | 0.012221 | 18 | Commercial_2026_SC A_MW_Before Competition Groups_18 | Chilled Water Optimization | 1.222% | 0 | 6.9486 | Commercial_2026_SC A_MW_Before Competition Groups_Chilled Water Optimization
Commercial | Com ¦ Centrally controlled desktop PC/NETWORK PC POWER MANAGEMENT SOFTWARE | 2026 | SC A | MW | Before Competition Groups | 6.7078 | 0 | 0 | 568.5814 | 0.011797 | 19 | Commercial_2026_SC A_MW_Before Competition Groups_19 | Centrally controlled desktop PC/NETWORK PC POWER MANAGEMENT SOFTWARE | 1.18% | 0 | 6.7078 | Commercial_2026_SC A_MW_Before Competition Groups_Centrally controlled desktop PC/NETWORK PC POWER MANAGEMENT SOFTWARE
Commercial | Com ¦ Variable Frequency Drive (VFD) | 2026 | SC A | MW | Before Competition Groups | 5.7781 | 0 | 0 | 568.5814 | 0.010162 | 20 | Commercial_2026_SC A_MW_Before Competition Groups_20 | Variable Frequency Drive (VFD) | 1.016% | 0 | 5.7781 | Commercial_2026_SC A_MW_Before Competition Groups_Variable Frequency Drive (VFD)
Commercial | Com ¦ Demand Control Ventilation | 2026 | SC A | MW | Before Competition Groups | 5.4503 | 0 | 0 | 568.5814 | 0.0095858 | 21 | Commercial_2026_SC A_MW_Before Competition Groups_21 | Demand Control Ventilation | 0.9586% | 0 | 5.4503 | Commercial_2026_SC A_MW_Before Competition Groups_Demand Control Ventilation
Commercial | Com ¦ VFD on Pumps | 2026 | SC A | MW | Before Competition Groups | 5.365 | 0 | 0 | 568.5814 | 0.0094357 | 22 | Commercial_2026_SC A_MW_Before Competition Groups_22 | VFD on Pumps | 0.9436% | 0 | 5.365 | Commercial_2026_SC A_MW_Before Competition Groups_VFD on Pumps
Commercial | Com ¦ LED EXTERIOR AREA LIGHTS - LED fixture (200W) | 2026 | SC A | MW | Before Competition Groups | 4.6797 | 0 | 0 | 568.5814 | 0.0082305 | 23 | Commercial_2026_SC A_MW_Before Competition Groups_23 | LED EXTERIOR AREA LIGHTS - LED fixture (200W) | 0.823% | 0 | 4.6797 | Commercial_2026_SC A_MW_Before Competition Groups_LED EXTERIOR AREA LIGHTS - LED fixture (200W)
Commercial | Com ¦ Refrigerated Display Case LED | 2026 | SC A | MW | Before Competition Groups | 4.6096 | 0 | 0 | 568.5814 | 0.0081071 | 24 | Commercial_2026_SC A_MW_Before Competition Groups_24 | Refrigerated Display Case LED | 0.8107% | 0 | 4.6096 | Commercial_2026_SC A_MW_Before Competition Groups_Refrigerated Display Case LED
Commercial | Com ¦ LED parking lot fixture | 2026 | SC A | MW | Before Competition Groups | 4.5682 | 0 | 0 | 568.5814 | 0.0080343 | 25 | Commercial_2026_SC A_MW_Before Competition Groups_25 | LED parking lot fixture | 0.8034% | 0 | 4.5682 | Commercial_2026_SC A_MW_Before Competition Groups_LED parking lot fixture
Commercial | Com ¦ ECM MOTORS FOR EVAPORATOR FANS for refrigeration (WALK-IN) | 2026 | SC A | MW | Before Competition Groups | 2.9566 | 0 | 0 | 568.5814 | 0.0051999 | 26 | Commercial_2026_SC A_MW_Before Competition Groups_26 | ECM MOTORS FOR EVAPORATOR FANS for refrigeration (WALK-IN) | 0.52% | 0 | 2.9566 | Commercial_2026_SC A_MW_Before Competition Groups_ECM MOTORS FOR EVAPORATOR FANS for refrigeration (WALK-IN)
Commercial | Com ¦ Air Handler with Dedicated Outdoor Air Systems | 2026 | SC A | MW | Before Competition Groups | 2.718 | 0 | 0 | 568.5814 | 0.0047803 | 27 | Commercial_2026_SC A_MW_Before Competition Groups_27 | Air Handler with Dedicated Outdoor Air Systems | 0.478% | 0 | 2.718 | Commercial_2026_SC A_MW_Before Competition Groups_Air Handler with Dedicated Outdoor Air Systems
Commercial | Com ¦ LED street light fixture | 2026 | SC A | MW | Before Competition Groups | 2.6874 | 0 | 0 | 568.5814 | 0.0047265 | 28 | Commercial_2026_SC A_MW_Before Competition Groups_28 | LED street light fixture | 0.4727% | 0 | 2.6874 | Commercial_2026_SC A_MW_Before Competition Groups_LED street light fixture
Commercial | Com ¦ ENERGY STAR Griddle (74% eff) | 2026 | SC A | MW | Before Competition Groups | 2.6629 | 0 | 0 | 568.5814 | 0.0046834 | 29 | Commercial_2026_SC A_MW_Before Competition Groups_29 | ENERGY STAR Griddle (74% eff) | 0.4683% | 0 | 2.6629 | Commercial_2026_SC A_MW_Before Competition Groups_ENERGY STAR Griddle (74% eff)
Commercial | Com ¦ Evaporator Fan Controls | 2026 | SC A | MW | Before Competition Groups | 2.484 | 0 | 0 | 568.5814 | 0.0043688 | 30 | Commercial_2026_SC A_MW_Before Competition Groups_30 | Evaporator Fan Controls | 0.4369% | 0 | 2.484 | Commercial_2026_SC A_MW_Before Competition Groups_Evaporator Fan Controls
Commercial | Com ¦ Demand Control Kitchen Ventilation | 2026 | SC A | MW | Before Competition Groups | 2.2486 | 0 | 0 | 568.5814 | 0.0039547 | 31 | Commercial_2026_SC A_MW_Before Competition Groups_31 | Demand Control Kitchen Ventilation | 0.3955% | 0 | 2.2486 | Commercial_2026_SC A_MW_Before Competition Groups_Demand Control Kitchen Ventilation
Commercial | Com ¦ Freezer Case Light Sensor | 2026 | SC A | MW | Before Competition Groups | 2.0883 | 0 | 0 | 568.5814 | 0.0036729 | 32 | Commercial_2026_SC A_MW_Before Competition Groups_32 | Freezer Case Light Sensor | 0.3673% | 0 | 2.0883 | Commercial_2026_SC A_MW_Before Competition Groups_Freezer Case Light Sensor
Commercial | Com ¦ Occupancy Sensors | 2026 | SC A | MW | Before Competition Groups | 1.8418 | 0 | 0 | 568.5814 | 0.0032392 | 33 | Commercial_2026_SC A_MW_Before Competition Groups_33 | Occupancy Sensors | 0.3239% | 0 | 1.8418 | Commercial_2026_SC A_MW_Before Competition Groups_Occupancy Sensors
Commercial | Com ¦ Door Gasket Freezer/Refrigerator | 2026 | SC A | MW | Before Competition Groups | 1.768 | 0 | 0 | 568.5814 | 0.0031095 | 34 | Commercial_2026_SC A_MW_Before Competition Groups_34 | Door Gasket Freezer/Refrigerator | 0.3109% | 0 | 1.768 | Commercial_2026_SC A_MW_Before Competition Groups_Door Gasket Freezer/Refrigerator
Commercial | Com ¦ Duct Insulation, R8 | 2026 | SC A | MW | Before Competition Groups | 1.4928 | 0 | 0 | 568.5814 | 0.0026255 | 35 | Commercial_2026_SC A_MW_Before Competition Groups_35 | Duct Insulation, R8 | 0.2626% | 0 | 1.4928 | Commercial_2026_SC A_MW_Before Competition Groups_Duct Insulation, R8
Commercial | Com ¦ Water Source Heat Pump (4 ton) | 2026 | SC A | MW | Before Competition Groups | 1.1486 | 0 | 0 | 568.5814 | 0.0020202 | 36 | Commercial_2026_SC A_MW_Before Competition Groups_36 | Water Source Heat Pump (4 ton) | 0.202% | 0 | 1.1486 | Commercial_2026_SC A_MW_Before Competition Groups_Water Source Heat Pump (4 ton)
Commercial | Com ¦ Elec Storage WH 2.30 Et | 2026 | SC A | MW | Before Competition Groups | 0.91174 | 0 | 0 | 568.5814 | 0.0016035 | 37 | Commercial_2026_SC A_MW_Before Competition Groups_37 | Elec Storage WH 2.30 Et | 0.1604% | 0 | 0.91174 | Commercial_2026_SC A_MW_Before Competition Groups_Elec Storage WH 2.30 Et
Commercial | Com ¦ Temperature Adjustment in Commercial Freezers | 2026 | SC A | MW | Before Competition Groups | 0.90915 | 0 | 0 | 568.5814 | 0.001599 | 38 | Commercial_2026_SC A_MW_Before Competition Groups_38 | Temperature Adjustment in Commercial Freezers | 0.1599% | 0 | 0.90915 | Commercial_2026_SC A_MW_Before Competition Groups_Temperature Adjustment in Commercial Freezers
Commercial | Com ¦ BEVERAGE VENDING MACHINE CONTROLS | 2026 | SC A | MW | Before Competition Groups | 0.84837 | 0 | 0 | 568.5814 | 0.0014921 | 39 | Commercial_2026_SC A_MW_Before Competition Groups_39 | BEVERAGE VENDING MACHINE CONTROLS | 0.1492% | 0 | 0.84837 | Commercial_2026_SC A_MW_Before Competition Groups_BEVERAGE VENDING MACHINE CONTROLS
Commercial | Com ¦ ENERGY STAR Fryer (84% eff) | 2026 | SC A | MW | Before Competition Groups | 0.77982 | 0 | 0 | 568.5814 | 0.0013715 | 40 | Commercial_2026_SC A_MW_Before Competition Groups_40 | ENERGY STAR Fryer (84% eff) | 0.1372% | 0 | 0.77982 | Commercial_2026_SC A_MW_Before Competition Groups_ENERGY STAR Fryer (84% eff)
Commercial | Com ¦ Vertical Night Covers | 2026 | SC A | MW | Before Competition Groups | 0.73467 | 0 | 0 | 568.5814 | 0.0012921 | 41 | Commercial_2026_SC A_MW_Before Competition Groups_41 | Vertical Night Covers | 0.1292% | 0 | 0.73467 | Commercial_2026_SC A_MW_Before Competition Groups_Vertical Night Covers
Commercial | Com ¦ CO Sensors for parking garage exhaust fans | 2026 | SC A | MW | Before Competition Groups | 0.68657 | 0 | 0 | 568.5814 | 0.0012075 | 42 | Commercial_2026_SC A_MW_Before Competition Groups_42 | CO Sensors for parking garage exhaust fans | 0.1208% | 0 | 0.68657 | Commercial_2026_SC A_MW_Before Competition Groups_CO Sensors for parking garage exhaust fans
Commercial | Com ¦ Energy Efficient Laboratory Fume Hood | 2026 | SC A | MW | Before Competition Groups | 0.65541 | 0 | 0 | 568.5814 | 0.0011527 | 43 | Commercial_2026_SC A_MW_Before Competition Groups_43 | Energy Efficient Laboratory Fume Hood | 0.1153% | 0 | 0.65541 | Commercial_2026_SC A_MW_Before Competition Groups_Energy Efficient Laboratory Fume Hood
Commercial | Com ¦ Outside Air Economizer | 2026 | SC A | MW | Before Competition Groups | 0.6333 | 0 | 0 | 568.5814 | 0.0011138 | 44 | Commercial_2026_SC A_MW_Before Competition Groups_44 | Outside Air Economizer | 0.1114% | 0 | 0.6333 | Commercial_2026_SC A_MW_Before Competition Groups_Outside Air Economizer
Commercial | Com ¦ Water Heating (DHW) Pipe Insulation (Add 3/4\ Foam)" | 2026 | SC A | MW | Before Competition Groups | 0.5768 | 0 | 0 | 568.5814 | 0.0010145 | 45 | Commercial_2026_SC A_MW_Before Competition Groups_45 | Water Heating (DHW) Pipe Insulation (Add 3/4\ Foam)" | 0.1014% | 0 | 0.5768 | Commercial_2026_SC A_MW_Before Competition Groups_Water Heating (DHW) Pipe Insulation (Add 3/4\ Foam)"
Commercial | Com ¦ Thermostat Setback | 2026 | SC A | MW | Before Competition Groups | 0.53881 | 0 | 0 | 568.5814 | 0.00094764 | 46 | Commercial_2026_SC A_MW_Before Competition Groups_46 | Thermostat Setback | 0.09476% | 0 | 0.53881 | Commercial_2026_SC A_MW_Before Competition Groups_Thermostat Setback
Commercial | Com ¦ ENERGY STAR Steam Cookers | 2026 | SC A | MW | Before Competition Groups | 0.49865 | 0 | 0 | 568.5814 | 0.000877 | 47 | Commercial_2026_SC A_MW_Before Competition Groups_47 | ENERGY STAR Steam Cookers | 0.0877% | 0 | 0.49865 | Commercial_2026_SC A_MW_Before Competition Groups_ENERGY STAR Steam Cookers
Commercial | Com ¦ Suction Pipe Insulation Freezer/Refrigerator | 2026 | SC A | MW | Before Competition Groups | 0.37773 | 0 | 0 | 568.5814 | 0.00066434 | 48 | Commercial_2026_SC A_MW_Before Competition Groups_48 | Suction Pipe Insulation Freezer/Refrigerator | 0.06643% | 0 | 0.37773 | Commercial_2026_SC A_MW_Before Competition Groups_Suction Pipe Insulation Freezer/Refrigerator
Commercial | Com ¦ ENERGY STAR Dishwasher | 2026 | SC A | MW | Before Competition Groups | 0.33993 | 0 | 0 | 568.5814 | 0.00059785 | 49 | Commercial_2026_SC A_MW_Before Competition Groups_49 | ENERGY STAR Dishwasher | 0.05978% | 0 | 0.33993 | Commercial_2026_SC A_MW_Before Competition Groups_ENERGY STAR Dishwasher
Commercial | Com ¦ Ozone Laundry Treatment | 2026 | SC A | MW | Before Competition Groups | 0.15009 | 0 | 0 | 568.5814 | 0.00026397 | 50 | Commercial_2026_SC A_MW_Before Competition Groups_50 | Ozone Laundry Treatment | 0.0264% | 0 | 0.15009 | Commercial_2026_SC A_MW_Before Competition Groups_Ozone Laundry Treatment
Commercial | Com ¦ Condensing Make Up Air Unit | 2026 | SC A | MW | Before Competition Groups | 0.1052 | 0 | 0 | 568.5814 | 0.00018502 | 51 | Commercial_2026_SC A_MW_Before Competition Groups_51 | Condensing Make Up Air Unit | 0.0185% | 0 | 0.1052 | Commercial_2026_SC A_MW_Before Competition Groups_Condensing Make Up Air Unit
Commercial | Com ¦ ECM MOTORS FOR HVAC APPLICATION (FAN-POWERED VAV BOX) | 2026 | SC A | MW | Before Competition Groups | 0.087817 | 0 | 0 | 568.5814 | 0.00015445 | 52 | Commercial_2026_SC A_MW_Before Competition Groups_52 | ECM MOTORS FOR HVAC APPLICATION (FAN-POWERED VAV BOX) | 0.01544% | 0 | 0.087817 | Commercial_2026_SC A_MW_Before Competition Groups_ECM MOTORS FOR HVAC APPLICATION (FAN-POWERED VAV BOX)
Commercial | COM ¦ Ductless Mini-Split Heat Pumps | 2026 | SC A | MW | Before Competition Groups | 0.0783 | 0 | 0 | 568.5814 | 0.00013771 | 53 | Commercial_2026_SC A_MW_Before Competition Groups_53 | Ductless Mini-Split Heat Pumps | 0.01377% | 0 | 0.0783 | Commercial_2026_SC A_MW_Before Competition Groups_Ductless Mini-Split Heat Pumps
Commercial | Com ¦ CEE Tier 2/Energy Star Clothes Washers | 2026 | SC A | MW | Before Competition Groups | 0.068984 | 0 | 0 | 568.5814 | 0.00012133 | 54 | Commercial_2026_SC A_MW_Before Competition Groups_54 | CEE Tier 2/Energy Star Clothes Washers | 0.01213% | 0 | 0.068984 | Commercial_2026_SC A_MW_Before Competition Groups_CEE Tier 2/Energy Star Clothes Washers
Commercial | Com ¦ HVAC Optimization | 2026 | SC A | MW | Before Competition Groups | 0.062346 | 0 | 0 | 568.5814 | 0.00010965 | 55 | Commercial_2026_SC A_MW_Before Competition Groups_55 | HVAC Optimization | 0.01097% | 0 | 0.062346 | Commercial_2026_SC A_MW_Before Competition Groups_HVAC Optimization
Commercial | Com ¦ PTAC (12 EER/10,000 BTU) | 2026 | SC A | MW | Before Competition Groups | 0.047163 | 0 | 0 | 568.5814 | 8.2949e-05 | 56 | Commercial_2026_SC A_MW_Before Competition Groups_56 | PTAC (12 EER/10,000 BTU) | 0.008295% | 0 | 0.047163 | Commercial_2026_SC A_MW_Before Competition Groups_PTAC (12 EER/10,000 BTU)
Commercial | Com ¦ Auto Off Time Switch or Time Clock control | 2026 | SC A | MW | Before Competition Groups | 0.042495 | 0 | 0 | 568.5814 | 7.4739e-05 | 57 | Commercial_2026_SC A_MW_Before Competition Groups_57 | Auto Off Time Switch or Time Clock control | 0.007474% | 0 | 0.042495 | Commercial_2026_SC A_MW_Before Competition Groups_Auto Off Time Switch or Time Clock control
Commercial | Com ¦ Low Flow Pre-Rinse Spray Nozzle | 2026 | SC A | MW | Before Competition Groups | 0.040246 | 0 | 0 | 568.5814 | 7.0783e-05 | 58 | Commercial_2026_SC A_MW_Before Competition Groups_58 | Low Flow Pre-Rinse Spray Nozzle | 0.007078% | 0 | 0.040246 | Commercial_2026_SC A_MW_Before Competition Groups_Low Flow Pre-Rinse Spray Nozzle
Commercial | Com ¦ Demand controlled Circulating Systems | 2026 | SC A | MW | Before Competition Groups | 0.039299 | 0 | 0 | 568.5814 | 6.9118e-05 | 59 | Commercial_2026_SC A_MW_Before Competition Groups_59 | Demand controlled Circulating Systems | 0.006912% | 0 | 0.039299 | Commercial_2026_SC A_MW_Before Competition Groups_Demand controlled Circulating Systems
Commercial | Com ¦ Notched V belts for HVAC Systems | 2026 | SC A | MW | Before Competition Groups | 0.033353 | 0 | 0 | 568.5814 | 5.866e-05 | 60 | Commercial_2026_SC A_MW_Before Competition Groups_60 | Notched V belts for HVAC Systems | 0.005866% | 0 | 0.033353 | Commercial_2026_SC A_MW_Before Competition Groups_Notched V belts for HVAC Systems
Commercial | Com ¦ Solar Water Preheat (Pools/DHW) | 2026 | SC A | MW | Before Competition Groups | 0.025095 | 0 | 0 | 568.5814 | 4.4137e-05 | 61 | Commercial_2026_SC A_MW_Before Competition Groups_61 | Solar Water Preheat (Pools/DHW) | 0.004414% | 0 | 0.025095 | Commercial_2026_SC A_MW_Before Competition Groups_Solar Water Preheat (Pools/DHW)
Commercial | Com ¦ Commercial Hot Food Holding Cabinets | 2026 | SC A | MW | Before Competition Groups | 0.021691 | 0 | 0 | 568.5814 | 3.8149e-05 | 62 | Commercial_2026_SC A_MW_Before Competition Groups_62 | Commercial Hot Food Holding Cabinets | 0.003815% | 0 | 0.021691 | Commercial_2026_SC A_MW_Before Competition Groups_Commercial Hot Food Holding Cabinets
Commercial | Com ¦ Wall Insulation | 2026 | SC A | MW | Before Competition Groups | 0.01354 | 0 | 0 | 568.5814 | 2.3814e-05 | 63 | Commercial_2026_SC A_MW_Before Competition Groups_63 | Wall Insulation | 0.002381% | 0 | 0.01354 | Commercial_2026_SC A_MW_Before Competition Groups_Wall Insulation
Commercial | Com ¦ Condensing Unit Heaters or other Efficient Unit Heating System | 2026 | SC A | MW | Before Competition Groups | 0.012983 | 0 | 0 | 568.5814 | 2.2833e-05 | 64 | Commercial_2026_SC A_MW_Before Competition Groups_64 | Condensing Unit Heaters or other Efficient Unit Heating System | 0.002283% | 0 | 0.012983 | Commercial_2026_SC A_MW_Before Competition Groups_Condensing Unit Heaters or other Efficient Unit Heating System
Commercial | Com ¦ VSD Air Compressor | 2026 | SC A | MW | Before Competition Groups | 0.010259 | 0 | 0 | 568.5814 | 1.8043e-05 | 65 | Commercial_2026_SC A_MW_Before Competition Groups_65 | VSD Air Compressor | 0.001804% | 0 | 0.010259 | Commercial_2026_SC A_MW_Before Competition Groups_VSD Air Compressor
Commercial | Com ¦ Air Curtains | 2026 | SC A | MW | Before Competition Groups | 0.0097659 | 0 | 0 | 568.5814 | 1.7176e-05 | 66 | Commercial_2026_SC A_MW_Before Competition Groups_66 | Air Curtains | 0.001718% | 0 | 0.0097659 | Commercial_2026_SC A_MW_Before Competition Groups_Air Curtains
Commercial | Com ¦ Room AC (w/ louvered sides) 14 SEER from 12 SEER code | 2026 | SC A | MW | Before Competition Groups | 0.0049334 | 0 | 0 | 568.5814 | 8.6767e-06 | 67 | Commercial_2026_SC A_MW_Before Competition Groups_67 | Room AC (w/ louvered sides) 14 SEER from 12 SEER code | 0.0008677% | 0 | 0.0049334 | Commercial_2026_SC A_MW_Before Competition Groups_Room AC (w/ louvered sides) 14 SEER from 12 SEER code
Commercial | Com ¦ LED RECESSED DOWNLIGHTS | 2026 | SC A | MW | Before Competition Groups | 0.0034717 | 0 | 0 | 568.5814 | 6.1058e-06 | 68 | Commercial_2026_SC A_MW_Before Competition Groups_68 | LED RECESSED DOWNLIGHTS | 0.0006106% | 0 | 0.0034717 | Commercial_2026_SC A_MW_Before Competition Groups_LED RECESSED DOWNLIGHTS
Commercial | Com ¦ LLLC - Low Impact Application | 2026 | SC A | MW | Before Competition Groups | 0.0031924 | 0 | 0 | 568.5814 | 5.6147e-06 | 69 | Commercial_2026_SC A_MW_Before Competition Groups_69 | LLLC - Low Impact Application | 0.0005615% | 0 | 0.0031924 | Commercial_2026_SC A_MW_Before Competition Groups_LLLC - Low Impact Application
Commercial | Com ¦ LLLC - High Impact Application | 2026 | SC A | MW | Before Competition Groups | 0.0029022 | 0 | 0 | 568.5814 | 5.1042e-06 | 70 | Commercial_2026_SC A_MW_Before Competition Groups_70 | LLLC - High Impact Application | 0.0005104% | 0 | 0.0029022 | Commercial_2026_SC A_MW_Before Competition Groups_LLLC - High Impact Application
Commercial | Com ¦ Energy Recovery Ventilation and Ventilation (Enhanced) | 2026 | SC A | MW | Before Competition Groups | 0.0026059 | 0 | 0 | 568.5814 | 4.5832e-06 | 71 | Commercial_2026_SC A_MW_Before Competition Groups_71 | Energy Recovery Ventilation and Ventilation (Enhanced) | 0.0004583% | 0 | 0.0026059 | Commercial_2026_SC A_MW_Before Competition Groups_Energy Recovery Ventilation and Ventilation (Enhanced)
Commercial | Com ¦ High Efficiency Chiller (avg of water and air cooled) | 2026 | SC A | MW | Before Competition Groups | 0.0020567 | 0 | 0 | 568.5814 | 3.6172e-06 | 72 | Commercial_2026_SC A_MW_Before Competition Groups_72 | High Efficiency Chiller (avg of water and air cooled) | 0.0003617% | 0 | 0.0020567 | Commercial_2026_SC A_MW_Before Competition Groups_High Efficiency Chiller (avg of water and air cooled)
Commercial | Com ¦ High Efficiency Small Instantaneous Water Heater | 2026 | SC A | MW | Before Competition Groups | 0.0012504 | 0 | 0 | 568.5814 | 2.1991e-06 | 73 | Commercial_2026_SC A_MW_Before Competition Groups_73 | High Efficiency Small Instantaneous Water Heater | 0.0002199% | 0 | 0.0012504 | Commercial_2026_SC A_MW_Before Competition Groups_High Efficiency Small Instantaneous Water Heater
Commercial | Com ¦ EC Plug Fan for Data Center (under cabinet) | 2026 | SC A | MW | Before Competition Groups | 0.0010918 | 0 | 0 | 568.5814 | 1.9202e-06 | 74 | Commercial_2026_SC A_MW_Before Competition Groups_74 | EC Plug Fan for Data Center (under cabinet) | 0.000192% | 0 | 0.0010918 | Commercial_2026_SC A_MW_Before Competition Groups_EC Plug Fan for Data Center (under cabinet)
Commercial | Com ¦ Electric Convection Combination Ovens | 2026 | SC A | MW | Before Competition Groups | 0.00018058 | 0 | 0 | 568.5814 | 3.1759e-07 | 75 | Commercial_2026_SC A_MW_Before Competition Groups_75 | Electric Convection Combination Ovens | 3.176e-05% | 0 | 0.00018058 | Commercial_2026_SC A_MW_Before Competition Groups_Electric Convection Combination Ovens
Commercial | Com ¦ Networked/Connected - High Impact Application | 2026 | SC A | MW | Before Competition Groups | 6.1706e-05 | 0 | 0 | 568.5814 | 1.0853e-07 | 76 | Commercial_2026_SC A_MW_Before Competition Groups_76 | Networked/Connected - High Impact Application | 1.085e-05% | 0 | 6.1706e-05 | Commercial_2026_SC A_MW_Before Competition Groups_Networked/Connected - High Impact Application
Commercial | Com ¦ Networked/Connected - Low Impact Application | 2026 | SC A | MW | Before Competition Groups | 2.824e-06 | 0 | 0 | 568.5814 | 4.9668e-09 | 77 | Commercial_2026_SC A_MW_Before Competition Groups_77 | Networked/Connected - Low Impact Application | 4.967e-07% | 0 | 2.824e-06 | Commercial_2026_SC A_MW_Before Competition Groups_Networked/Connected - Low Impact Application
Commercial | Com ¦ Efficient compressor motor | 2026 | SC A | MW | Before Competition Groups | 0 | 0 | 0 | 568.5814 | 0 | 78 | Commercial_2026_SC A_MW_Before Competition Groups_78 | Efficient compressor motor | 0% | 0 | 0 | Commercial_2026_SC A_MW_Before Competition Groups_Efficient compressor motor
Commercial | Com ¦ Indoor Daylight Sensors/Photocell Dimming Control | 2026 | SC A | MW | Before Competition Groups | 0 | 0 | 0 | 568.5814 | 0 | 79 | Commercial_2026_SC A_MW_Before Competition Groups_79 | Indoor Daylight Sensors/Photocell Dimming Control | 0% | 0 | 0 | Commercial_2026_SC A_MW_Before Competition Groups_Indoor Daylight Sensors/Photocell Dimming Control
Commercial | Com ¦ Variable Refrigerant Flow Heat Pump | 2026 | SC A | MW | Before Competition Groups | 0 | 0 | 0 | 568.5814 | 0 | 80 | Commercial_2026_SC A_MW_Before Competition Groups_80 | Variable Refrigerant Flow Heat Pump | 0% | 0 | 0 | Commercial_2026_SC A_MW_Before Competition Groups_Variable Refrigerant Flow Heat Pump
Commercial | Com ¦ Education and Capacity Building/Energy Behavior | 2026 | SC B | MW | Before Competition Groups | 118.3078 | 0 | 0 | 849.0368 | 0.13934 | 1 | Commercial_2026_SC B_MW_Before Competition Groups_1 | Education and Capacity Building/Energy Behavior | 13.93% | 0 | 118.3078 | Commercial_2026_SC B_MW_Before Competition Groups_Education and Capacity Building/Energy Behavior
Commercial | Com ¦ ENERGY STAR LED LAMPS (REFLECTOR LAMPs/MR16/PAR 16) | 2026 | SC B | MW | Before Competition Groups | 92.4272 | 0 | 0 | 849.0368 | 0.10886 | 2 | Commercial_2026_SC B_MW_Before Competition Groups_2 | ENERGY STAR LED LAMPS (REFLECTOR LAMPs/MR16/PAR 16) | 10.89% | 0 | 92.4272 | Commercial_2026_SC B_MW_Before Competition Groups_ENERGY STAR LED LAMPS (REFLECTOR LAMPs/MR16/PAR 16)
Commercial | Com ¦ LED Low/High Bay | 2026 | SC B | MW | Before Competition Groups | 83.4002 | 0 | 0 | 849.0368 | 0.098229 | 3 | Commercial_2026_SC B_MW_Before Competition Groups_3 | LED Low/High Bay | 9.823% | 0 | 83.4002 | Commercial_2026_SC B_MW_Before Competition Groups_LED Low/High Bay
Commercial | Com ¦ LED Troffer/Surface/Suspended | 2026 | SC B | MW | Before Competition Groups | 76.2159 | 0 | 0 | 849.0368 | 0.089768 | 4 | Commercial_2026_SC B_MW_Before Competition Groups_4 | LED Troffer/Surface/Suspended | 8.977% | 0 | 76.2159 | Commercial_2026_SC B_MW_Before Competition Groups_LED Troffer/Surface/Suspended
Commercial | Com ¦ LED Replacement Lamp (Tube) | 2026 | SC B | MW | Before Competition Groups | 45.6972 | 0 | 0 | 849.0368 | 0.053822 | 5 | Commercial_2026_SC B_MW_Before Competition Groups_5 | LED Replacement Lamp (Tube) | 5.382% | 0 | 45.6972 | Commercial_2026_SC B_MW_Before Competition Groups_LED Replacement Lamp (Tube)
Commercial | Com ¦ Building Recommissioning, Operations and Maintenance (O&M) Improvements | 2026 | SC B | MW | Before Competition Groups | 45.1663 | 0 | 0 | 849.0368 | 0.053197 | 6 | Commercial_2026_SC B_MW_Before Competition Groups_6 | Building Recommissioning, Operations and Maintenance (O&M) Improvements | 5.32% | 0 | 45.1663 | Commercial_2026_SC B_MW_Before Competition Groups_Building Recommissioning, Operations and Maintenance (O&M) Improvements
Commercial | Com ¦ High Efficiency Air Source Heat Pump | 2026 | SC B | MW | Before Competition Groups | 35.9026 | 0 | 0 | 849.0368 | 0.042286 | 7 | Commercial_2026_SC B_MW_Before Competition Groups_7 | High Efficiency Air Source Heat Pump | 4.229% | 0 | 35.9026 | Commercial_2026_SC B_MW_Before Competition Groups_High Efficiency Air Source Heat Pump
Commercial | Com ¦ Unitary Air-Conditioning Unit | 2026 | SC B | MW | Before Competition Groups | 28.5559 | 0 | 0 | 849.0368 | 0.033633 | 8 | Commercial_2026_SC B_MW_Before Competition Groups_8 | Unitary Air-Conditioning Unit | 3.363% | 0 | 28.5559 | Commercial_2026_SC B_MW_Before Competition Groups_Unitary Air-Conditioning Unit
Commercial | Com ¦ Adaptive Thermostats | 2026 | SC B | MW | Before Competition Groups | 24.692 | 0 | 0 | 849.0368 | 0.029082 | 9 | Commercial_2026_SC B_MW_Before Competition Groups_9 | Adaptive Thermostats | 2.908% | 0 | 24.692 | Commercial_2026_SC B_MW_Before Competition Groups_Adaptive Thermostats
Commercial | Com ¦ Advanced BAS/Controllers | 2026 | SC B | MW | Before Competition Groups | 23.7574 | 0 | 0 | 849.0368 | 0.027982 | 10 | Commercial_2026_SC B_MW_Before Competition Groups_10 | Advanced BAS/Controllers | 2.798% | 0 | 23.7574 | Commercial_2026_SC B_MW_Before Competition Groups_Advanced BAS/Controllers
Commercial | Com ¦ Data Center Storage/Server Virtualization | 2026 | SC B | MW | Before Competition Groups | 22.4199 | 0 | 0 | 849.0368 | 0.026406 | 11 | Commercial_2026_SC B_MW_Before Competition Groups_11 | Data Center Storage/Server Virtualization | 2.641% | 0 | 22.4199 | Commercial_2026_SC B_MW_Before Competition Groups_Data Center Storage/Server Virtualization
Commercial | Com ¦ Furnace Tune-Up | 2026 | SC B | MW | Before Competition Groups | 20.1122 | 0 | 0 | 849.0368 | 0.023688 | 12 | Commercial_2026_SC B_MW_Before Competition Groups_12 | Furnace Tune-Up | 2.369% | 0 | 20.1122 | Commercial_2026_SC B_MW_Before Competition Groups_Furnace Tune-Up
Commercial | Com ¦ Strip Curtains | 2026 | SC B | MW | Before Competition Groups | 19.2724 | 0 | 0 | 849.0368 | 0.022699 | 13 | Commercial_2026_SC B_MW_Before Competition Groups_13 | Strip Curtains | 2.27% | 0 | 19.2724 | Commercial_2026_SC B_MW_Before Competition Groups_Strip Curtains
Commercial | Com ¦ LED or Equivalent Sign Lighting | 2026 | SC B | MW | Before Competition Groups | 18.0292 | 0 | 0 | 849.0368 | 0.021235 | 14 | Commercial_2026_SC B_MW_Before Competition Groups_14 | LED or Equivalent Sign Lighting | 2.123% | 0 | 18.0292 | Commercial_2026_SC B_MW_Before Competition Groups_LED or Equivalent Sign Lighting
Commercial | Com ¦ Demand Control Ventilation | 2026 | SC B | MW | Before Competition Groups | 15.3245 | 0 | 0 | 849.0368 | 0.018049 | 15 | Commercial_2026_SC B_MW_Before Competition Groups_15 | Demand Control Ventilation | 1.805% | 0 | 15.3245 | Commercial_2026_SC B_MW_Before Competition Groups_Demand Control Ventilation
Commercial | Com ¦ Reach-in Shaded Pole to ECM/PSC Evaporator Fan Motor | 2026 | SC B | MW | Before Competition Groups | 15.2637 | 0 | 0 | 849.0368 | 0.017978 | 16 | Commercial_2026_SC B_MW_Before Competition Groups_16 | Reach-in Shaded Pole to ECM/PSC Evaporator Fan Motor | 1.798% | 0 | 15.2637 | Commercial_2026_SC B_MW_Before Competition Groups_Reach-in Shaded Pole to ECM/PSC Evaporator Fan Motor
Commercial | Com ¦ Refrigerated Display Case Doors | 2026 | SC B | MW | Before Competition Groups | 14.2007 | 0 | 0 | 849.0368 | 0.016726 | 17 | Commercial_2026_SC B_MW_Before Competition Groups_17 | Refrigerated Display Case Doors | 1.673% | 0 | 14.2007 | Commercial_2026_SC B_MW_Before Competition Groups_Refrigerated Display Case Doors
Commercial | Com ¦ Variable Frequency Drive (VFD) | 2026 | SC B | MW | Before Competition Groups | 14.1333 | 0 | 0 | 849.0368 | 0.016646 | 18 | Commercial_2026_SC B_MW_Before Competition Groups_18 | Variable Frequency Drive (VFD) | 1.665% | 0 | 14.1333 | Commercial_2026_SC B_MW_Before Competition Groups_Variable Frequency Drive (VFD)
Commercial | Com ¦ VFD on Pumps | 2026 | SC B | MW | Before Competition Groups | 13.2041 | 0 | 0 | 849.0368 | 0.015552 | 19 | Commercial_2026_SC B_MW_Before Competition Groups_19 | VFD on Pumps | 1.555% | 0 | 13.2041 | Commercial_2026_SC B_MW_Before Competition Groups_VFD on Pumps
Commercial | Com ¦ Centrally controlled desktop PC/NETWORK PC POWER MANAGEMENT SOFTWARE | 2026 | SC B | MW | Before Competition Groups | 12.3938 | 0 | 0 | 849.0368 | 0.014597 | 20 | Commercial_2026_SC B_MW_Before Competition Groups_20 | Centrally controlled desktop PC/NETWORK PC POWER MANAGEMENT SOFTWARE | 1.46% | 0 | 12.3938 | Commercial_2026_SC B_MW_Before Competition Groups_Centrally controlled desktop PC/NETWORK PC POWER MANAGEMENT SOFTWARE
Commercial | Com ¦ ENERGY STAR LED LAMPS (General Service Lamps) | 2026 | SC B | MW | Before Competition Groups | 12.1342 | 0 | 0 | 849.0368 | 0.014292 | 21 | Commercial_2026_SC B_MW_Before Competition Groups_21 | ENERGY STAR LED LAMPS (General Service Lamps) | 1.429% | 0 | 12.1342 | Commercial_2026_SC B_MW_Before Competition Groups_ENERGY STAR LED LAMPS (General Service Lamps)
Commercial | Com ¦ Air Handler with Dedicated Outdoor Air Systems | 2026 | SC B | MW | Before Competition Groups | 10.666 | 0 | 0 | 849.0368 | 0.012562 | 22 | Commercial_2026_SC B_MW_Before Competition Groups_22 | Air Handler with Dedicated Outdoor Air Systems | 1.256% | 0 | 10.666 | Commercial_2026_SC B_MW_Before Competition Groups_Air Handler with Dedicated Outdoor Air Systems
Commercial | Com ¦ Chilled Water Optimization | 2026 | SC B | MW | Before Competition Groups | 9.0663 | 0 | 0 | 849.0368 | 0.010678 | 23 | Commercial_2026_SC B_MW_Before Competition Groups_23 | Chilled Water Optimization | 1.068% | 0 | 9.0663 | Commercial_2026_SC B_MW_Before Competition Groups_Chilled Water Optimization
Commercial | Com ¦ Refrigerated Display Case LED | 2026 | SC B | MW | Before Competition Groups | 8.2279 | 0 | 0 | 849.0368 | 0.0096908 | 24 | Commercial_2026_SC B_MW_Before Competition Groups_24 | Refrigerated Display Case LED | 0.9691% | 0 | 8.2279 | Commercial_2026_SC B_MW_Before Competition Groups_Refrigerated Display Case LED
Commercial | Com ¦ ECM MOTORS FOR EVAPORATOR FANS for refrigeration (WALK-IN) | 2026 | SC B | MW | Before Competition Groups | 7.2597 | 0 | 0 | 849.0368 | 0.0085506 | 25 | Commercial_2026_SC B_MW_Before Competition Groups_25 | ECM MOTORS FOR EVAPORATOR FANS for refrigeration (WALK-IN) | 0.8551% | 0 | 7.2597 | Commercial_2026_SC B_MW_Before Competition Groups_ECM MOTORS FOR EVAPORATOR FANS for refrigeration (WALK-IN)
Commercial | Com ¦ Freezer Case Light Sensor | 2026 | SC B | MW | Before Competition Groups | 6.2653 | 0 | 0 | 849.0368 | 0.0073793 | 26 | Commercial_2026_SC B_MW_Before Competition Groups_26 | Freezer Case Light Sensor | 0.7379% | 0 | 6.2653 | Commercial_2026_SC B_MW_Before Competition Groups_Freezer Case Light Sensor
Commercial | Com ¦ Evaporator Fan Controls | 2026 | SC B | MW | Before Competition Groups | 6.1042 | 0 | 0 | 849.0368 | 0.0071895 | 27 | Commercial_2026_SC B_MW_Before Competition Groups_27 | Evaporator Fan Controls | 0.719% | 0 | 6.1042 | Commercial_2026_SC B_MW_Before Competition Groups_Evaporator Fan Controls
Commercial | Com ¦ Demand Control Kitchen Ventilation | 2026 | SC B | MW | Before Competition Groups | 4.7672 | 0 | 0 | 849.0368 | 0.0056148 | 28 | Commercial_2026_SC B_MW_Before Competition Groups_28 | Demand Control Kitchen Ventilation | 0.5615% | 0 | 4.7672 | Commercial_2026_SC B_MW_Before Competition Groups_Demand Control Kitchen Ventilation
Commercial | Com ¦ LED EXTERIOR AREA LIGHTS - LED fixture (200W) | 2026 | SC B | MW | Before Competition Groups | 4.6885 | 0 | 0 | 849.0368 | 0.0055221 | 29 | Commercial_2026_SC B_MW_Before Competition Groups_29 | LED EXTERIOR AREA LIGHTS - LED fixture (200W) | 0.5522% | 0 | 4.6885 | Commercial_2026_SC B_MW_Before Competition Groups_LED EXTERIOR AREA LIGHTS - LED fixture (200W)
Commercial | Com ¦ LED parking lot fixture | 2026 | SC B | MW | Before Competition Groups | 4.5682 | 0 | 0 | 849.0368 | 0.0053804 | 30 | Commercial_2026_SC B_MW_Before Competition Groups_30 | LED parking lot fixture | 0.538% | 0 | 4.5682 | Commercial_2026_SC B_MW_Before Competition Groups_LED parking lot fixture
Commercial | Com ¦ Door Gasket Freezer/Refrigerator | 2026 | SC B | MW | Before Competition Groups | 4.3536 | 0 | 0 | 849.0368 | 0.0051276 | 31 | Commercial_2026_SC B_MW_Before Competition Groups_31 | Door Gasket Freezer/Refrigerator | 0.5128% | 0 | 4.3536 | Commercial_2026_SC B_MW_Before Competition Groups_Door Gasket Freezer/Refrigerator
Commercial | Com ¦ Duct Insulation, R8 | 2026 | SC B | MW | Before Competition Groups | 3.7262 | 0 | 0 | 849.0368 | 0.0043888 | 32 | Commercial_2026_SC B_MW_Before Competition Groups_32 | Duct Insulation, R8 | 0.4389% | 0 | 3.7262 | Commercial_2026_SC B_MW_Before Competition Groups_Duct Insulation, R8
Commercial | Com ¦ LED street light fixture | 2026 | SC B | MW | Before Competition Groups | 2.7363 | 0 | 0 | 849.0368 | 0.0032228 | 33 | Commercial_2026_SC B_MW_Before Competition Groups_33 | LED street light fixture | 0.3223% | 0 | 2.7363 | Commercial_2026_SC B_MW_Before Competition Groups_LED street light fixture
Commercial | Com ¦ ENERGY STAR Griddle (74% eff) | 2026 | SC B | MW | Before Competition Groups | 2.6629 | 0 | 0 | 849.0368 | 0.0031364 | 34 | Commercial_2026_SC B_MW_Before Competition Groups_34 | ENERGY STAR Griddle (74% eff) | 0.3136% | 0 | 2.6629 | Commercial_2026_SC B_MW_Before Competition Groups_ENERGY STAR Griddle (74% eff)
Commercial | Com ¦ Water Source Heat Pump (4 ton) | 2026 | SC B | MW | Before Competition Groups | 2.3434 | 0 | 0 | 849.0368 | 0.0027601 | 35 | Commercial_2026_SC B_MW_Before Competition Groups_35 | Water Source Heat Pump (4 ton) | 0.276% | 0 | 2.3434 | Commercial_2026_SC B_MW_Before Competition Groups_Water Source Heat Pump (4 ton)
Commercial | Com ¦ Temperature Adjustment in Commercial Freezers | 2026 | SC B | MW | Before Competition Groups | 2.2336 | 0 | 0 | 849.0368 | 0.0026307 | 36 | Commercial_2026_SC B_MW_Before Competition Groups_36 | Temperature Adjustment in Commercial Freezers | 0.2631% | 0 | 2.2336 | Commercial_2026_SC B_MW_Before Competition Groups_Temperature Adjustment in Commercial Freezers
Commercial | Com ¦ BEVERAGE VENDING MACHINE CONTROLS | 2026 | SC B | MW | Before Competition Groups | 2.0711 | 0 | 0 | 849.0368 | 0.0024393 | 37 | Commercial_2026_SC B_MW_Before Competition Groups_37 | BEVERAGE VENDING MACHINE CONTROLS | 0.2439% | 0 | 2.0711 | Commercial_2026_SC B_MW_Before Competition Groups_BEVERAGE VENDING MACHINE CONTROLS
Commercial | Com ¦ Elec Storage WH 2.30 Et | 2026 | SC B | MW | Before Competition Groups | 1.9584 | 0 | 0 | 849.0368 | 0.0023067 | 38 | Commercial_2026_SC B_MW_Before Competition Groups_38 | Elec Storage WH 2.30 Et | 0.2307% | 0 | 1.9584 | Commercial_2026_SC B_MW_Before Competition Groups_Elec Storage WH 2.30 Et
Commercial | Com ¦ Vertical Night Covers | 2026 | SC B | MW | Before Competition Groups | 1.8455 | 0 | 0 | 849.0368 | 0.0021736 | 39 | Commercial_2026_SC B_MW_Before Competition Groups_39 | Vertical Night Covers | 0.2174% | 0 | 1.8455 | Commercial_2026_SC B_MW_Before Competition Groups_Vertical Night Covers
Commercial | Com ¦ Occupancy Sensors | 2026 | SC B | MW | Before Competition Groups | 1.8418 | 0 | 0 | 849.0368 | 0.0021692 | 40 | Commercial_2026_SC B_MW_Before Competition Groups_40 | Occupancy Sensors | 0.2169% | 0 | 1.8418 | Commercial_2026_SC B_MW_Before Competition Groups_Occupancy Sensors
Commercial | Com ¦ Energy Efficient Laboratory Fume Hood | 2026 | SC B | MW | Before Competition Groups | 1.747 | 0 | 0 | 849.0368 | 0.0020576 | 41 | Commercial_2026_SC B_MW_Before Competition Groups_41 | Energy Efficient Laboratory Fume Hood | 0.2058% | 0 | 1.747 | Commercial_2026_SC B_MW_Before Competition Groups_Energy Efficient Laboratory Fume Hood
Commercial | Com ¦ CO Sensors for parking garage exhaust fans | 2026 | SC B | MW | Before Competition Groups | 1.7409 | 0 | 0 | 849.0368 | 0.0020504 | 42 | Commercial_2026_SC B_MW_Before Competition Groups_42 | CO Sensors for parking garage exhaust fans | 0.205% | 0 | 1.7409 | Commercial_2026_SC B_MW_Before Competition Groups_CO Sensors for parking garage exhaust fans
Commercial | Com ¦ Water Heating (DHW) Pipe Insulation (Add 3/4\ Foam)" | 2026 | SC B | MW | Before Competition Groups | 1.4153 | 0 | 0 | 849.0368 | 0.0016669 | 43 | Commercial_2026_SC B_MW_Before Competition Groups_43 | Water Heating (DHW) Pipe Insulation (Add 3/4\ Foam)" | 0.1667% | 0 | 1.4153 | Commercial_2026_SC B_MW_Before Competition Groups_Water Heating (DHW) Pipe Insulation (Add 3/4\ Foam)"
Commercial | Com ¦ Outside Air Economizer | 2026 | SC B | MW | Before Competition Groups | 1.1771 | 0 | 0 | 849.0368 | 0.0013864 | 44 | Commercial_2026_SC B_MW_Before Competition Groups_44 | Outside Air Economizer | 0.1386% | 0 | 1.1771 | Commercial_2026_SC B_MW_Before Competition Groups_Outside Air Economizer
Commercial | Com ¦ Suction Pipe Insulation Freezer/Refrigerator | 2026 | SC B | MW | Before Competition Groups | 0.96041 | 0 | 0 | 849.0368 | 0.0011312 | 45 | Commercial_2026_SC B_MW_Before Competition Groups_45 | Suction Pipe Insulation Freezer/Refrigerator | 0.1131% | 0 | 0.96041 | Commercial_2026_SC B_MW_Before Competition Groups_Suction Pipe Insulation Freezer/Refrigerator
Commercial | Com ¦ ENERGY STAR Fryer (84% eff) | 2026 | SC B | MW | Before Competition Groups | 0.77982 | 0 | 0 | 849.0368 | 0.00091848 | 46 | Commercial_2026_SC B_MW_Before Competition Groups_46 | ENERGY STAR Fryer (84% eff) | 0.09185% | 0 | 0.77982 | Commercial_2026_SC B_MW_Before Competition Groups_ENERGY STAR Fryer (84% eff)
Commercial | Com ¦ Thermostat Setback | 2026 | SC B | MW | Before Competition Groups | 0.54646 | 0 | 0 | 849.0368 | 0.00064362 | 47 | Commercial_2026_SC B_MW_Before Competition Groups_47 | Thermostat Setback | 0.06436% | 0 | 0.54646 | Commercial_2026_SC B_MW_Before Competition Groups_Thermostat Setback
Commercial | Com ¦ ENERGY STAR Steam Cookers | 2026 | SC B | MW | Before Competition Groups | 0.49864 | 0 | 0 | 849.0368 | 0.0005873 | 48 | Commercial_2026_SC B_MW_Before Competition Groups_48 | ENERGY STAR Steam Cookers | 0.05873% | 0 | 0.49864 | Commercial_2026_SC B_MW_Before Competition Groups_ENERGY STAR Steam Cookers
Commercial | Com ¦ Ozone Laundry Treatment | 2026 | SC B | MW | Before Competition Groups | 0.4351 | 0 | 0 | 849.0368 | 0.00051246 | 49 | Commercial_2026_SC B_MW_Before Competition Groups_49 | Ozone Laundry Treatment | 0.05125% | 0 | 0.4351 | Commercial_2026_SC B_MW_Before Competition Groups_Ozone Laundry Treatment
Commercial | Com ¦ ENERGY STAR Dishwasher | 2026 | SC B | MW | Before Competition Groups | 0.38634 | 0 | 0 | 849.0368 | 0.00045503 | 50 | Commercial_2026_SC B_MW_Before Competition Groups_50 | ENERGY STAR Dishwasher | 0.0455% | 0 | 0.38634 | Commercial_2026_SC B_MW_Before Competition Groups_ENERGY STAR Dishwasher
Commercial | Com ¦ Condensing Make Up Air Unit | 2026 | SC B | MW | Before Competition Groups | 0.22051 | 0 | 0 | 849.0368 | 0.00025972 | 51 | Commercial_2026_SC B_MW_Before Competition Groups_51 | Condensing Make Up Air Unit | 0.02597% | 0 | 0.22051 | Commercial_2026_SC B_MW_Before Competition Groups_Condensing Make Up Air Unit
Commercial | Com ¦ ECM MOTORS FOR HVAC APPLICATION (FAN-POWERED VAV BOX) | 2026 | SC B | MW | Before Competition Groups | 0.17935 | 0 | 0 | 849.0368 | 0.00021123 | 52 | Commercial_2026_SC B_MW_Before Competition Groups_52 | ECM MOTORS FOR HVAC APPLICATION (FAN-POWERED VAV BOX) | 0.02112% | 0 | 0.17935 | Commercial_2026_SC B_MW_Before Competition Groups_ECM MOTORS FOR HVAC APPLICATION (FAN-POWERED VAV BOX)
Commercial | Com ¦ PTAC (12 EER/10,000 BTU) | 2026 | SC B | MW | Before Competition Groups | 0.1295 | 0 | 0 | 849.0368 | 0.00015253 | 53 | Commercial_2026_SC B_MW_Before Competition Groups_53 | PTAC (12 EER/10,000 BTU) | 0.01525% | 0 | 0.1295 | Commercial_2026_SC B_MW_Before Competition Groups_PTAC (12 EER/10,000 BTU)
Commercial | COM ¦ Ductless Mini-Split Heat Pumps | 2026 | SC B | MW | Before Competition Groups | 0.11005 | 0 | 0 | 849.0368 | 0.00012961 | 54 | Commercial_2026_SC B_MW_Before Competition Groups_54 | Ductless Mini-Split Heat Pumps | 0.01296% | 0 | 0.11005 | Commercial_2026_SC B_MW_Before Competition Groups_Ductless Mini-Split Heat Pumps
Commercial | Com ¦ Auto Off Time Switch or Time Clock control | 2026 | SC B | MW | Before Competition Groups | 0.099859 | 0 | 0 | 849.0368 | 0.00011761 | 55 | Commercial_2026_SC B_MW_Before Competition Groups_55 | Auto Off Time Switch or Time Clock control | 0.01176% | 0 | 0.099859 | Commercial_2026_SC B_MW_Before Competition Groups_Auto Off Time Switch or Time Clock control
Commercial | Com ¦ Demand controlled Circulating Systems | 2026 | SC B | MW | Before Competition Groups | 0.095109 | 0 | 0 | 849.0368 | 0.00011202 | 56 | Commercial_2026_SC B_MW_Before Competition Groups_56 | Demand controlled Circulating Systems | 0.0112% | 0 | 0.095109 | Commercial_2026_SC B_MW_Before Competition Groups_Demand controlled Circulating Systems
Commercial | Com ¦ CEE Tier 2/Energy Star Clothes Washers | 2026 | SC B | MW | Before Competition Groups | 0.08439 | 0 | 0 | 849.0368 | 9.9395e-05 | 57 | Commercial_2026_SC B_MW_Before Competition Groups_57 | CEE Tier 2/Energy Star Clothes Washers | 0.009939% | 0 | 0.08439 | Commercial_2026_SC B_MW_Before Competition Groups_CEE Tier 2/Energy Star Clothes Washers
Commercial | Com ¦ Notched V belts for HVAC Systems | 2026 | SC B | MW | Before Competition Groups | 0.075482 | 0 | 0 | 849.0368 | 8.8904e-05 | 58 | Commercial_2026_SC B_MW_Before Competition Groups_58 | Notched V belts for HVAC Systems | 0.00889% | 0 | 0.075482 | Commercial_2026_SC B_MW_Before Competition Groups_Notched V belts for HVAC Systems
Commercial | Com ¦ Solar Water Preheat (Pools/DHW) | 2026 | SC B | MW | Before Competition Groups | 0.06462 | 0 | 0 | 849.0368 | 7.611e-05 | 59 | Commercial_2026_SC B_MW_Before Competition Groups_59 | Solar Water Preheat (Pools/DHW) | 0.007611% | 0 | 0.06462 | Commercial_2026_SC B_MW_Before Competition Groups_Solar Water Preheat (Pools/DHW)
Commercial | Com ¦ HVAC Optimization | 2026 | SC B | MW | Before Competition Groups | 0.062346 | 0 | 0 | 849.0368 | 7.3431e-05 | 60 | Commercial_2026_SC B_MW_Before Competition Groups_60 | HVAC Optimization | 0.007343% | 0 | 0.062346 | Commercial_2026_SC B_MW_Before Competition Groups_HVAC Optimization
Commercial | Com ¦ Low Flow Pre-Rinse Spray Nozzle | 2026 | SC B | MW | Before Competition Groups | 0.052805 | 0 | 0 | 849.0368 | 6.2194e-05 | 61 | Commercial_2026_SC B_MW_Before Competition Groups_61 | Low Flow Pre-Rinse Spray Nozzle | 0.006219% | 0 | 0.052805 | Commercial_2026_SC B_MW_Before Competition Groups_Low Flow Pre-Rinse Spray Nozzle
Commercial | Com ¦ Wall Insulation | 2026 | SC B | MW | Before Competition Groups | 0.033792 | 0 | 0 | 849.0368 | 3.9801e-05 | 62 | Commercial_2026_SC B_MW_Before Competition Groups_62 | Wall Insulation | 0.00398% | 0 | 0.033792 | Commercial_2026_SC B_MW_Before Competition Groups_Wall Insulation
Commercial | Com ¦ Condensing Unit Heaters or other Efficient Unit Heating System | 2026 | SC B | MW | Before Competition Groups | 0.031801 | 0 | 0 | 849.0368 | 3.7456e-05 | 63 | Commercial_2026_SC B_MW_Before Competition Groups_63 | Condensing Unit Heaters or other Efficient Unit Heating System | 0.003746% | 0 | 0.031801 | Commercial_2026_SC B_MW_Before Competition Groups_Condensing Unit Heaters or other Efficient Unit Heating System
Commercial | Com ¦ Commercial Hot Food Holding Cabinets | 2026 | SC B | MW | Before Competition Groups | 0.031588 | 0 | 0 | 849.0368 | 3.7205e-05 | 64 | Commercial_2026_SC B_MW_Before Competition Groups_64 | Commercial Hot Food Holding Cabinets | 0.00372% | 0 | 0.031588 | Commercial_2026_SC B_MW_Before Competition Groups_Commercial Hot Food Holding Cabinets
Commercial | Com ¦ Room AC (w/ louvered sides) 14 SEER from 12 SEER code | 2026 | SC B | MW | Before Competition Groups | 0.016839 | 0 | 0 | 849.0368 | 1.9833e-05 | 65 | Commercial_2026_SC B_MW_Before Competition Groups_65 | Room AC (w/ louvered sides) 14 SEER from 12 SEER code | 0.001983% | 0 | 0.016839 | Commercial_2026_SC B_MW_Before Competition Groups_Room AC (w/ louvered sides) 14 SEER from 12 SEER code
Commercial | Com ¦ High Efficiency Small Instantaneous Water Heater | 2026 | SC B | MW | Before Competition Groups | 0.015831 | 0 | 0 | 849.0368 | 1.8646e-05 | 66 | Commercial_2026_SC B_MW_Before Competition Groups_66 | High Efficiency Small Instantaneous Water Heater | 0.001865% | 0 | 0.015831 | Commercial_2026_SC B_MW_Before Competition Groups_High Efficiency Small Instantaneous Water Heater
Commercial | Com ¦ High Efficiency Chiller (avg of water and air cooled) | 2026 | SC B | MW | Before Competition Groups | 0.015765 | 0 | 0 | 849.0368 | 1.8568e-05 | 67 | Commercial_2026_SC B_MW_Before Competition Groups_67 | High Efficiency Chiller (avg of water and air cooled) | 0.001857% | 0 | 0.015765 | Commercial_2026_SC B_MW_Before Competition Groups_High Efficiency Chiller (avg of water and air cooled)
Commercial | Com ¦ VSD Air Compressor | 2026 | SC B | MW | Before Competition Groups | 0.01238 | 0 | 0 | 849.0368 | 1.4581e-05 | 68 | Commercial_2026_SC B_MW_Before Competition Groups_68 | VSD Air Compressor | 0.001458% | 0 | 0.01238 | Commercial_2026_SC B_MW_Before Competition Groups_VSD Air Compressor
Commercial | Com ¦ Energy Recovery Ventilation and Ventilation (Enhanced) | 2026 | SC B | MW | Before Competition Groups | 0.011547 | 0 | 0 | 849.0368 | 1.36e-05 | 69 | Commercial_2026_SC B_MW_Before Competition Groups_69 | Energy Recovery Ventilation and Ventilation (Enhanced) | 0.00136% | 0 | 0.011547 | Commercial_2026_SC B_MW_Before Competition Groups_Energy Recovery Ventilation and Ventilation (Enhanced)
Commercial | Com ¦ Air Curtains | 2026 | SC B | MW | Before Competition Groups | 0.0038762 | 0 | 0 | 849.0368 | 4.5654e-06 | 70 | Commercial_2026_SC B_MW_Before Competition Groups_70 | Air Curtains | 0.0004565% | 0 | 0.0038762 | Commercial_2026_SC B_MW_Before Competition Groups_Air Curtains
Commercial | Com ¦ LED RECESSED DOWNLIGHTS | 2026 | SC B | MW | Before Competition Groups | 0.0038326 | 0 | 0 | 849.0368 | 4.514e-06 | 71 | Commercial_2026_SC B_MW_Before Competition Groups_71 | LED RECESSED DOWNLIGHTS | 0.0004514% | 0 | 0.0038326 | Commercial_2026_SC B_MW_Before Competition Groups_LED RECESSED DOWNLIGHTS
Commercial | Com ¦ EC Plug Fan for Data Center (under cabinet) | 2026 | SC B | MW | Before Competition Groups | 0.0016803 | 0 | 0 | 849.0368 | 1.9791e-06 | 72 | Commercial_2026_SC B_MW_Before Competition Groups_72 | EC Plug Fan for Data Center (under cabinet) | 0.0001979% | 0 | 0.0016803 | Commercial_2026_SC B_MW_Before Competition Groups_EC Plug Fan for Data Center (under cabinet)
Commercial | Com ¦ Electric Convection Combination Ovens | 2026 | SC B | MW | Before Competition Groups | 0.00019855 | 0 | 0 | 849.0368 | 2.3386e-07 | 73 | Commercial_2026_SC B_MW_Before Competition Groups_73 | Electric Convection Combination Ovens | 2.339e-05% | 0 | 0.00019855 | Commercial_2026_SC B_MW_Before Competition Groups_Electric Convection Combination Ovens
Commercial | Com ¦ LLLC - Low Impact Application | 2026 | SC B | MW | Before Competition Groups | 3.3692e-19 | 0 | 0 | 849.0368 | 3.9683e-22 | 74 | Commercial_2026_SC B_MW_Before Competition Groups_74 | LLLC - Low Impact Application | 3.968e-20% | 0 | 3.3692e-19 | Commercial_2026_SC B_MW_Before Competition Groups_LLLC - Low Impact Application
Commercial | Com ¦ LLLC - High Impact Application | 2026 | SC B | MW | Before Competition Groups | 1.1373e-19 | 0 | 0 | 849.0368 | 1.3395e-22 | 75 | Commercial_2026_SC B_MW_Before Competition Groups_75 | LLLC - High Impact Application | 1.34e-20% | 0 | 1.1373e-19 | Commercial_2026_SC B_MW_Before Competition Groups_LLLC - High Impact Application
Commercial | Com ¦ Networked/Connected - High Impact Application | 2026 | SC B | MW | Before Competition Groups | 1.1062e-21 | 0 | 0 | 849.0368 | 1.3029e-24 | 76 | Commercial_2026_SC B_MW_Before Competition Groups_76 | Networked/Connected - High Impact Application | 1.303e-22% | 0 | 1.1062e-21 | Commercial_2026_SC B_MW_Before Competition Groups_Networked/Connected - High Impact Application
Commercial | Com ¦ Networked/Connected - Low Impact Application | 2026 | SC B | MW | Before Competition Groups | 5.7452e-22 | 0 | 0 | 849.0368 | 6.7668e-25 | 77 | Commercial_2026_SC B_MW_Before Competition Groups_77 | Networked/Connected - Low Impact Application | 6.767e-23% | 0 | 5.7452e-22 | Commercial_2026_SC B_MW_Before Competition Groups_Networked/Connected - Low Impact Application
Commercial | Com ¦ Efficient compressor motor | 2026 | SC B | MW | Before Competition Groups | 0 | 0 | 0 | 849.0368 | 0 | 78 | Commercial_2026_SC B_MW_Before Competition Groups_78 | Efficient compressor motor | 0% | 0 | 0 | Commercial_2026_SC B_MW_Before Competition Groups_Efficient compressor motor
Commercial | Com ¦ Indoor Daylight Sensors/Photocell Dimming Control | 2026 | SC B | MW | Before Competition Groups | 0 | 0 | 0 | 849.0368 | 0 | 79 | Commercial_2026_SC B_MW_Before Competition Groups_79 | Indoor Daylight Sensors/Photocell Dimming Control | 0% | 0 | 0 | Commercial_2026_SC B_MW_Before Competition Groups_Indoor Daylight Sensors/Photocell Dimming Control
Commercial | Com ¦ Variable Refrigerant Flow Heat Pump | 2026 | SC B | MW | Before Competition Groups | 0 | 0 | 0 | 849.0368 | 0 | 80 | Commercial_2026_SC B_MW_Before Competition Groups_80 | Variable Refrigerant Flow Heat Pump | 0% | 0 | 0 | Commercial_2026_SC B_MW_Before Competition Groups_Variable Refrigerant Flow Heat Pump
Commercial | Com ¦ ENERGY STAR LED LAMPS (REFLECTOR LAMPs/MR16/PAR 16) | 2026 | SC C | MW | Before Competition Groups | 92.4272 | 0 | 0 | 609.3351 | 0.15169 | 1 | Commercial_2026_SC C_MW_Before Competition Groups_1 | ENERGY STAR LED LAMPS (REFLECTOR LAMPs/MR16/PAR 16) | 15.17% | 0 | 92.4272 | Commercial_2026_SC C_MW_Before Competition Groups_ENERGY STAR LED LAMPS (REFLECTOR LAMPs/MR16/PAR 16)
Commercial | Com ¦ LED Low/High Bay | 2026 | SC C | MW | Before Competition Groups | 83.1174 | 0 | 0 | 609.3351 | 0.13641 | 2 | Commercial_2026_SC C_MW_Before Competition Groups_2 | LED Low/High Bay | 13.64% | 0 | 83.1174 | Commercial_2026_SC C_MW_Before Competition Groups_LED Low/High Bay
Commercial | Com ¦ LED Troffer/Surface/Suspended | 2026 | SC C | MW | Before Competition Groups | 75.9361 | 0 | 0 | 609.3351 | 0.12462 | 3 | Commercial_2026_SC C_MW_Before Competition Groups_3 | LED Troffer/Surface/Suspended | 12.46% | 0 | 75.9361 | Commercial_2026_SC C_MW_Before Competition Groups_LED Troffer/Surface/Suspended
Commercial | Com ¦ LED Replacement Lamp (Tube) | 2026 | SC C | MW | Before Competition Groups | 45.6972 | 0 | 0 | 609.3351 | 0.074995 | 4 | Commercial_2026_SC C_MW_Before Competition Groups_4 | LED Replacement Lamp (Tube) | 7.5% | 0 | 45.6972 | Commercial_2026_SC C_MW_Before Competition Groups_LED Replacement Lamp (Tube)
Commercial | Com ¦ High Efficiency Air Source Heat Pump | 2026 | SC C | MW | Before Competition Groups | 35.9027 | 0 | 0 | 609.3351 | 0.058921 | 5 | Commercial_2026_SC C_MW_Before Competition Groups_5 | High Efficiency Air Source Heat Pump | 5.892% | 0 | 35.9027 | Commercial_2026_SC C_MW_Before Competition Groups_High Efficiency Air Source Heat Pump
Commercial | Com ¦ Building Recommissioning, Operations and Maintenance (O&M) Improvements | 2026 | SC C | MW | Before Competition Groups | 29.0086 | 0 | 0 | 609.3351 | 0.047607 | 6 | Commercial_2026_SC C_MW_Before Competition Groups_6 | Building Recommissioning, Operations and Maintenance (O&M) Improvements | 4.761% | 0 | 29.0086 | Commercial_2026_SC C_MW_Before Competition Groups_Building Recommissioning, Operations and Maintenance (O&M) Improvements
Commercial | Com ¦ Education and Capacity Building/Energy Behavior | 2026 | SC C | MW | Before Competition Groups | 23.6616 | 0 | 0 | 609.3351 | 0.038832 | 7 | Commercial_2026_SC C_MW_Before Competition Groups_7 | Education and Capacity Building/Energy Behavior | 3.883% | 0 | 23.6616 | Commercial_2026_SC C_MW_Before Competition Groups_Education and Capacity Building/Energy Behavior
Commercial | Com ¦ Data Center Storage/Server Virtualization | 2026 | SC C | MW | Before Competition Groups | 18.8791 | 0 | 0 | 609.3351 | 0.030983 | 8 | Commercial_2026_SC C_MW_Before Competition Groups_8 | Data Center Storage/Server Virtualization | 3.098% | 0 | 18.8791 | Commercial_2026_SC C_MW_Before Competition Groups_Data Center Storage/Server Virtualization
Commercial | Com ¦ Unitary Air-Conditioning Unit | 2026 | SC C | MW | Before Competition Groups | 18.4583 | 0 | 0 | 609.3351 | 0.030293 | 9 | Commercial_2026_SC C_MW_Before Competition Groups_9 | Unitary Air-Conditioning Unit | 3.029% | 0 | 18.4583 | Commercial_2026_SC C_MW_Before Competition Groups_Unitary Air-Conditioning Unit
Commercial | Com ¦ LED or Equivalent Sign Lighting | 2026 | SC C | MW | Before Competition Groups | 18.0292 | 0 | 0 | 609.3351 | 0.029588 | 10 | Commercial_2026_SC C_MW_Before Competition Groups_10 | LED or Equivalent Sign Lighting | 2.959% | 0 | 18.0292 | Commercial_2026_SC C_MW_Before Competition Groups_LED or Equivalent Sign Lighting
Commercial | Com ¦ Advanced BAS/Controllers | 2026 | SC C | MW | Before Competition Groups | 17.2063 | 0 | 0 | 609.3351 | 0.028238 | 11 | Commercial_2026_SC C_MW_Before Competition Groups_11 | Advanced BAS/Controllers | 2.824% | 0 | 17.2063 | Commercial_2026_SC C_MW_Before Competition Groups_Advanced BAS/Controllers
Commercial | Com ¦ Reach-in Shaded Pole to ECM/PSC Evaporator Fan Motor | 2026 | SC C | MW | Before Competition Groups | 13.8917 | 0 | 0 | 609.3351 | 0.022798 | 12 | Commercial_2026_SC C_MW_Before Competition Groups_12 | Reach-in Shaded Pole to ECM/PSC Evaporator Fan Motor | 2.28% | 0 | 13.8917 | Commercial_2026_SC C_MW_Before Competition Groups_Reach-in Shaded Pole to ECM/PSC Evaporator Fan Motor
Commercial | Com ¦ ENERGY STAR LED LAMPS (General Service Lamps) | 2026 | SC C | MW | Before Competition Groups | 12.1342 | 0 | 0 | 609.3351 | 0.019914 | 13 | Commercial_2026_SC C_MW_Before Competition Groups_13 | ENERGY STAR LED LAMPS (General Service Lamps) | 1.991% | 0 | 12.1342 | Commercial_2026_SC C_MW_Before Competition Groups_ENERGY STAR LED LAMPS (General Service Lamps)
Commercial | Com ¦ Adaptive Thermostats | 2026 | SC C | MW | Before Competition Groups | 12.1024 | 0 | 0 | 609.3351 | 0.019862 | 14 | Commercial_2026_SC C_MW_Before Competition Groups_14 | Adaptive Thermostats | 1.986% | 0 | 12.1024 | Commercial_2026_SC C_MW_Before Competition Groups_Adaptive Thermostats
Commercial | Com ¦ Refrigerated Display Case Doors | 2026 | SC C | MW | Before Competition Groups | 10.8005 | 0 | 0 | 609.3351 | 0.017725 | 15 | Commercial_2026_SC C_MW_Before Competition Groups_15 | Refrigerated Display Case Doors | 1.772% | 0 | 10.8005 | Commercial_2026_SC C_MW_Before Competition Groups_Refrigerated Display Case Doors
Commercial | Com ¦ Strip Curtains | 2026 | SC C | MW | Before Competition Groups | 10.1775 | 0 | 0 | 609.3351 | 0.016703 | 16 | Commercial_2026_SC C_MW_Before Competition Groups_16 | Strip Curtains | 1.67% | 0 | 10.1775 | Commercial_2026_SC C_MW_Before Competition Groups_Strip Curtains
Commercial | Com ¦ Chilled Water Optimization | 2026 | SC C | MW | Before Competition Groups | 9.0666 | 0 | 0 | 609.3351 | 0.014879 | 17 | Commercial_2026_SC C_MW_Before Competition Groups_17 | Chilled Water Optimization | 1.488% | 0 | 9.0666 | Commercial_2026_SC C_MW_Before Competition Groups_Chilled Water Optimization
Commercial | Com ¦ Furnace Tune-Up | 2026 | SC C | MW | Before Competition Groups | 8.1984 | 0 | 0 | 609.3351 | 0.013455 | 18 | Commercial_2026_SC C_MW_Before Competition Groups_18 | Furnace Tune-Up | 1.345% | 0 | 8.1984 | Commercial_2026_SC C_MW_Before Competition Groups_Furnace Tune-Up
Commercial | Com ¦ Centrally controlled desktop PC/NETWORK PC POWER MANAGEMENT SOFTWARE | 2026 | SC C | MW | Before Competition Groups | 6.7078 | 0 | 0 | 609.3351 | 0.011008 | 19 | Commercial_2026_SC C_MW_Before Competition Groups_19 | Centrally controlled desktop PC/NETWORK PC POWER MANAGEMENT SOFTWARE | 1.101% | 0 | 6.7078 | Commercial_2026_SC C_MW_Before Competition Groups_Centrally controlled desktop PC/NETWORK PC POWER MANAGEMENT SOFTWARE
Commercial | Com ¦ Demand Control Ventilation | 2026 | SC C | MW | Before Competition Groups | 6.6172 | 0 | 0 | 609.3351 | 0.01086 | 20 | Commercial_2026_SC C_MW_Before Competition Groups_20 | Demand Control Ventilation | 1.086% | 0 | 6.6172 | Commercial_2026_SC C_MW_Before Competition Groups_Demand Control Ventilation
Commercial | Com ¦ Variable Frequency Drive (VFD) | 2026 | SC C | MW | Before Competition Groups | 5.7781 | 0 | 0 | 609.3351 | 0.0094826 | 21 | Commercial_2026_SC C_MW_Before Competition Groups_21 | Variable Frequency Drive (VFD) | 0.9483% | 0 | 5.7781 | Commercial_2026_SC C_MW_Before Competition Groups_Variable Frequency Drive (VFD)
Commercial | Com ¦ VFD on Pumps | 2026 | SC C | MW | Before Competition Groups | 5.3954 | 0 | 0 | 609.3351 | 0.0088545 | 22 | Commercial_2026_SC C_MW_Before Competition Groups_22 | VFD on Pumps | 0.8854% | 0 | 5.3954 | Commercial_2026_SC C_MW_Before Competition Groups_VFD on Pumps
Commercial | Com ¦ Refrigerated Display Case LED | 2026 | SC C | MW | Before Competition Groups | 5.3635 | 0 | 0 | 609.3351 | 0.0088023 | 23 | Commercial_2026_SC C_MW_Before Competition Groups_23 | Refrigerated Display Case LED | 0.8802% | 0 | 5.3635 | Commercial_2026_SC C_MW_Before Competition Groups_Refrigerated Display Case LED
Commercial | Com ¦ LED EXTERIOR AREA LIGHTS - LED fixture (200W) | 2026 | SC C | MW | Before Competition Groups | 4.68 | 0 | 0 | 609.3351 | 0.0076805 | 24 | Commercial_2026_SC C_MW_Before Competition Groups_24 | LED EXTERIOR AREA LIGHTS - LED fixture (200W) | 0.768% | 0 | 4.68 | Commercial_2026_SC C_MW_Before Competition Groups_LED EXTERIOR AREA LIGHTS - LED fixture (200W)
Commercial | Com ¦ LED parking lot fixture | 2026 | SC C | MW | Before Competition Groups | 4.5682 | 0 | 0 | 609.3351 | 0.007497 | 25 | Commercial_2026_SC C_MW_Before Competition Groups_25 | LED parking lot fixture | 0.7497% | 0 | 4.5682 | Commercial_2026_SC C_MW_Before Competition Groups_LED parking lot fixture
Commercial | Com ¦ Air Handler with Dedicated Outdoor Air Systems | 2026 | SC C | MW | Before Competition Groups | 3.2135 | 0 | 0 | 609.3351 | 0.0052738 | 26 | Commercial_2026_SC C_MW_Before Competition Groups_26 | Air Handler with Dedicated Outdoor Air Systems | 0.5274% | 0 | 3.2135 | Commercial_2026_SC C_MW_Before Competition Groups_Air Handler with Dedicated Outdoor Air Systems
Commercial | Com ¦ ECM MOTORS FOR EVAPORATOR FANS for refrigeration (WALK-IN) | 2026 | SC C | MW | Before Competition Groups | 2.9566 | 0 | 0 | 609.3351 | 0.0048521 | 27 | Commercial_2026_SC C_MW_Before Competition Groups_27 | ECM MOTORS FOR EVAPORATOR FANS for refrigeration (WALK-IN) | 0.4852% | 0 | 2.9566 | Commercial_2026_SC C_MW_Before Competition Groups_ECM MOTORS FOR EVAPORATOR FANS for refrigeration (WALK-IN)
Commercial | Com ¦ LED street light fixture | 2026 | SC C | MW | Before Competition Groups | 2.7363 | 0 | 0 | 609.3351 | 0.0044906 | 28 | Commercial_2026_SC C_MW_Before Competition Groups_28 | LED street light fixture | 0.4491% | 0 | 2.7363 | Commercial_2026_SC C_MW_Before Competition Groups_LED street light fixture
Commercial | Com ¦ ENERGY STAR Griddle (74% eff) | 2026 | SC C | MW | Before Competition Groups | 2.6629 | 0 | 0 | 609.3351 | 0.0043702 | 29 | Commercial_2026_SC C_MW_Before Competition Groups_29 | ENERGY STAR Griddle (74% eff) | 0.437% | 0 | 2.6629 | Commercial_2026_SC C_MW_Before Competition Groups_ENERGY STAR Griddle (74% eff)
Commercial | Com ¦ Freezer Case Light Sensor | 2026 | SC C | MW | Before Competition Groups | 2.5497 | 0 | 0 | 609.3351 | 0.0041844 | 30 | Commercial_2026_SC C_MW_Before Competition Groups_30 | Freezer Case Light Sensor | 0.4184% | 0 | 2.5497 | Commercial_2026_SC C_MW_Before Competition Groups_Freezer Case Light Sensor
Commercial | Com ¦ Evaporator Fan Controls | 2026 | SC C | MW | Before Competition Groups | 2.484 | 0 | 0 | 609.3351 | 0.0040766 | 31 | Commercial_2026_SC C_MW_Before Competition Groups_31 | Evaporator Fan Controls | 0.4077% | 0 | 2.484 | Commercial_2026_SC C_MW_Before Competition Groups_Evaporator Fan Controls
Commercial | Com ¦ Demand Control Kitchen Ventilation | 2026 | SC C | MW | Before Competition Groups | 2.3402 | 0 | 0 | 609.3351 | 0.0038406 | 32 | Commercial_2026_SC C_MW_Before Competition Groups_32 | Demand Control Kitchen Ventilation | 0.3841% | 0 | 2.3402 | Commercial_2026_SC C_MW_Before Competition Groups_Demand Control Kitchen Ventilation
Commercial | Com ¦ Door Gasket Freezer/Refrigerator | 2026 | SC C | MW | Before Competition Groups | 1.8932 | 0 | 0 | 609.3351 | 0.0031069 | 33 | Commercial_2026_SC C_MW_Before Competition Groups_33 | Door Gasket Freezer/Refrigerator | 0.3107% | 0 | 1.8932 | Commercial_2026_SC C_MW_Before Competition Groups_Door Gasket Freezer/Refrigerator
Commercial | Com ¦ Occupancy Sensors | 2026 | SC C | MW | Before Competition Groups | 1.8418 | 0 | 0 | 609.3351 | 0.0030226 | 34 | Commercial_2026_SC C_MW_Before Competition Groups_34 | Occupancy Sensors | 0.3023% | 0 | 1.8418 | Commercial_2026_SC C_MW_Before Competition Groups_Occupancy Sensors
Commercial | Com ¦ Duct Insulation, R8 | 2026 | SC C | MW | Before Competition Groups | 1.5225 | 0 | 0 | 609.3351 | 0.0024985 | 35 | Commercial_2026_SC C_MW_Before Competition Groups_35 | Duct Insulation, R8 | 0.2499% | 0 | 1.5225 | Commercial_2026_SC C_MW_Before Competition Groups_Duct Insulation, R8
Commercial | Com ¦ Water Source Heat Pump (4 ton) | 2026 | SC C | MW | Before Competition Groups | 1.5159 | 0 | 0 | 609.3351 | 0.0024878 | 36 | Commercial_2026_SC C_MW_Before Competition Groups_36 | Water Source Heat Pump (4 ton) | 0.2488% | 0 | 1.5159 | Commercial_2026_SC C_MW_Before Competition Groups_Water Source Heat Pump (4 ton)
Commercial | Com ¦ Elec Storage WH 2.30 Et | 2026 | SC C | MW | Before Competition Groups | 0.91389 | 0 | 0 | 609.3351 | 0.0014998 | 37 | Commercial_2026_SC C_MW_Before Competition Groups_37 | Elec Storage WH 2.30 Et | 0.15% | 0 | 0.91389 | Commercial_2026_SC C_MW_Before Competition Groups_Elec Storage WH 2.30 Et
Commercial | Com ¦ Temperature Adjustment in Commercial Freezers | 2026 | SC C | MW | Before Competition Groups | 0.90915 | 0 | 0 | 609.3351 | 0.001492 | 38 | Commercial_2026_SC C_MW_Before Competition Groups_38 | Temperature Adjustment in Commercial Freezers | 0.1492% | 0 | 0.90915 | Commercial_2026_SC C_MW_Before Competition Groups_Temperature Adjustment in Commercial Freezers
Commercial | Com ¦ BEVERAGE VENDING MACHINE CONTROLS | 2026 | SC C | MW | Before Competition Groups | 0.86244 | 0 | 0 | 609.3351 | 0.0014154 | 39 | Commercial_2026_SC C_MW_Before Competition Groups_39 | BEVERAGE VENDING MACHINE CONTROLS | 0.1415% | 0 | 0.86244 | Commercial_2026_SC C_MW_Before Competition Groups_BEVERAGE VENDING MACHINE CONTROLS
Commercial | Com ¦ ENERGY STAR Fryer (84% eff) | 2026 | SC C | MW | Before Competition Groups | 0.77982 | 0 | 0 | 609.3351 | 0.0012798 | 40 | Commercial_2026_SC C_MW_Before Competition Groups_40 | ENERGY STAR Fryer (84% eff) | 0.128% | 0 | 0.77982 | Commercial_2026_SC C_MW_Before Competition Groups_ENERGY STAR Fryer (84% eff)
Commercial | Com ¦ CO Sensors for parking garage exhaust fans | 2026 | SC C | MW | Before Competition Groups | 0.77322 | 0 | 0 | 609.3351 | 0.001269 | 41 | Commercial_2026_SC C_MW_Before Competition Groups_41 | CO Sensors for parking garage exhaust fans | 0.1269% | 0 | 0.77322 | Commercial_2026_SC C_MW_Before Competition Groups_CO Sensors for parking garage exhaust fans
Commercial | Com ¦ Vertical Night Covers | 2026 | SC C | MW | Before Competition Groups | 0.75101 | 0 | 0 | 609.3351 | 0.0012325 | 42 | Commercial_2026_SC C_MW_Before Competition Groups_42 | Vertical Night Covers | 0.1233% | 0 | 0.75101 | Commercial_2026_SC C_MW_Before Competition Groups_Vertical Night Covers
Commercial | Com ¦ Energy Efficient Laboratory Fume Hood | 2026 | SC C | MW | Before Competition Groups | 0.71317 | 0 | 0 | 609.3351 | 0.0011704 | 43 | Commercial_2026_SC C_MW_Before Competition Groups_43 | Energy Efficient Laboratory Fume Hood | 0.117% | 0 | 0.71317 | Commercial_2026_SC C_MW_Before Competition Groups_Energy Efficient Laboratory Fume Hood
Commercial | Com ¦ Outside Air Economizer | 2026 | SC C | MW | Before Competition Groups | 0.6333 | 0 | 0 | 609.3351 | 0.0010393 | 44 | Commercial_2026_SC C_MW_Before Competition Groups_44 | Outside Air Economizer | 0.1039% | 0 | 0.6333 | Commercial_2026_SC C_MW_Before Competition Groups_Outside Air Economizer
Commercial | Com ¦ Water Heating (DHW) Pipe Insulation (Add 3/4\ Foam)" | 2026 | SC C | MW | Before Competition Groups | 0.5768 | 0 | 0 | 609.3351 | 0.00094661 | 45 | Commercial_2026_SC C_MW_Before Competition Groups_45 | Water Heating (DHW) Pipe Insulation (Add 3/4\ Foam)" | 0.09466% | 0 | 0.5768 | Commercial_2026_SC C_MW_Before Competition Groups_Water Heating (DHW) Pipe Insulation (Add 3/4\ Foam)"
Commercial | Com ¦ Thermostat Setback | 2026 | SC C | MW | Before Competition Groups | 0.53881 | 0 | 0 | 609.3351 | 0.00088426 | 46 | Commercial_2026_SC C_MW_Before Competition Groups_46 | Thermostat Setback | 0.08843% | 0 | 0.53881 | Commercial_2026_SC C_MW_Before Competition Groups_Thermostat Setback
Commercial | Com ¦ ENERGY STAR Steam Cookers | 2026 | SC C | MW | Before Competition Groups | 0.49865 | 0 | 0 | 609.3351 | 0.00081835 | 47 | Commercial_2026_SC C_MW_Before Competition Groups_47 | ENERGY STAR Steam Cookers | 0.08183% | 0 | 0.49865 | Commercial_2026_SC C_MW_Before Competition Groups_ENERGY STAR Steam Cookers
Commercial | Com ¦ Suction Pipe Insulation Freezer/Refrigerator | 2026 | SC C | MW | Before Competition Groups | 0.39099 | 0 | 0 | 609.3351 | 0.00064167 | 48 | Commercial_2026_SC C_MW_Before Competition Groups_48 | Suction Pipe Insulation Freezer/Refrigerator | 0.06417% | 0 | 0.39099 | Commercial_2026_SC C_MW_Before Competition Groups_Suction Pipe Insulation Freezer/Refrigerator
Commercial | Com ¦ ENERGY STAR Dishwasher | 2026 | SC C | MW | Before Competition Groups | 0.35792 | 0 | 0 | 609.3351 | 0.00058739 | 49 | Commercial_2026_SC C_MW_Before Competition Groups_49 | ENERGY STAR Dishwasher | 0.05874% | 0 | 0.35792 | Commercial_2026_SC C_MW_Before Competition Groups_ENERGY STAR Dishwasher
Commercial | Com ¦ Ozone Laundry Treatment | 2026 | SC C | MW | Before Competition Groups | 0.18838 | 0 | 0 | 609.3351 | 0.00030916 | 50 | Commercial_2026_SC C_MW_Before Competition Groups_50 | Ozone Laundry Treatment | 0.03092% | 0 | 0.18838 | Commercial_2026_SC C_MW_Before Competition Groups_Ozone Laundry Treatment
Commercial | Com ¦ Condensing Make Up Air Unit | 2026 | SC C | MW | Before Competition Groups | 0.1493 | 0 | 0 | 609.3351 | 0.00024502 | 51 | Commercial_2026_SC C_MW_Before Competition Groups_51 | Condensing Make Up Air Unit | 0.0245% | 0 | 0.1493 | Commercial_2026_SC C_MW_Before Competition Groups_Condensing Make Up Air Unit
Commercial | Com ¦ ECM MOTORS FOR HVAC APPLICATION (FAN-POWERED VAV BOX) | 2026 | SC C | MW | Before Competition Groups | 0.088269 | 0 | 0 | 609.3351 | 0.00014486 | 52 | Commercial_2026_SC C_MW_Before Competition Groups_52 | ECM MOTORS FOR HVAC APPLICATION (FAN-POWERED VAV BOX) | 0.01449% | 0 | 0.088269 | Commercial_2026_SC C_MW_Before Competition Groups_ECM MOTORS FOR HVAC APPLICATION (FAN-POWERED VAV BOX)
Commercial | Com ¦ LLLC - High Impact Application | 2026 | SC C | MW | Before Competition Groups | 0.08639 | 0 | 0 | 609.3351 | 0.00014178 | 53 | Commercial_2026_SC C_MW_Before Competition Groups_53 | LLLC - High Impact Application | 0.01418% | 0 | 0.08639 | Commercial_2026_SC C_MW_Before Competition Groups_LLLC - High Impact Application
Commercial | COM ¦ Ductless Mini-Split Heat Pumps | 2026 | SC C | MW | Before Competition Groups | 0.0783 | 0 | 0 | 609.3351 | 0.0001285 | 54 | Commercial_2026_SC C_MW_Before Competition Groups_54 | Ductless Mini-Split Heat Pumps | 0.01285% | 0 | 0.0783 | Commercial_2026_SC C_MW_Before Competition Groups_Ductless Mini-Split Heat Pumps
Commercial | Com ¦ CEE Tier 2/Energy Star Clothes Washers | 2026 | SC C | MW | Before Competition Groups | 0.070954 | 0 | 0 | 609.3351 | 0.00011645 | 55 | Commercial_2026_SC C_MW_Before Competition Groups_55 | CEE Tier 2/Energy Star Clothes Washers | 0.01164% | 0 | 0.070954 | Commercial_2026_SC C_MW_Before Competition Groups_CEE Tier 2/Energy Star Clothes Washers
Commercial | Com ¦ HVAC Optimization | 2026 | SC C | MW | Before Competition Groups | 0.062346 | 0 | 0 | 609.3351 | 0.00010232 | 56 | Commercial_2026_SC C_MW_Before Competition Groups_56 | HVAC Optimization | 0.01023% | 0 | 0.062346 | Commercial_2026_SC C_MW_Before Competition Groups_HVAC Optimization
Commercial | Com ¦ LLLC - Low Impact Application | 2026 | SC C | MW | Before Competition Groups | 0.057096 | 0 | 0 | 609.3351 | 9.3702e-05 | 57 | Commercial_2026_SC C_MW_Before Competition Groups_57 | LLLC - Low Impact Application | 0.00937% | 0 | 0.057096 | Commercial_2026_SC C_MW_Before Competition Groups_LLLC - Low Impact Application
Commercial | Com ¦ PTAC (12 EER/10,000 BTU) | 2026 | SC C | MW | Before Competition Groups | 0.050058 | 0 | 0 | 609.3351 | 8.2152e-05 | 58 | Commercial_2026_SC C_MW_Before Competition Groups_58 | PTAC (12 EER/10,000 BTU) | 0.008215% | 0 | 0.050058 | Commercial_2026_SC C_MW_Before Competition Groups_PTAC (12 EER/10,000 BTU)
Commercial | Com ¦ Auto Off Time Switch or Time Clock control | 2026 | SC C | MW | Before Competition Groups | 0.042495 | 0 | 0 | 609.3351 | 6.974e-05 | 59 | Commercial_2026_SC C_MW_Before Competition Groups_59 | Auto Off Time Switch or Time Clock control | 0.006974% | 0 | 0.042495 | Commercial_2026_SC C_MW_Before Competition Groups_Auto Off Time Switch or Time Clock control
Commercial | Com ¦ Low Flow Pre-Rinse Spray Nozzle | 2026 | SC C | MW | Before Competition Groups | 0.040246 | 0 | 0 | 609.3351 | 6.6049e-05 | 60 | Commercial_2026_SC C_MW_Before Competition Groups_60 | Low Flow Pre-Rinse Spray Nozzle | 0.006605% | 0 | 0.040246 | Commercial_2026_SC C_MW_Before Competition Groups_Low Flow Pre-Rinse Spray Nozzle
Commercial | Com ¦ Demand controlled Circulating Systems | 2026 | SC C | MW | Before Competition Groups | 0.039299 | 0 | 0 | 609.3351 | 6.4495e-05 | 61 | Commercial_2026_SC C_MW_Before Competition Groups_61 | Demand controlled Circulating Systems | 0.006449% | 0 | 0.039299 | Commercial_2026_SC C_MW_Before Competition Groups_Demand controlled Circulating Systems
Commercial | Com ¦ Notched V belts for HVAC Systems | 2026 | SC C | MW | Before Competition Groups | 0.034618 | 0 | 0 | 609.3351 | 5.6813e-05 | 62 | Commercial_2026_SC C_MW_Before Competition Groups_62 | Notched V belts for HVAC Systems | 0.005681% | 0 | 0.034618 | Commercial_2026_SC C_MW_Before Competition Groups_Notched V belts for HVAC Systems
Commercial | Com ¦ Solar Water Preheat (Pools/DHW) | 2026 | SC C | MW | Before Competition Groups | 0.025095 | 0 | 0 | 609.3351 | 4.1185e-05 | 63 | Commercial_2026_SC C_MW_Before Competition Groups_63 | Solar Water Preheat (Pools/DHW) | 0.004118% | 0 | 0.025095 | Commercial_2026_SC C_MW_Before Competition Groups_Solar Water Preheat (Pools/DHW)
Commercial | Com ¦ Commercial Hot Food Holding Cabinets | 2026 | SC C | MW | Before Competition Groups | 0.021691 | 0 | 0 | 609.3351 | 3.5597e-05 | 64 | Commercial_2026_SC C_MW_Before Competition Groups_64 | Commercial Hot Food Holding Cabinets | 0.00356% | 0 | 0.021691 | Commercial_2026_SC C_MW_Before Competition Groups_Commercial Hot Food Holding Cabinets
Commercial | Com ¦ High Efficiency Chiller (avg of water and air cooled) | 2026 | SC C | MW | Before Competition Groups | 0.015766 | 0 | 0 | 609.3351 | 2.5875e-05 | 65 | Commercial_2026_SC C_MW_Before Competition Groups_65 | High Efficiency Chiller (avg of water and air cooled) | 0.002587% | 0 | 0.015766 | Commercial_2026_SC C_MW_Before Competition Groups_High Efficiency Chiller (avg of water and air cooled)
Commercial | Com ¦ Wall Insulation | 2026 | SC C | MW | Before Competition Groups | 0.013803 | 0 | 0 | 609.3351 | 2.2652e-05 | 66 | Commercial_2026_SC C_MW_Before Competition Groups_66 | Wall Insulation | 0.002265% | 0 | 0.013803 | Commercial_2026_SC C_MW_Before Competition Groups_Wall Insulation
Commercial | Com ¦ Condensing Unit Heaters or other Efficient Unit Heating System | 2026 | SC C | MW | Before Competition Groups | 0.012983 | 0 | 0 | 609.3351 | 2.1306e-05 | 67 | Commercial_2026_SC C_MW_Before Competition Groups_67 | Condensing Unit Heaters or other Efficient Unit Heating System | 0.002131% | 0 | 0.012983 | Commercial_2026_SC C_MW_Before Competition Groups_Condensing Unit Heaters or other Efficient Unit Heating System
Commercial | Com ¦ Air Curtains | 2026 | SC C | MW | Before Competition Groups | 0.01044 | 0 | 0 | 609.3351 | 1.7133e-05 | 68 | Commercial_2026_SC C_MW_Before Competition Groups_68 | Air Curtains | 0.001713% | 0 | 0.01044 | Commercial_2026_SC C_MW_Before Competition Groups_Air Curtains
Commercial | Com ¦ VSD Air Compressor | 2026 | SC C | MW | Before Competition Groups | 0.010259 | 0 | 0 | 609.3351 | 1.6837e-05 | 69 | Commercial_2026_SC C_MW_Before Competition Groups_69 | VSD Air Compressor | 0.001684% | 0 | 0.010259 | Commercial_2026_SC C_MW_Before Competition Groups_VSD Air Compressor
Commercial | Com ¦ Room AC (w/ louvered sides) 14 SEER from 12 SEER code | 2026 | SC C | MW | Before Competition Groups | 0.0065725 | 0 | 0 | 609.3351 | 1.0786e-05 | 70 | Commercial_2026_SC C_MW_Before Competition Groups_70 | Room AC (w/ louvered sides) 14 SEER from 12 SEER code | 0.001079% | 0 | 0.0065725 | Commercial_2026_SC C_MW_Before Competition Groups_Room AC (w/ louvered sides) 14 SEER from 12 SEER code
Commercial | Com ¦ LED RECESSED DOWNLIGHTS | 2026 | SC C | MW | Before Competition Groups | 0.0038326 | 0 | 0 | 609.3351 | 6.2897e-06 | 71 | Commercial_2026_SC C_MW_Before Competition Groups_71 | LED RECESSED DOWNLIGHTS | 0.000629% | 0 | 0.0038326 | Commercial_2026_SC C_MW_Before Competition Groups_LED RECESSED DOWNLIGHTS
Commercial | Com ¦ Energy Recovery Ventilation and Ventilation (Enhanced) | 2026 | SC C | MW | Before Competition Groups | 0.003351 | 0 | 0 | 609.3351 | 5.4995e-06 | 72 | Commercial_2026_SC C_MW_Before Competition Groups_72 | Energy Recovery Ventilation and Ventilation (Enhanced) | 0.0005499% | 0 | 0.003351 | Commercial_2026_SC C_MW_Before Competition Groups_Energy Recovery Ventilation and Ventilation (Enhanced)
Commercial | Com ¦ High Efficiency Small Instantaneous Water Heater | 2026 | SC C | MW | Before Competition Groups | 0.0013648 | 0 | 0 | 609.3351 | 2.2398e-06 | 73 | Commercial_2026_SC C_MW_Before Competition Groups_73 | High Efficiency Small Instantaneous Water Heater | 0.000224% | 0 | 0.0013648 | Commercial_2026_SC C_MW_Before Competition Groups_High Efficiency Small Instantaneous Water Heater
Commercial | Com ¦ EC Plug Fan for Data Center (under cabinet) | 2026 | SC C | MW | Before Competition Groups | 0.0011371 | 0 | 0 | 609.3351 | 1.8662e-06 | 74 | Commercial_2026_SC C_MW_Before Competition Groups_74 | EC Plug Fan for Data Center (under cabinet) | 0.0001866% | 0 | 0.0011371 | Commercial_2026_SC C_MW_Before Competition Groups_EC Plug Fan for Data Center (under cabinet)
Commercial | Com ¦ Networked/Connected - High Impact Application | 2026 | SC C | MW | Before Competition Groups | 0.00024697 | 0 | 0 | 609.3351 | 4.0531e-07 | 75 | Commercial_2026_SC C_MW_Before Competition Groups_75 | Networked/Connected - High Impact Application | 4.053e-05% | 0 | 0.00024697 | Commercial_2026_SC C_MW_Before Competition Groups_Networked/Connected - High Impact Application
Commercial | Com ¦ Electric Convection Combination Ovens | 2026 | SC C | MW | Before Competition Groups | 0.00018058 | 0 | 0 | 609.3351 | 2.9635e-07 | 76 | Commercial_2026_SC C_MW_Before Competition Groups_76 | Electric Convection Combination Ovens | 2.964e-05% | 0 | 0.00018058 | Commercial_2026_SC C_MW_Before Competition Groups_Electric Convection Combination Ovens
Commercial | Com ¦ Networked/Connected - Low Impact Application | 2026 | SC C | MW | Before Competition Groups | 1.2021e-05 | 0 | 0 | 609.3351 | 1.9728e-08 | 77 | Commercial_2026_SC C_MW_Before Competition Groups_77 | Networked/Connected - Low Impact Application | 1.973e-06% | 0 | 1.2021e-05 | Commercial_2026_SC C_MW_Before Competition Groups_Networked/Connected - Low Impact Application
Commercial | Com ¦ Efficient compressor motor | 2026 | SC C | MW | Before Competition Groups | 0 | 0 | 0 | 609.3351 | 0 | 78 | Commercial_2026_SC C_MW_Before Competition Groups_78 | Efficient compressor motor | 0% | 0 | 0 | Commercial_2026_SC C_MW_Before Competition Groups_Efficient compressor motor
Commercial | Com ¦ Indoor Daylight Sensors/Photocell Dimming Control | 2026 | SC C | MW | Before Competition Groups | 0 | 0 | 0 | 609.3351 | 0 | 79 | Commercial_2026_SC C_MW_Before Competition Groups_79 | Indoor Daylight Sensors/Photocell Dimming Control | 0% | 0 | 0 | Commercial_2026_SC C_MW_Before Competition Groups_Indoor Daylight Sensors/Photocell Dimming Control
Commercial | Com ¦ Variable Refrigerant Flow Heat Pump | 2026 | SC C | MW | Before Competition Groups | 0 | 0 | 0 | 609.3351 | 0 | 80 | Commercial_2026_SC C_MW_Before Competition Groups_80 | Variable Refrigerant Flow Heat Pump | 0% | 0 | 0 | Commercial_2026_SC C_MW_Before Competition Groups_Variable Refrigerant Flow Heat Pump
Commercial | Com ¦ ENERGY STAR LED LAMPS (REFLECTOR LAMPs/MR16/PAR 16) | 2026 | SC D | MW | Before Competition Groups | 92.4254 | 0 | 0 | 562.6332 | 0.16427 | 1 | Commercial_2026_SC D_MW_Before Competition Groups_1 | ENERGY STAR LED LAMPS (REFLECTOR LAMPs/MR16/PAR 16) | 16.43% | 0 | 92.4254 | Commercial_2026_SC D_MW_Before Competition Groups_ENERGY STAR LED LAMPS (REFLECTOR LAMPs/MR16/PAR 16)
Commercial | Com ¦ LED Low/High Bay | 2026 | SC D | MW | Before Competition Groups | 68.4578 | 0 | 0 | 562.6332 | 0.12167 | 2 | Commercial_2026_SC D_MW_Before Competition Groups_2 | LED Low/High Bay | 12.17% | 0 | 68.4578 | Commercial_2026_SC D_MW_Before Competition Groups_LED Low/High Bay
Commercial | Com ¦ LED Troffer/Surface/Suspended | 2026 | SC D | MW | Before Competition Groups | 61.5547 | 0 | 0 | 562.6332 | 0.1094 | 3 | Commercial_2026_SC D_MW_Before Competition Groups_3 | LED Troffer/Surface/Suspended | 10.94% | 0 | 61.5547 | Commercial_2026_SC D_MW_Before Competition Groups_LED Troffer/Surface/Suspended
Commercial | Com ¦ LED Replacement Lamp (Tube) | 2026 | SC D | MW | Before Competition Groups | 45.6972 | 0 | 0 | 562.6332 | 0.08122 | 4 | Commercial_2026_SC D_MW_Before Competition Groups_4 | LED Replacement Lamp (Tube) | 8.122% | 0 | 45.6972 | Commercial_2026_SC D_MW_Before Competition Groups_LED Replacement Lamp (Tube)
Commercial | Com ¦ High Efficiency Air Source Heat Pump | 2026 | SC D | MW | Before Competition Groups | 35.9027 | 0 | 0 | 562.6332 | 0.063812 | 5 | Commercial_2026_SC D_MW_Before Competition Groups_5 | High Efficiency Air Source Heat Pump | 6.381% | 0 | 35.9027 | Commercial_2026_SC D_MW_Before Competition Groups_High Efficiency Air Source Heat Pump
Commercial | Com ¦ Building Recommissioning, Operations and Maintenance (O&M) Improvements | 2026 | SC D | MW | Before Competition Groups | 28.8908 | 0 | 0 | 562.6332 | 0.051349 | 6 | Commercial_2026_SC D_MW_Before Competition Groups_6 | Building Recommissioning, Operations and Maintenance (O&M) Improvements | 5.135% | 0 | 28.8908 | Commercial_2026_SC D_MW_Before Competition Groups_Building Recommissioning, Operations and Maintenance (O&M) Improvements
Commercial | Com ¦ Education and Capacity Building/Energy Behavior | 2026 | SC D | MW | Before Competition Groups | 23.6616 | 0 | 0 | 562.6332 | 0.042055 | 7 | Commercial_2026_SC D_MW_Before Competition Groups_7 | Education and Capacity Building/Energy Behavior | 4.206% | 0 | 23.6616 | Commercial_2026_SC D_MW_Before Competition Groups_Education and Capacity Building/Energy Behavior
Commercial | Com ¦ Data Center Storage/Server Virtualization | 2026 | SC D | MW | Before Competition Groups | 18.8791 | 0 | 0 | 562.6332 | 0.033555 | 8 | Commercial_2026_SC D_MW_Before Competition Groups_8 | Data Center Storage/Server Virtualization | 3.355% | 0 | 18.8791 | Commercial_2026_SC D_MW_Before Competition Groups_Data Center Storage/Server Virtualization
Commercial | Com ¦ Advanced BAS/Controllers | 2026 | SC D | MW | Before Competition Groups | 18.1435 | 0 | 0 | 562.6332 | 0.032247 | 9 | Commercial_2026_SC D_MW_Before Competition Groups_9 | Advanced BAS/Controllers | 3.225% | 0 | 18.1435 | Commercial_2026_SC D_MW_Before Competition Groups_Advanced BAS/Controllers
Commercial | Com ¦ Unitary Air-Conditioning Unit | 2026 | SC D | MW | Before Competition Groups | 16.0473 | 0 | 0 | 562.6332 | 0.028522 | 10 | Commercial_2026_SC D_MW_Before Competition Groups_10 | Unitary Air-Conditioning Unit | 2.852% | 0 | 16.0473 | Commercial_2026_SC D_MW_Before Competition Groups_Unitary Air-Conditioning Unit
Commercial | Com ¦ Reach-in Shaded Pole to ECM/PSC Evaporator Fan Motor | 2026 | SC D | MW | Before Competition Groups | 13.8917 | 0 | 0 | 562.6332 | 0.02469 | 11 | Commercial_2026_SC D_MW_Before Competition Groups_11 | Reach-in Shaded Pole to ECM/PSC Evaporator Fan Motor | 2.469% | 0 | 13.8917 | Commercial_2026_SC D_MW_Before Competition Groups_Reach-in Shaded Pole to ECM/PSC Evaporator Fan Motor
Commercial | Com ¦ ENERGY STAR LED LAMPS (General Service Lamps) | 2026 | SC D | MW | Before Competition Groups | 12.1337 | 0 | 0 | 562.6332 | 0.021566 | 12 | Commercial_2026_SC D_MW_Before Competition Groups_12 | ENERGY STAR LED LAMPS (General Service Lamps) | 2.157% | 0 | 12.1337 | Commercial_2026_SC D_MW_Before Competition Groups_ENERGY STAR LED LAMPS (General Service Lamps)
Commercial | Com ¦ LED or Equivalent Sign Lighting | 2026 | SC D | MW | Before Competition Groups | 11.9371 | 0 | 0 | 562.6332 | 0.021216 | 13 | Commercial_2026_SC D_MW_Before Competition Groups_13 | LED or Equivalent Sign Lighting | 2.122% | 0 | 11.9371 | Commercial_2026_SC D_MW_Before Competition Groups_LED or Equivalent Sign Lighting
Commercial | Com ¦ Adaptive Thermostats | 2026 | SC D | MW | Before Competition Groups | 11.5588 | 0 | 0 | 562.6332 | 0.020544 | 14 | Commercial_2026_SC D_MW_Before Competition Groups_14 | Adaptive Thermostats | 2.054% | 0 | 11.5588 | Commercial_2026_SC D_MW_Before Competition Groups_Adaptive Thermostats
Commercial | Com ¦ Strip Curtains | 2026 | SC D | MW | Before Competition Groups | 10.1731 | 0 | 0 | 562.6332 | 0.018081 | 15 | Commercial_2026_SC D_MW_Before Competition Groups_15 | Strip Curtains | 1.808% | 0 | 10.1731 | Commercial_2026_SC D_MW_Before Competition Groups_Strip Curtains
Commercial | Com ¦ Chilled Water Optimization | 2026 | SC D | MW | Before Competition Groups | 9.0666 | 0 | 0 | 562.6332 | 0.016115 | 16 | Commercial_2026_SC D_MW_Before Competition Groups_16 | Chilled Water Optimization | 1.611% | 0 | 9.0666 | Commercial_2026_SC D_MW_Before Competition Groups_Chilled Water Optimization
Commercial | Com ¦ Furnace Tune-Up | 2026 | SC D | MW | Before Competition Groups | 8.1984 | 0 | 0 | 562.6332 | 0.014571 | 17 | Commercial_2026_SC D_MW_Before Competition Groups_17 | Furnace Tune-Up | 1.457% | 0 | 8.1984 | Commercial_2026_SC D_MW_Before Competition Groups_Furnace Tune-Up
Commercial | Com ¦ Refrigerated Display Case Doors | 2026 | SC D | MW | Before Competition Groups | 7.8812 | 0 | 0 | 562.6332 | 0.014008 | 18 | Commercial_2026_SC D_MW_Before Competition Groups_18 | Refrigerated Display Case Doors | 1.401% | 0 | 7.8812 | Commercial_2026_SC D_MW_Before Competition Groups_Refrigerated Display Case Doors
Commercial | Com ¦ Centrally controlled desktop PC/NETWORK PC POWER MANAGEMENT SOFTWARE | 2026 | SC D | MW | Before Competition Groups | 6.7005 | 0 | 0 | 562.6332 | 0.011909 | 19 | Commercial_2026_SC D_MW_Before Competition Groups_19 | Centrally controlled desktop PC/NETWORK PC POWER MANAGEMENT SOFTWARE | 1.191% | 0 | 6.7005 | Commercial_2026_SC D_MW_Before Competition Groups_Centrally controlled desktop PC/NETWORK PC POWER MANAGEMENT SOFTWARE
Commercial | Com ¦ Variable Frequency Drive (VFD) | 2026 | SC D | MW | Before Competition Groups | 5.6046 | 0 | 0 | 562.6332 | 0.0099614 | 20 | Commercial_2026_SC D_MW_Before Competition Groups_20 | Variable Frequency Drive (VFD) | 0.9961% | 0 | 5.6046 | Commercial_2026_SC D_MW_Before Competition Groups_Variable Frequency Drive (VFD)
Commercial | Com ¦ VFD on Pumps | 2026 | SC D | MW | Before Competition Groups | 5.2002 | 0 | 0 | 562.6332 | 0.0092426 | 21 | Commercial_2026_SC D_MW_Before Competition Groups_21 | VFD on Pumps | 0.9243% | 0 | 5.2002 | Commercial_2026_SC D_MW_Before Competition Groups_VFD on Pumps
Commercial | Com ¦ Demand Control Ventilation | 2026 | SC D | MW | Before Competition Groups | 5.1239 | 0 | 0 | 562.6332 | 0.009107 | 22 | Commercial_2026_SC D_MW_Before Competition Groups_22 | Demand Control Ventilation | 0.9107% | 0 | 5.1239 | Commercial_2026_SC D_MW_Before Competition Groups_Demand Control Ventilation
Commercial | Com ¦ Refrigerated Display Case LED | 2026 | SC D | MW | Before Competition Groups | 4.6685 | 0 | 0 | 562.6332 | 0.0082975 | 23 | Commercial_2026_SC D_MW_Before Competition Groups_23 | Refrigerated Display Case LED | 0.8298% | 0 | 4.6685 | Commercial_2026_SC D_MW_Before Competition Groups_Refrigerated Display Case LED
Commercial | Com ¦ LED parking lot fixture | 2026 | SC D | MW | Before Competition Groups | 4.5682 | 0 | 0 | 562.6332 | 0.0081193 | 24 | Commercial_2026_SC D_MW_Before Competition Groups_24 | LED parking lot fixture | 0.8119% | 0 | 4.5682 | Commercial_2026_SC D_MW_Before Competition Groups_LED parking lot fixture
Commercial | Com ¦ LED EXTERIOR AREA LIGHTS - LED fixture (200W) | 2026 | SC D | MW | Before Competition Groups | 4.5346 | 0 | 0 | 562.6332 | 0.0080596 | 25 | Commercial_2026_SC D_MW_Before Competition Groups_25 | LED EXTERIOR AREA LIGHTS - LED fixture (200W) | 0.806% | 0 | 4.5346 | Commercial_2026_SC D_MW_Before Competition Groups_LED EXTERIOR AREA LIGHTS - LED fixture (200W)
Commercial | Com ¦ ECM MOTORS FOR EVAPORATOR FANS for refrigeration (WALK-IN) | 2026 | SC D | MW | Before Competition Groups | 2.9222 | 0 | 0 | 562.6332 | 0.0051938 | 26 | Commercial_2026_SC D_MW_Before Competition Groups_26 | ECM MOTORS FOR EVAPORATOR FANS for refrigeration (WALK-IN) | 0.5194% | 0 | 2.9222 | Commercial_2026_SC D_MW_Before Competition Groups_ECM MOTORS FOR EVAPORATOR FANS for refrigeration (WALK-IN)
Commercial | Com ¦ ENERGY STAR Griddle (74% eff) | 2026 | SC D | MW | Before Competition Groups | 2.6629 | 0 | 0 | 562.6332 | 0.004733 | 27 | Commercial_2026_SC D_MW_Before Competition Groups_27 | ENERGY STAR Griddle (74% eff) | 0.4733% | 0 | 2.6629 | Commercial_2026_SC D_MW_Before Competition Groups_ENERGY STAR Griddle (74% eff)
Commercial | Com ¦ Evaporator Fan Controls | 2026 | SC D | MW | Before Competition Groups | 2.484 | 0 | 0 | 562.6332 | 0.004415 | 28 | Commercial_2026_SC D_MW_Before Competition Groups_28 | Evaporator Fan Controls | 0.4415% | 0 | 2.484 | Commercial_2026_SC D_MW_Before Competition Groups_Evaporator Fan Controls
Commercial | Com ¦ Air Handler with Dedicated Outdoor Air Systems | 2026 | SC D | MW | Before Competition Groups | 2.4078 | 0 | 0 | 562.6332 | 0.0042796 | 29 | Commercial_2026_SC D_MW_Before Competition Groups_29 | Air Handler with Dedicated Outdoor Air Systems | 0.428% | 0 | 2.4078 | Commercial_2026_SC D_MW_Before Competition Groups_Air Handler with Dedicated Outdoor Air Systems
Commercial | Com ¦ Demand Control Kitchen Ventilation | 2026 | SC D | MW | Before Competition Groups | 2.168 | 0 | 0 | 562.6332 | 0.0038533 | 30 | Commercial_2026_SC D_MW_Before Competition Groups_30 | Demand Control Kitchen Ventilation | 0.3853% | 0 | 2.168 | Commercial_2026_SC D_MW_Before Competition Groups_Demand Control Kitchen Ventilation
Commercial | Com ¦ LED street light fixture | 2026 | SC D | MW | Before Competition Groups | 2.0346 | 0 | 0 | 562.6332 | 0.0036163 | 31 | Commercial_2026_SC D_MW_Before Competition Groups_31 | LED street light fixture | 0.3616% | 0 | 2.0346 | Commercial_2026_SC D_MW_Before Competition Groups_LED street light fixture
Commercial | Com ¦ Occupancy Sensors | 2026 | SC D | MW | Before Competition Groups | 1.8418 | 0 | 0 | 562.6332 | 0.0032734 | 32 | Commercial_2026_SC D_MW_Before Competition Groups_32 | Occupancy Sensors | 0.3273% | 0 | 1.8418 | Commercial_2026_SC D_MW_Before Competition Groups_Occupancy Sensors
Commercial | Com ¦ Freezer Case Light Sensor | 2026 | SC D | MW | Before Competition Groups | 1.7493 | 0 | 0 | 562.6332 | 0.0031091 | 33 | Commercial_2026_SC D_MW_Before Competition Groups_33 | Freezer Case Light Sensor | 0.3109% | 0 | 1.7493 | Commercial_2026_SC D_MW_Before Competition Groups_Freezer Case Light Sensor
Commercial | Com ¦ Door Gasket Freezer/Refrigerator | 2026 | SC D | MW | Before Competition Groups | 1.7267 | 0 | 0 | 562.6332 | 0.003069 | 34 | Commercial_2026_SC D_MW_Before Competition Groups_34 | Door Gasket Freezer/Refrigerator | 0.3069% | 0 | 1.7267 | Commercial_2026_SC D_MW_Before Competition Groups_Door Gasket Freezer/Refrigerator
Commercial | Com ¦ Duct Insulation, R8 | 2026 | SC D | MW | Before Competition Groups | 1.5138 | 0 | 0 | 562.6332 | 0.0026906 | 35 | Commercial_2026_SC D_MW_Before Competition Groups_35 | Duct Insulation, R8 | 0.2691% | 0 | 1.5138 | Commercial_2026_SC D_MW_Before Competition Groups_Duct Insulation, R8
Commercial | Com ¦ Water Source Heat Pump (4 ton) | 2026 | SC D | MW | Before Competition Groups | 1.2671 | 0 | 0 | 562.6332 | 0.0022521 | 36 | Commercial_2026_SC D_MW_Before Competition Groups_36 | Water Source Heat Pump (4 ton) | 0.2252% | 0 | 1.2671 | Commercial_2026_SC D_MW_Before Competition Groups_Water Source Heat Pump (4 ton)
Commercial | Com ¦ Temperature Adjustment in Commercial Freezers | 2026 | SC D | MW | Before Competition Groups | 0.90915 | 0 | 0 | 562.6332 | 0.0016159 | 37 | Commercial_2026_SC D_MW_Before Competition Groups_37 | Temperature Adjustment in Commercial Freezers | 0.1616% | 0 | 0.90915 | Commercial_2026_SC D_MW_Before Competition Groups_Temperature Adjustment in Commercial Freezers
Commercial | Com ¦ BEVERAGE VENDING MACHINE CONTROLS | 2026 | SC D | MW | Before Competition Groups | 0.82744 | 0 | 0 | 562.6332 | 0.0014707 | 38 | Commercial_2026_SC D_MW_Before Competition Groups_38 | BEVERAGE VENDING MACHINE CONTROLS | 0.1471% | 0 | 0.82744 | Commercial_2026_SC D_MW_Before Competition Groups_BEVERAGE VENDING MACHINE CONTROLS
Commercial | Com ¦ Elec Storage WH 2.30 Et | 2026 | SC D | MW | Before Competition Groups | 0.81839 | 0 | 0 | 562.6332 | 0.0014546 | 39 | Commercial_2026_SC D_MW_Before Competition Groups_39 | Elec Storage WH 2.30 Et | 0.1455% | 0 | 0.81839 | Commercial_2026_SC D_MW_Before Competition Groups_Elec Storage WH 2.30 Et
Commercial | Com ¦ ENERGY STAR Fryer (84% eff) | 2026 | SC D | MW | Before Competition Groups | 0.77421 | 0 | 0 | 562.6332 | 0.001376 | 40 | Commercial_2026_SC D_MW_Before Competition Groups_40 | ENERGY STAR Fryer (84% eff) | 0.1376% | 0 | 0.77421 | Commercial_2026_SC D_MW_Before Competition Groups_ENERGY STAR Fryer (84% eff)
Commercial | Com ¦ Vertical Night Covers | 2026 | SC D | MW | Before Competition Groups | 0.71368 | 0 | 0 | 562.6332 | 0.0012685 | 41 | Commercial_2026_SC D_MW_Before Competition Groups_41 | Vertical Night Covers | 0.1268% | 0 | 0.71368 | Commercial_2026_SC D_MW_Before Competition Groups_Vertical Night Covers
Commercial | Com ¦ Outside Air Economizer | 2026 | SC D | MW | Before Competition Groups | 0.6333 | 0 | 0 | 562.6332 | 0.0011256 | 42 | Commercial_2026_SC D_MW_Before Competition Groups_42 | Outside Air Economizer | 0.1126% | 0 | 0.6333 | Commercial_2026_SC D_MW_Before Competition Groups_Outside Air Economizer
Commercial | Com ¦ CO Sensors for parking garage exhaust fans | 2026 | SC D | MW | Before Competition Groups | 0.60672 | 0 | 0 | 562.6332 | 0.0010784 | 43 | Commercial_2026_SC D_MW_Before Competition Groups_43 | CO Sensors for parking garage exhaust fans | 0.1078% | 0 | 0.60672 | Commercial_2026_SC D_MW_Before Competition Groups_CO Sensors for parking garage exhaust fans
Commercial | Com ¦ Energy Efficient Laboratory Fume Hood | 2026 | SC D | MW | Before Competition Groups | 0.5826 | 0 | 0 | 562.6332 | 0.0010355 | 44 | Commercial_2026_SC D_MW_Before Competition Groups_44 | Energy Efficient Laboratory Fume Hood | 0.1035% | 0 | 0.5826 | Commercial_2026_SC D_MW_Before Competition Groups_Energy Efficient Laboratory Fume Hood
Commercial | Com ¦ Water Heating (DHW) Pipe Insulation (Add 3/4\ Foam)" | 2026 | SC D | MW | Before Competition Groups | 0.54569 | 0 | 0 | 562.6332 | 0.00096989 | 45 | Commercial_2026_SC D_MW_Before Competition Groups_45 | Water Heating (DHW) Pipe Insulation (Add 3/4\ Foam)" | 0.09699% | 0 | 0.54569 | Commercial_2026_SC D_MW_Before Competition Groups_Water Heating (DHW) Pipe Insulation (Add 3/4\ Foam)"
Commercial | Com ¦ Thermostat Setback | 2026 | SC D | MW | Before Competition Groups | 0.53881 | 0 | 0 | 562.6332 | 0.00095766 | 46 | Commercial_2026_SC D_MW_Before Competition Groups_46 | Thermostat Setback | 0.09577% | 0 | 0.53881 | Commercial_2026_SC D_MW_Before Competition Groups_Thermostat Setback
Commercial | Com ¦ ENERGY STAR Steam Cookers | 2026 | SC D | MW | Before Competition Groups | 0.49606 | 0 | 0 | 562.6332 | 0.00088167 | 47 | Commercial_2026_SC D_MW_Before Competition Groups_47 | ENERGY STAR Steam Cookers | 0.08817% | 0 | 0.49606 | Commercial_2026_SC D_MW_Before Competition Groups_ENERGY STAR Steam Cookers
Commercial | Com ¦ Suction Pipe Insulation Freezer/Refrigerator | 2026 | SC D | MW | Before Competition Groups | 0.3584 | 0 | 0 | 562.6332 | 0.000637 | 48 | Commercial_2026_SC D_MW_Before Competition Groups_48 | Suction Pipe Insulation Freezer/Refrigerator | 0.0637% | 0 | 0.3584 | Commercial_2026_SC D_MW_Before Competition Groups_Suction Pipe Insulation Freezer/Refrigerator
Commercial | Com ¦ ENERGY STAR Dishwasher | 2026 | SC D | MW | Before Competition Groups | 0.31799 | 0 | 0 | 562.6332 | 0.00056519 | 49 | Commercial_2026_SC D_MW_Before Competition Groups_49 | ENERGY STAR Dishwasher | 0.05652% | 0 | 0.31799 | Commercial_2026_SC D_MW_Before Competition Groups_ENERGY STAR Dishwasher
Commercial | Com ¦ Ozone Laundry Treatment | 2026 | SC D | MW | Before Competition Groups | 0.13135 | 0 | 0 | 562.6332 | 0.00023346 | 50 | Commercial_2026_SC D_MW_Before Competition Groups_50 | Ozone Laundry Treatment | 0.02335% | 0 | 0.13135 | Commercial_2026_SC D_MW_Before Competition Groups_Ozone Laundry Treatment
Commercial | Com ¦ Condensing Make Up Air Unit | 2026 | SC D | MW | Before Competition Groups | 0.092609 | 0 | 0 | 562.6332 | 0.0001646 | 51 | Commercial_2026_SC D_MW_Before Competition Groups_51 | Condensing Make Up Air Unit | 0.01646% | 0 | 0.092609 | Commercial_2026_SC D_MW_Before Competition Groups_Condensing Make Up Air Unit
Commercial | Com ¦ ECM MOTORS FOR HVAC APPLICATION (FAN-POWERED VAV BOX) | 2026 | SC D | MW | Before Competition Groups | 0.08397 | 0 | 0 | 562.6332 | 0.00014924 | 52 | Commercial_2026_SC D_MW_Before Competition Groups_52 | ECM MOTORS FOR HVAC APPLICATION (FAN-POWERED VAV BOX) | 0.01492% | 0 | 0.08397 | Commercial_2026_SC D_MW_Before Competition Groups_ECM MOTORS FOR HVAC APPLICATION (FAN-POWERED VAV BOX)
Commercial | COM ¦ Ductless Mini-Split Heat Pumps | 2026 | SC D | MW | Before Competition Groups | 0.0783 | 0 | 0 | 562.6332 | 0.00013917 | 53 | Commercial_2026_SC D_MW_Before Competition Groups_53 | Ductless Mini-Split Heat Pumps | 0.01392% | 0 | 0.0783 | Commercial_2026_SC D_MW_Before Competition Groups_Ductless Mini-Split Heat Pumps
Commercial | Com ¦ CEE Tier 2/Energy Star Clothes Washers | 2026 | SC D | MW | Before Competition Groups | 0.067534 | 0 | 0 | 562.6332 | 0.00012003 | 54 | Commercial_2026_SC D_MW_Before Competition Groups_54 | CEE Tier 2/Energy Star Clothes Washers | 0.012% | 0 | 0.067534 | Commercial_2026_SC D_MW_Before Competition Groups_CEE Tier 2/Energy Star Clothes Washers
Commercial | Com ¦ HVAC Optimization | 2026 | SC D | MW | Before Competition Groups | 0.062346 | 0 | 0 | 562.6332 | 0.00011081 | 55 | Commercial_2026_SC D_MW_Before Competition Groups_55 | HVAC Optimization | 0.01108% | 0 | 0.062346 | Commercial_2026_SC D_MW_Before Competition Groups_HVAC Optimization
Commercial | Com ¦ PTAC (12 EER/10,000 BTU) | 2026 | SC D | MW | Before Competition Groups | 0.048453 | 0 | 0 | 562.6332 | 8.6118e-05 | 56 | Commercial_2026_SC D_MW_Before Competition Groups_56 | PTAC (12 EER/10,000 BTU) | 0.008612% | 0 | 0.048453 | Commercial_2026_SC D_MW_Before Competition Groups_PTAC (12 EER/10,000 BTU)
Commercial | Com ¦ Auto Off Time Switch or Time Clock control | 2026 | SC D | MW | Before Competition Groups | 0.042495 | 0 | 0 | 562.6332 | 7.5529e-05 | 57 | Commercial_2026_SC D_MW_Before Competition Groups_57 | Auto Off Time Switch or Time Clock control | 0.007553% | 0 | 0.042495 | Commercial_2026_SC D_MW_Before Competition Groups_Auto Off Time Switch or Time Clock control
Commercial | Com ¦ Low Flow Pre-Rinse Spray Nozzle | 2026 | SC D | MW | Before Competition Groups | 0.04013 | 0 | 0 | 562.6332 | 7.1326e-05 | 58 | Commercial_2026_SC D_MW_Before Competition Groups_58 | Low Flow Pre-Rinse Spray Nozzle | 0.007133% | 0 | 0.04013 | Commercial_2026_SC D_MW_Before Competition Groups_Low Flow Pre-Rinse Spray Nozzle
Commercial | Com ¦ Demand controlled Circulating Systems | 2026 | SC D | MW | Before Competition Groups | 0.038734 | 0 | 0 | 562.6332 | 6.8844e-05 | 59 | Commercial_2026_SC D_MW_Before Competition Groups_59 | Demand controlled Circulating Systems | 0.006884% | 0 | 0.038734 | Commercial_2026_SC D_MW_Before Competition Groups_Demand controlled Circulating Systems
Commercial | Com ¦ Notched V belts for HVAC Systems | 2026 | SC D | MW | Before Competition Groups | 0.030895 | 0 | 0 | 562.6332 | 5.4912e-05 | 60 | Commercial_2026_SC D_MW_Before Competition Groups_60 | Notched V belts for HVAC Systems | 0.005491% | 0 | 0.030895 | Commercial_2026_SC D_MW_Before Competition Groups_Notched V belts for HVAC Systems
Commercial | Com ¦ Solar Water Preheat (Pools/DHW) | 2026 | SC D | MW | Before Competition Groups | 0.025095 | 0 | 0 | 562.6332 | 4.4603e-05 | 61 | Commercial_2026_SC D_MW_Before Competition Groups_61 | Solar Water Preheat (Pools/DHW) | 0.00446% | 0 | 0.025095 | Commercial_2026_SC D_MW_Before Competition Groups_Solar Water Preheat (Pools/DHW)
Commercial | Com ¦ Commercial Hot Food Holding Cabinets | 2026 | SC D | MW | Before Competition Groups | 0.021691 | 0 | 0 | 562.6332 | 3.8552e-05 | 62 | Commercial_2026_SC D_MW_Before Competition Groups_62 | Commercial Hot Food Holding Cabinets | 0.003855% | 0 | 0.021691 | Commercial_2026_SC D_MW_Before Competition Groups_Commercial Hot Food Holding Cabinets
Commercial | Com ¦ Condensing Unit Heaters or other Efficient Unit Heating System | 2026 | SC D | MW | Before Competition Groups | 0.012926 | 0 | 0 | 562.6332 | 2.2975e-05 | 63 | Commercial_2026_SC D_MW_Before Competition Groups_63 | Condensing Unit Heaters or other Efficient Unit Heating System | 0.002297% | 0 | 0.012926 | Commercial_2026_SC D_MW_Before Competition Groups_Condensing Unit Heaters or other Efficient Unit Heating System
Commercial | Com ¦ Wall Insulation | 2026 | SC D | MW | Before Competition Groups | 0.012403 | 0 | 0 | 562.6332 | 2.2045e-05 | 64 | Commercial_2026_SC D_MW_Before Competition Groups_64 | Wall Insulation | 0.002204% | 0 | 0.012403 | Commercial_2026_SC D_MW_Before Competition Groups_Wall Insulation
Commercial | Com ¦ VSD Air Compressor | 2026 | SC D | MW | Before Competition Groups | 0.010259 | 0 | 0 | 562.6332 | 1.8234e-05 | 65 | Commercial_2026_SC D_MW_Before Competition Groups_65 | VSD Air Compressor | 0.001823% | 0 | 0.010259 | Commercial_2026_SC D_MW_Before Competition Groups_VSD Air Compressor
Commercial | Com ¦ Air Curtains | 2026 | SC D | MW | Before Competition Groups | 0.0091135 | 0 | 0 | 562.6332 | 1.6198e-05 | 66 | Commercial_2026_SC D_MW_Before Competition Groups_66 | Air Curtains | 0.00162% | 0 | 0.0091135 | Commercial_2026_SC D_MW_Before Competition Groups_Air Curtains
Commercial | Com ¦ High Efficiency Chiller (avg of water and air cooled) | 2026 | SC D | MW | Before Competition Groups | 0.0082378 | 0 | 0 | 562.6332 | 1.4642e-05 | 67 | Commercial_2026_SC D_MW_Before Competition Groups_67 | High Efficiency Chiller (avg of water and air cooled) | 0.001464% | 0 | 0.0082378 | Commercial_2026_SC D_MW_Before Competition Groups_High Efficiency Chiller (avg of water and air cooled)
Commercial | Com ¦ Room AC (w/ louvered sides) 14 SEER from 12 SEER code | 2026 | SC D | MW | Before Competition Groups | 0.0065666 | 0 | 0 | 562.6332 | 1.1671e-05 | 68 | Commercial_2026_SC D_MW_Before Competition Groups_68 | Room AC (w/ louvered sides) 14 SEER from 12 SEER code | 0.001167% | 0 | 0.0065666 | Commercial_2026_SC D_MW_Before Competition Groups_Room AC (w/ louvered sides) 14 SEER from 12 SEER code
Commercial | Com ¦ LED RECESSED DOWNLIGHTS | 2026 | SC D | MW | Before Competition Groups | 0.0031438 | 0 | 0 | 562.6332 | 5.5876e-06 | 69 | Commercial_2026_SC D_MW_Before Competition Groups_69 | LED RECESSED DOWNLIGHTS | 0.0005588% | 0 | 0.0031438 | Commercial_2026_SC D_MW_Before Competition Groups_LED RECESSED DOWNLIGHTS
Commercial | Com ¦ Energy Recovery Ventilation and Ventilation (Enhanced) | 2026 | SC D | MW | Before Competition Groups | 0.0021514 | 0 | 0 | 562.6332 | 3.8239e-06 | 70 | Commercial_2026_SC D_MW_Before Competition Groups_70 | Energy Recovery Ventilation and Ventilation (Enhanced) | 0.0003824% | 0 | 0.0021514 | Commercial_2026_SC D_MW_Before Competition Groups_Energy Recovery Ventilation and Ventilation (Enhanced)
Commercial | Com ¦ High Efficiency Small Instantaneous Water Heater | 2026 | SC D | MW | Before Competition Groups | 0.0011617 | 0 | 0 | 562.6332 | 2.0648e-06 | 71 | Commercial_2026_SC D_MW_Before Competition Groups_71 | High Efficiency Small Instantaneous Water Heater | 0.0002065% | 0 | 0.0011617 | Commercial_2026_SC D_MW_Before Competition Groups_High Efficiency Small Instantaneous Water Heater
Commercial | Com ¦ EC Plug Fan for Data Center (under cabinet) | 2026 | SC D | MW | Before Competition Groups | 0.0010193 | 0 | 0 | 562.6332 | 1.8117e-06 | 72 | Commercial_2026_SC D_MW_Before Competition Groups_72 | EC Plug Fan for Data Center (under cabinet) | 0.0001812% | 0 | 0.0010193 | Commercial_2026_SC D_MW_Before Competition Groups_EC Plug Fan for Data Center (under cabinet)
Commercial | Com ¦ LLLC - High Impact Application | 2026 | SC D | MW | Before Competition Groups | 0.00077058 | 0 | 0 | 562.6332 | 1.3696e-06 | 73 | Commercial_2026_SC D_MW_Before Competition Groups_73 | LLLC - High Impact Application | 0.000137% | 0 | 0.00077058 | Commercial_2026_SC D_MW_Before Competition Groups_LLLC - High Impact Application
Commercial | Com ¦ Electric Convection Combination Ovens | 2026 | SC D | MW | Before Competition Groups | 0.00018058 | 0 | 0 | 562.6332 | 3.2095e-07 | 74 | Commercial_2026_SC D_MW_Before Competition Groups_74 | Electric Convection Combination Ovens | 3.209e-05% | 0 | 0.00018058 | Commercial_2026_SC D_MW_Before Competition Groups_Electric Convection Combination Ovens
Commercial | Com ¦ LLLC - Low Impact Application | 2026 | SC D | MW | Before Competition Groups | 6.2147e-05 | 0 | 0 | 562.6332 | 1.1046e-07 | 75 | Commercial_2026_SC D_MW_Before Competition Groups_75 | LLLC - Low Impact Application | 1.105e-05% | 0 | 6.2147e-05 | Commercial_2026_SC D_MW_Before Competition Groups_LLLC - Low Impact Application
Commercial | Com ¦ Networked/Connected - Low Impact Application | 2026 | SC D | MW | Before Competition Groups | 1.2974e-08 | 0 | 0 | 562.6332 | 2.306e-11 | 76 | Commercial_2026_SC D_MW_Before Competition Groups_76 | Networked/Connected - Low Impact Application | 2.306e-09% | 0 | 1.2974e-08 | Commercial_2026_SC D_MW_Before Competition Groups_Networked/Connected - Low Impact Application
Commercial | Com ¦ Networked/Connected - High Impact Application | 2026 | SC D | MW | Before Competition Groups | 6.1271e-10 | 0 | 0 | 562.6332 | 1.089e-12 | 77 | Commercial_2026_SC D_MW_Before Competition Groups_77 | Networked/Connected - High Impact Application | 1.089e-10% | 0 | 6.1271e-10 | Commercial_2026_SC D_MW_Before Competition Groups_Networked/Connected - High Impact Application
Commercial | Com ¦ Efficient compressor motor | 2026 | SC D | MW | Before Competition Groups | 0 | 0 | 0 | 562.6332 | 0 | 78 | Commercial_2026_SC D_MW_Before Competition Groups_78 | Efficient compressor motor | 0% | 0 | 0 | Commercial_2026_SC D_MW_Before Competition Groups_Efficient compressor motor
Commercial | Com ¦ Indoor Daylight Sensors/Photocell Dimming Control | 2026 | SC D | MW | Before Competition Groups | 0 | 0 | 0 | 562.6332 | 0 | 79 | Commercial_2026_SC D_MW_Before Competition Groups_79 | Indoor Daylight Sensors/Photocell Dimming Control | 0% | 0 | 0 | Commercial_2026_SC D_MW_Before Competition Groups_Indoor Daylight Sensors/Photocell Dimming Control
Commercial | Com ¦ Variable Refrigerant Flow Heat Pump | 2026 | SC D | MW | Before Competition Groups | 0 | 0 | 0 | 562.6332 | 0 | 80 | Commercial_2026_SC D_MW_Before Competition Groups_80 | Variable Refrigerant Flow Heat Pump | 0% | 0 | 0 | Commercial_2026_SC D_MW_Before Competition Groups_Variable Refrigerant Flow Heat Pump
Commercial | Com ¦ Building Recommissioning, Operations and Maintenance (O&M) Improvements | 2026 | Technical | MW | Before Competition Groups | 268.7011 | 0 | 0 | 2823.8154 | 0.095155 | 1 | Commercial_2026_Technical_MW_Before Competition Groups_1 | Building Recommissioning, Operations and Maintenance (O&M) Improvements | 9.516% | 0 | 268.7011 | Commercial_2026_Technical_MW_Before Competition Groups_Building Recommissioning, Operations and Maintenance (O&M) Improvements
Commercial | Com ¦ Education and Capacity Building/Energy Behavior | 2026 | Technical | MW | Before Competition Groups | 242.1892 | 0 | 0 | 2823.8154 | 0.085767 | 2 | Commercial_2026_Technical_MW_Before Competition Groups_2 | Education and Capacity Building/Energy Behavior | 8.577% | 0 | 242.1892 | Commercial_2026_Technical_MW_Before Competition Groups_Education and Capacity Building/Energy Behavior
Commercial | Com ¦ LED Low/High Bay | 2026 | Technical | MW | Before Competition Groups | 193.1863 | 0 | 0 | 2823.8154 | 0.068413 | 3 | Commercial_2026_Technical_MW_Before Competition Groups_3 | LED Low/High Bay | 6.841% | 0 | 193.1863 | Commercial_2026_Technical_MW_Before Competition Groups_LED Low/High Bay
Commercial | Com ¦ Central Lighting Control System | 2026 | Technical | MW | Before Competition Groups | 157.1513 | 0 | 0 | 2823.8154 | 0.055652 | 4 | Commercial_2026_Technical_MW_Before Competition Groups_4 | Central Lighting Control System | 5.565% | 0 | 157.1513 | Commercial_2026_Technical_MW_Before Competition Groups_Central Lighting Control System
Commercial | Com ¦ LED Troffer/Surface/Suspended | 2026 | Technical | MW | Before Competition Groups | 143.8775 | 0 | 0 | 2823.8154 | 0.050951 | 5 | Commercial_2026_Technical_MW_Before Competition Groups_5 | LED Troffer/Surface/Suspended | 5.095% | 0 | 143.8775 | Commercial_2026_Technical_MW_Before Competition Groups_LED Troffer/Surface/Suspended
Commercial | Com ¦ LLLC - Low Impact Application | 2026 | Technical | MW | Before Competition Groups | 133.3254 | 0 | 0 | 2823.8154 | 0.047215 | 6 | Commercial_2026_Technical_MW_Before Competition Groups_6 | LLLC - Low Impact Application | 4.721% | 0 | 133.3254 | Commercial_2026_Technical_MW_Before Competition Groups_LLLC - Low Impact Application
Commercial | Com ¦ ENERGY STAR LED LAMPS (REFLECTOR LAMPs/MR16/PAR 16) | 2026 | Technical | MW | Before Competition Groups | 132.9929 | 0 | 0 | 2823.8154 | 0.047097 | 7 | Commercial_2026_Technical_MW_Before Competition Groups_7 | ENERGY STAR LED LAMPS (REFLECTOR LAMPs/MR16/PAR 16) | 4.71% | 0 | 132.9929 | Commercial_2026_Technical_MW_Before Competition Groups_ENERGY STAR LED LAMPS (REFLECTOR LAMPs/MR16/PAR 16)
Commercial | Com ¦ LLLC - High Impact Application | 2026 | Technical | MW | Before Competition Groups | 123.2179 | 0 | 0 | 2823.8154 | 0.043635 | 8 | Commercial_2026_Technical_MW_Before Competition Groups_8 | LLLC - High Impact Application | 4.364% | 0 | 123.2179 | Commercial_2026_Technical_MW_Before Competition Groups_LLLC - High Impact Application
Commercial | Com ¦ Variable Refrigerant Flow Heat Pump | 2026 | Technical | MW | Before Competition Groups | 121.4755 | 0 | 0 | 2823.8154 | 0.043018 | 9 | Commercial_2026_Technical_MW_Before Competition Groups_9 | Variable Refrigerant Flow Heat Pump | 4.302% | 0 | 121.4755 | Commercial_2026_Technical_MW_Before Competition Groups_Variable Refrigerant Flow Heat Pump
Commercial | Com ¦ High Efficiency Air Source Heat Pump | 2026 | Technical | MW | Before Competition Groups | 115.9961 | 0 | 0 | 2823.8154 | 0.041078 | 10 | Commercial_2026_Technical_MW_Before Competition Groups_10 | High Efficiency Air Source Heat Pump | 4.108% | 0 | 115.9961 | Commercial_2026_Technical_MW_Before Competition Groups_High Efficiency Air Source Heat Pump
Commercial | Com ¦ Networked/Connected - Low Impact Application | 2026 | Technical | MW | Before Competition Groups | 112.9907 | 0 | 0 | 2823.8154 | 0.040013 | 11 | Commercial_2026_Technical_MW_Before Competition Groups_11 | Networked/Connected - Low Impact Application | 4.001% | 0 | 112.9907 | Commercial_2026_Technical_MW_Before Competition Groups_Networked/Connected - Low Impact Application
Commercial | Com ¦ Networked/Connected - High Impact Application | 2026 | Technical | MW | Before Competition Groups | 107.2375 | 0 | 0 | 2823.8154 | 0.037976 | 12 | Commercial_2026_Technical_MW_Before Competition Groups_12 | Networked/Connected - High Impact Application | 3.798% | 0 | 107.2375 | Commercial_2026_Technical_MW_Before Competition Groups_Networked/Connected - High Impact Application
Commercial | Com ¦ Advanced BAS/Controllers | 2026 | Technical | MW | Before Competition Groups | 93.6206 | 0 | 0 | 2823.8154 | 0.033154 | 13 | Commercial_2026_Technical_MW_Before Competition Groups_13 | Advanced BAS/Controllers | 3.315% | 0 | 93.6206 | Commercial_2026_Technical_MW_Before Competition Groups_Advanced BAS/Controllers
Commercial | Com ¦ Unitary Air-Conditioning Unit | 2026 | Technical | MW | Before Competition Groups | 77.756 | 0 | 0 | 2823.8154 | 0.027536 | 14 | Commercial_2026_Technical_MW_Before Competition Groups_14 | Unitary Air-Conditioning Unit | 2.754% | 0 | 77.756 | Commercial_2026_Technical_MW_Before Competition Groups_Unitary Air-Conditioning Unit
Commercial | Com ¦ LED Replacement Lamp (Tube) | 2026 | Technical | MW | Before Competition Groups | 56.9347 | 0 | 0 | 2823.8154 | 0.020162 | 15 | Commercial_2026_Technical_MW_Before Competition Groups_15 | LED Replacement Lamp (Tube) | 2.016% | 0 | 56.9347 | Commercial_2026_Technical_MW_Before Competition Groups_LED Replacement Lamp (Tube)
Commercial | Com ¦ Smart Strip Plug Outlets | 2026 | Technical | MW | Before Competition Groups | 51.7479 | 0 | 0 | 2823.8154 | 0.018326 | 16 | Commercial_2026_Technical_MW_Before Competition Groups_16 | Smart Strip Plug Outlets | 1.833% | 0 | 51.7479 | Commercial_2026_Technical_MW_Before Competition Groups_Smart Strip Plug Outlets
Commercial | Com ¦ Adaptive Thermostats | 2026 | Technical | MW | Before Competition Groups | 40.6705 | 0 | 0 | 2823.8154 | 0.014403 | 17 | Commercial_2026_Technical_MW_Before Competition Groups_17 | Adaptive Thermostats | 1.44% | 0 | 40.6705 | Commercial_2026_Technical_MW_Before Competition Groups_Adaptive Thermostats
Commercial | Com ¦ Refrigerated Display Case Doors | 2026 | Technical | MW | Before Competition Groups | 34.6944 | 0 | 0 | 2823.8154 | 0.012286 | 18 | Commercial_2026_Technical_MW_Before Competition Groups_18 | Refrigerated Display Case Doors | 1.229% | 0 | 34.6944 | Commercial_2026_Technical_MW_Before Competition Groups_Refrigerated Display Case Doors
Commercial | Com ¦ Data Center Storage/Server Virtualization | 2026 | Technical | MW | Before Competition Groups | 34.0268 | 0 | 0 | 2823.8154 | 0.01205 | 19 | Commercial_2026_Technical_MW_Before Competition Groups_19 | Data Center Storage/Server Virtualization | 1.205% | 0 | 34.0268 | Commercial_2026_Technical_MW_Before Competition Groups_Data Center Storage/Server Virtualization
Commercial | Com ¦ Furnace Tune-Up | 2026 | Technical | MW | Before Competition Groups | 32.0872 | 0 | 0 | 2823.8154 | 0.011363 | 20 | Commercial_2026_Technical_MW_Before Competition Groups_20 | Furnace Tune-Up | 1.136% | 0 | 32.0872 | Commercial_2026_Technical_MW_Before Competition Groups_Furnace Tune-Up
Commercial | Com ¦ Strip Curtains | 2026 | Technical | MW | Before Competition Groups | 30.524 | 0 | 0 | 2823.8154 | 0.010809 | 21 | Commercial_2026_Technical_MW_Before Competition Groups_21 | Strip Curtains | 1.081% | 0 | 30.524 | Commercial_2026_Technical_MW_Before Competition Groups_Strip Curtains
Commercial | Com ¦ Demand Control Ventilation | 2026 | Technical | MW | Before Competition Groups | 29.9562 | 0 | 0 | 2823.8154 | 0.010608 | 22 | Commercial_2026_Technical_MW_Before Competition Groups_22 | Demand Control Ventilation | 1.061% | 0 | 29.9562 | Commercial_2026_Technical_MW_Before Competition Groups_Demand Control Ventilation
Commercial | Com ¦ LED or Equivalent Sign Lighting | 2026 | Technical | MW | Before Competition Groups | 24.7274 | 0 | 0 | 2823.8154 | 0.0087568 | 23 | Commercial_2026_Technical_MW_Before Competition Groups_23 | LED or Equivalent Sign Lighting | 0.8757% | 0 | 24.7274 | Commercial_2026_Technical_MW_Before Competition Groups_LED or Equivalent Sign Lighting
Commercial | Com ¦ Adding reflective (White) roof treatment or a green roof | 2026 | Technical | MW | Before Competition Groups | 24.2704 | 0 | 0 | 2823.8154 | 0.0085949 | 24 | Commercial_2026_Technical_MW_Before Competition Groups_24 | Adding reflective (White) roof treatment or a green roof | 0.8595% | 0 | 24.2704 | Commercial_2026_Technical_MW_Before Competition Groups_Adding reflective (White) roof treatment or a green roof
Commercial | Com ¦ Refrigerated Display Case LED | 2026 | Technical | MW | Before Competition Groups | 23.7069 | 0 | 0 | 2823.8154 | 0.0083953 | 25 | Commercial_2026_Technical_MW_Before Competition Groups_25 | Refrigerated Display Case LED | 0.8395% | 0 | 23.7069 | Commercial_2026_Technical_MW_Before Competition Groups_Refrigerated Display Case LED
Commercial | Com ¦ Centrally controlled desktop PC/NETWORK PC POWER MANAGEMENT SOFTWARE | 2026 | Technical | MW | Before Competition Groups | 22.5989 | 0 | 0 | 2823.8154 | 0.008003 | 26 | Commercial_2026_Technical_MW_Before Competition Groups_26 | Centrally controlled desktop PC/NETWORK PC POWER MANAGEMENT SOFTWARE | 0.8003% | 0 | 22.5989 | Commercial_2026_Technical_MW_Before Competition Groups_Centrally controlled desktop PC/NETWORK PC POWER MANAGEMENT SOFTWARE
Commercial | Com ¦ Variable Frequency Drive (VFD) | 2026 | Technical | MW | Before Competition Groups | 22.3332 | 0 | 0 | 2823.8154 | 0.0079089 | 27 | Commercial_2026_Technical_MW_Before Competition Groups_27 | Variable Frequency Drive (VFD) | 0.7909% | 0 | 22.3332 | Commercial_2026_Technical_MW_Before Competition Groups_Variable Frequency Drive (VFD)
Commercial | Com ¦ Reach-in Shaded Pole to ECM/PSC Evaporator Fan Motor | 2026 | Technical | MW | Before Competition Groups | 22.2056 | 0 | 0 | 2823.8154 | 0.0078637 | 28 | Commercial_2026_Technical_MW_Before Competition Groups_28 | Reach-in Shaded Pole to ECM/PSC Evaporator Fan Motor | 0.7864% | 0 | 22.2056 | Commercial_2026_Technical_MW_Before Competition Groups_Reach-in Shaded Pole to ECM/PSC Evaporator Fan Motor
Commercial | Com ¦ Door Gasket Freezer/Refrigerator | 2026 | Technical | MW | Before Competition Groups | 21.7791 | 0 | 0 | 2823.8154 | 0.0077127 | 29 | Commercial_2026_Technical_MW_Before Competition Groups_29 | Door Gasket Freezer/Refrigerator | 0.7713% | 0 | 21.7791 | Commercial_2026_Technical_MW_Before Competition Groups_Door Gasket Freezer/Refrigerator
Commercial | Com ¦ VFD on Pumps | 2026 | Technical | MW | Before Competition Groups | 20.9013 | 0 | 0 | 2823.8154 | 0.0074018 | 30 | Commercial_2026_Technical_MW_Before Competition Groups_30 | VFD on Pumps | 0.7402% | 0 | 20.9013 | Commercial_2026_Technical_MW_Before Competition Groups_VFD on Pumps
Commercial | Com ¦ Refrigeration Optimization | 2026 | Technical | MW | Before Competition Groups | 19.4067 | 0 | 0 | 2823.8154 | 0.0068725 | 31 | Commercial_2026_Technical_MW_Before Competition Groups_31 | Refrigeration Optimization | 0.6873% | 0 | 19.4067 | Commercial_2026_Technical_MW_Before Competition Groups_Refrigeration Optimization
Commercial | Com ¦ HOTEL OCCUPANCY CONTROLS (HVAC + LIGHTING) | 2026 | Technical | MW | Before Competition Groups | 19.0979 | 0 | 0 | 2823.8154 | 0.0067632 | 32 | Commercial_2026_Technical_MW_Before Competition Groups_32 | HOTEL OCCUPANCY CONTROLS (HVAC + LIGHTING) | 0.6763% | 0 | 19.0979 | Commercial_2026_Technical_MW_Before Competition Groups_HOTEL OCCUPANCY CONTROLS (HVAC + LIGHTING)
Commercial | Com ¦ Chilled Water Optimization | 2026 | Technical | MW | Before Competition Groups | 18.6998 | 0 | 0 | 2823.8154 | 0.0066222 | 33 | Commercial_2026_Technical_MW_Before Competition Groups_33 | Chilled Water Optimization | 0.6622% | 0 | 18.6998 | Commercial_2026_Technical_MW_Before Competition Groups_Chilled Water Optimization
Commercial | Com ¦ Air Handler with Dedicated Outdoor Air Systems | 2026 | Technical | MW | Before Competition Groups | 17.0456 | 0 | 0 | 2823.8154 | 0.0060364 | 34 | Commercial_2026_Technical_MW_Before Competition Groups_34 | Air Handler with Dedicated Outdoor Air Systems | 0.6036% | 0 | 17.0456 | Commercial_2026_Technical_MW_Before Competition Groups_Air Handler with Dedicated Outdoor Air Systems
Commercial | Com ¦ ENERGY STAR LED LAMPS (General Service Lamps) | 2026 | Technical | MW | Before Competition Groups | 15.5877 | 0 | 0 | 2823.8154 | 0.0055201 | 35 | Commercial_2026_Technical_MW_Before Competition Groups_35 | ENERGY STAR LED LAMPS (General Service Lamps) | 0.552% | 0 | 15.5877 | Commercial_2026_Technical_MW_Before Competition Groups_ENERGY STAR LED LAMPS (General Service Lamps)
Commercial | Com ¦ Indoor Daylight Sensors/Photocell Dimming Control | 2026 | Technical | MW | Before Competition Groups | 14.0558 | 0 | 0 | 2823.8154 | 0.0049776 | 36 | Commercial_2026_Technical_MW_Before Competition Groups_36 | Indoor Daylight Sensors/Photocell Dimming Control | 0.4978% | 0 | 14.0558 | Commercial_2026_Technical_MW_Before Competition Groups_Indoor Daylight Sensors/Photocell Dimming Control
Commercial | Com ¦ ENERGY STAR FREEZER | 2026 | Technical | MW | Before Competition Groups | 13.2681 | 0 | 0 | 2823.8154 | 0.0046986 | 37 | Commercial_2026_Technical_MW_Before Competition Groups_37 | ENERGY STAR FREEZER | 0.4699% | 0 | 13.2681 | Commercial_2026_Technical_MW_Before Competition Groups_ENERGY STAR FREEZER
Commercial | Com ¦ Ground Source Heat Pump | 2026 | Technical | MW | Before Competition Groups | 11.7524 | 0 | 0 | 2823.8154 | 0.0041619 | 38 | Commercial_2026_Technical_MW_Before Competition Groups_38 | Ground Source Heat Pump | 0.4162% | 0 | 11.7524 | Commercial_2026_Technical_MW_Before Competition Groups_Ground Source Heat Pump
Commercial | Com ¦ ECM MOTORS FOR EVAPORATOR FANS for refrigeration (WALK-IN) | 2026 | Technical | MW | Before Competition Groups | 11.6178 | 0 | 0 | 2823.8154 | 0.0041142 | 39 | Commercial_2026_Technical_MW_Before Competition Groups_39 | ECM MOTORS FOR EVAPORATOR FANS for refrigeration (WALK-IN) | 0.4114% | 0 | 11.6178 | Commercial_2026_Technical_MW_Before Competition Groups_ECM MOTORS FOR EVAPORATOR FANS for refrigeration (WALK-IN)
Commercial | Com ¦ High R-Value Glass Doors/no-heat glass door | 2026 | Technical | MW | Before Competition Groups | 10.996 | 0 | 0 | 2823.8154 | 0.003894 | 40 | Commercial_2026_Technical_MW_Before Competition Groups_40 | High R-Value Glass Doors/no-heat glass door | 0.3894% | 0 | 10.996 | Commercial_2026_Technical_MW_Before Competition Groups_High R-Value Glass Doors/no-heat glass door
Commercial | Com ¦ Demand Control Kitchen Ventilation | 2026 | Technical | MW | Before Competition Groups | 10.3696 | 0 | 0 | 2823.8154 | 0.0036722 | 41 | Commercial_2026_Technical_MW_Before Competition Groups_41 | Demand Control Kitchen Ventilation | 0.3672% | 0 | 10.3696 | Commercial_2026_Technical_MW_Before Competition Groups_Demand Control Kitchen Ventilation
Commercial | Com ¦ ENERGY STAR ICE MACHINES - Ice Making Head | 2026 | Technical | MW | Before Competition Groups | 10.1219 | 0 | 0 | 2823.8154 | 0.0035845 | 42 | Commercial_2026_Technical_MW_Before Competition Groups_42 | ENERGY STAR ICE MACHINES - Ice Making Head | 0.3584% | 0 | 10.1219 | Commercial_2026_Technical_MW_Before Competition Groups_ENERGY STAR ICE MACHINES - Ice Making Head
Commercial | Com ¦ Freezer Case Light Sensor | 2026 | Technical | MW | Before Competition Groups | 10.0519 | 0 | 0 | 2823.8154 | 0.0035597 | 43 | Commercial_2026_Technical_MW_Before Competition Groups_43 | Freezer Case Light Sensor | 0.356% | 0 | 10.0519 | Commercial_2026_Technical_MW_Before Competition Groups_Freezer Case Light Sensor
Commercial | Com ¦ Occupancy Sensors | 2026 | Technical | MW | Before Competition Groups | 9.825 | 0 | 0 | 2823.8154 | 0.0034793 | 44 | Commercial_2026_Technical_MW_Before Competition Groups_44 | Occupancy Sensors | 0.3479% | 0 | 9.825 | Commercial_2026_Technical_MW_Before Competition Groups_Occupancy Sensors
Commercial | Com ¦ Evaporator Fan Controls | 2026 | Technical | MW | Before Competition Groups | 9.793 | 0 | 0 | 2823.8154 | 0.003468 | 45 | Commercial_2026_Technical_MW_Before Competition Groups_45 | Evaporator Fan Controls | 0.3468% | 0 | 9.793 | Commercial_2026_Technical_MW_Before Competition Groups_Evaporator Fan Controls
Commercial | Com ¦ Refrigeration Commissioning | 2026 | Technical | MW | Before Competition Groups | 6.8208 | 0 | 0 | 2823.8154 | 0.0024155 | 46 | Commercial_2026_Technical_MW_Before Competition Groups_46 | Refrigeration Commissioning | 0.2415% | 0 | 6.8208 | Commercial_2026_Technical_MW_Before Competition Groups_Refrigeration Commissioning
Commercial | Com ¦ ENERGY STAR Refrigerator | 2026 | Technical | MW | Before Competition Groups | 6.3948 | 0 | 0 | 2823.8154 | 0.0022646 | 47 | Commercial_2026_Technical_MW_Before Competition Groups_47 | ENERGY STAR Refrigerator | 0.2265% | 0 | 6.3948 | Commercial_2026_Technical_MW_Before Competition Groups_ENERGY STAR Refrigerator
Commercial | Com ¦ LED EXTERIOR AREA LIGHTS - LED fixture (200W) | 2026 | Technical | MW | Before Competition Groups | 6.3591 | 0 | 0 | 2823.8154 | 0.0022519 | 48 | Commercial_2026_Technical_MW_Before Competition Groups_48 | LED EXTERIOR AREA LIGHTS - LED fixture (200W) | 0.2252% | 0 | 6.3591 | Commercial_2026_Technical_MW_Before Competition Groups_LED EXTERIOR AREA LIGHTS - LED fixture (200W)
Commercial | Com ¦ Water Source Heat Pump (4 ton) | 2026 | Technical | MW | Before Competition Groups | 6.3298 | 0 | 0 | 2823.8154 | 0.0022416 | 49 | Commercial_2026_Technical_MW_Before Competition Groups_49 | Water Source Heat Pump (4 ton) | 0.2242% | 0 | 6.3298 | Commercial_2026_Technical_MW_Before Competition Groups_Water Source Heat Pump (4 ton)
Commercial | Com ¦ LED parking lot fixture | 2026 | Technical | MW | Before Competition Groups | 6.1497 | 0 | 0 | 2823.8154 | 0.0021778 | 50 | Commercial_2026_Technical_MW_Before Competition Groups_50 | LED parking lot fixture | 0.2178% | 0 | 6.1497 | Commercial_2026_Technical_MW_Before Competition Groups_LED parking lot fixture
Commercial | Com ¦ Duct Insulation, R8 | 2026 | Technical | MW | Before Competition Groups | 5.8904 | 0 | 0 | 2823.8154 | 0.002086 | 51 | Commercial_2026_Technical_MW_Before Competition Groups_51 | Duct Insulation, R8 | 0.2086% | 0 | 5.8904 | Commercial_2026_Technical_MW_Before Competition Groups_Duct Insulation, R8
Commercial | Com ¦ ENERGY STAR Griddle (74% eff) | 2026 | Technical | MW | Before Competition Groups | 4.6414 | 0 | 0 | 2823.8154 | 0.0016437 | 52 | Commercial_2026_Technical_MW_Before Competition Groups_52 | ENERGY STAR Griddle (74% eff) | 0.1644% | 0 | 4.6414 | Commercial_2026_Technical_MW_Before Competition Groups_ENERGY STAR Griddle (74% eff)
Commercial | Com ¦ Elec Storage WH 2.30 Et | 2026 | Technical | MW | Before Competition Groups | 4.5922 | 0 | 0 | 2823.8154 | 0.0016262 | 53 | Commercial_2026_Technical_MW_Before Competition Groups_53 | Elec Storage WH 2.30 Et | 0.1626% | 0 | 4.5922 | Commercial_2026_Technical_MW_Before Competition Groups_Elec Storage WH 2.30 Et
Commercial | Com ¦ BEVERAGE VENDING MACHINE CONTROLS | 2026 | Technical | MW | Before Competition Groups | 4.5102 | 0 | 0 | 2823.8154 | 0.0015972 | 54 | Commercial_2026_Technical_MW_Before Competition Groups_54 | BEVERAGE VENDING MACHINE CONTROLS | 0.1597% | 0 | 4.5102 | Commercial_2026_Technical_MW_Before Competition Groups_BEVERAGE VENDING MACHINE CONTROLS
Commercial | Com ¦ Condensing Make Up Air Unit | 2026 | Technical | MW | Before Competition Groups | 4.4489 | 0 | 0 | 2823.8154 | 0.0015755 | 55 | Commercial_2026_Technical_MW_Before Competition Groups_55 | Condensing Make Up Air Unit | 0.1576% | 0 | 4.4489 | Commercial_2026_Technical_MW_Before Competition Groups_Condensing Make Up Air Unit
Commercial | Com ¦ Super-High Efficiency Furnaces (Emerging Tech) | 2026 | Technical | MW | Before Competition Groups | 4.2929 | 0 | 0 | 2823.8154 | 0.0015202 | 56 | Commercial_2026_Technical_MW_Before Competition Groups_56 | Super-High Efficiency Furnaces (Emerging Tech) | 0.152% | 0 | 4.2929 | Commercial_2026_Technical_MW_Before Competition Groups_Super-High Efficiency Furnaces (Emerging Tech)
Commercial | Com ¦ Roof Insulation/Ceiling Insulation (R25 Code to R35) | 2026 | Technical | MW | Before Competition Groups | 3.8469 | 0 | 0 | 2823.8154 | 0.0013623 | 57 | Commercial_2026_Technical_MW_Before Competition Groups_57 | Roof Insulation/Ceiling Insulation (R25 Code to R35) | 0.1362% | 0 | 3.8469 | Commercial_2026_Technical_MW_Before Competition Groups_Roof Insulation/Ceiling Insulation (R25 Code to R35)
Commercial | Com ¦ LED street light fixture | 2026 | Technical | MW | Before Competition Groups | 3.7429 | 0 | 0 | 2823.8154 | 0.0013255 | 58 | Commercial_2026_Technical_MW_Before Competition Groups_58 | LED street light fixture | 0.1325% | 0 | 3.7429 | Commercial_2026_Technical_MW_Before Competition Groups_LED street light fixture
Commercial | Com ¦ Temperature Adjustment in Commercial Freezers | 2026 | Technical | MW | Before Competition Groups | 3.5803 | 0 | 0 | 2823.8154 | 0.0012679 | 59 | Commercial_2026_Technical_MW_Before Competition Groups_59 | Temperature Adjustment in Commercial Freezers | 0.1268% | 0 | 3.5803 | Commercial_2026_Technical_MW_Before Competition Groups_Temperature Adjustment in Commercial Freezers
Commercial | Com ¦ Anti-sweat heat (ASH) controls - Cooler/Freezer | 2026 | Technical | MW | Before Competition Groups | 3.1734 | 0 | 0 | 2823.8154 | 0.0011238 | 60 | Commercial_2026_Technical_MW_Before Competition Groups_60 | Anti-sweat heat (ASH) controls - Cooler/Freezer | 0.1124% | 0 | 3.1734 | Commercial_2026_Technical_MW_Before Competition Groups_Anti-sweat heat (ASH) controls - Cooler/Freezer
Commercial | Com ¦ CO Sensors for parking garage exhaust fans | 2026 | Technical | MW | Before Competition Groups | 3.1373 | 0 | 0 | 2823.8154 | 0.001111 | 61 | Commercial_2026_Technical_MW_Before Competition Groups_61 | CO Sensors for parking garage exhaust fans | 0.1111% | 0 | 3.1373 | Commercial_2026_Technical_MW_Before Competition Groups_CO Sensors for parking garage exhaust fans
Commercial | Com ¦ Vertical Night Covers | 2026 | Technical | MW | Before Competition Groups | 2.9608 | 0 | 0 | 2823.8154 | 0.0010485 | 62 | Commercial_2026_Technical_MW_Before Competition Groups_62 | Vertical Night Covers | 0.1048% | 0 | 2.9608 | Commercial_2026_Technical_MW_Before Competition Groups_Vertical Night Covers
Commercial | Com ¦ Energy Efficient Laboratory Fume Hood | 2026 | Technical | MW | Before Competition Groups | 2.8948 | 0 | 0 | 2823.8154 | 0.0010251 | 63 | Commercial_2026_Technical_MW_Before Competition Groups_63 | Energy Efficient Laboratory Fume Hood | 0.1025% | 0 | 2.8948 | Commercial_2026_Technical_MW_Before Competition Groups_Energy Efficient Laboratory Fume Hood
Commercial | Com ¦ Water Heating (DHW) Pipe Insulation (Add 3/4\ Foam)" | 2026 | Technical | MW | Before Competition Groups | 2.2594 | 0 | 0 | 2823.8154 | 0.00080013 | 64 | Commercial_2026_Technical_MW_Before Competition Groups_64 | Water Heating (DHW) Pipe Insulation (Add 3/4\ Foam)" | 0.08001% | 0 | 2.2594 | Commercial_2026_Technical_MW_Before Competition Groups_Water Heating (DHW) Pipe Insulation (Add 3/4\ Foam)"
Commercial | Com ¦ Outside Air Economizer | 2026 | Technical | MW | Before Competition Groups | 1.8365 | 0 | 0 | 2823.8154 | 0.00065036 | 65 | Commercial_2026_Technical_MW_Before Competition Groups_65 | Outside Air Economizer | 0.06504% | 0 | 1.8365 | Commercial_2026_Technical_MW_Before Competition Groups_Outside Air Economizer
Commercial | Com ¦ Suction Pipe Insulation Freezer/Refrigerator | 2026 | Technical | MW | Before Competition Groups | 1.5388 | 0 | 0 | 2823.8154 | 0.00054493 | 66 | Commercial_2026_Technical_MW_Before Competition Groups_66 | Suction Pipe Insulation Freezer/Refrigerator | 0.05449% | 0 | 1.5388 | Commercial_2026_Technical_MW_Before Competition Groups_Suction Pipe Insulation Freezer/Refrigerator
Commercial | Com ¦ ENERGY STAR Fryer (84% eff) | 2026 | Technical | MW | Before Competition Groups | 1.3325 | 0 | 0 | 2823.8154 | 0.00047187 | 67 | Commercial_2026_Technical_MW_Before Competition Groups_67 | ENERGY STAR Fryer (84% eff) | 0.04719% | 0 | 1.3325 | Commercial_2026_Technical_MW_Before Competition Groups_ENERGY STAR Fryer (84% eff)
Commercial | Com ¦ Evaporator Coil Defrost (Cooler) | 2026 | Technical | MW | Before Competition Groups | 1.3092 | 0 | 0 | 2823.8154 | 0.00046362 | 68 | Commercial_2026_Technical_MW_Before Competition Groups_68 | Evaporator Coil Defrost (Cooler) | 0.04636% | 0 | 1.3092 | Commercial_2026_Technical_MW_Before Competition Groups_Evaporator Coil Defrost (Cooler)
Commercial | Com ¦ High Efficiency Small Instantaneous Water Heater | 2026 | Technical | MW | Before Competition Groups | 1.2943 | 0 | 0 | 2823.8154 | 0.00045837 | 69 | Commercial_2026_Technical_MW_Before Competition Groups_69 | High Efficiency Small Instantaneous Water Heater | 0.04584% | 0 | 1.2943 | Commercial_2026_Technical_MW_Before Competition Groups_High Efficiency Small Instantaneous Water Heater
Commercial | Com ¦ LED RECESSED DOWNLIGHTS | 2026 | Technical | MW | Before Competition Groups | 1.2815 | 0 | 0 | 2823.8154 | 0.00045382 | 70 | Commercial_2026_Technical_MW_Before Competition Groups_70 | LED RECESSED DOWNLIGHTS | 0.04538% | 0 | 1.2815 | Commercial_2026_Technical_MW_Before Competition Groups_LED RECESSED DOWNLIGHTS
Commercial | Com ¦ ENERGY STAR Dishwasher | 2026 | Technical | MW | Before Competition Groups | 1.2565 | 0 | 0 | 2823.8154 | 0.00044497 | 71 | Commercial_2026_Technical_MW_Before Competition Groups_71 | ENERGY STAR Dishwasher | 0.0445% | 0 | 1.2565 | Commercial_2026_Technical_MW_Before Competition Groups_ENERGY STAR Dishwasher
Commercial | Com ¦ Room AC (w/ louvered sides) 14 SEER from 12 SEER code | 2026 | Technical | MW | Before Competition Groups | 1.1757 | 0 | 0 | 2823.8154 | 0.00041635 | 72 | Commercial_2026_Technical_MW_Before Competition Groups_72 | Room AC (w/ louvered sides) 14 SEER from 12 SEER code | 0.04163% | 0 | 1.1757 | Commercial_2026_Technical_MW_Before Competition Groups_Room AC (w/ louvered sides) 14 SEER from 12 SEER code
Commercial | Com ¦ ENERGY STAR Steam Cookers | 2026 | Technical | MW | Before Competition Groups | 0.87137 | 0 | 0 | 2823.8154 | 0.00030858 | 73 | Commercial_2026_Technical_MW_Before Competition Groups_73 | ENERGY STAR Steam Cookers | 0.03086% | 0 | 0.87137 | Commercial_2026_Technical_MW_Before Competition Groups_ENERGY STAR Steam Cookers
Commercial | Com ¦ Ozone Laundry Treatment | 2026 | Technical | MW | Before Competition Groups | 0.75736 | 0 | 0 | 2823.8154 | 0.0002682 | 74 | Commercial_2026_Technical_MW_Before Competition Groups_74 | Ozone Laundry Treatment | 0.02682% | 0 | 0.75736 | Commercial_2026_Technical_MW_Before Competition Groups_Ozone Laundry Treatment
Commercial | Com ¦ Wall Insulation | 2026 | Technical | MW | Before Competition Groups | 0.70877 | 0 | 0 | 2823.8154 | 0.000251 | 75 | Commercial_2026_Technical_MW_Before Competition Groups_75 | Wall Insulation | 0.0251% | 0 | 0.70877 | Commercial_2026_Technical_MW_Before Competition Groups_Wall Insulation
Commercial | Com ¦ Solar Preheat Make up Air | 2026 | Technical | MW | Before Competition Groups | 0.69993 | 0 | 0 | 2823.8154 | 0.00024787 | 76 | Commercial_2026_Technical_MW_Before Competition Groups_76 | Solar Preheat Make up Air | 0.02479% | 0 | 0.69993 | Commercial_2026_Technical_MW_Before Competition Groups_Solar Preheat Make up Air
Commercial | Com ¦ SYNCHRONOUS BELT | 2026 | Technical | MW | Before Competition Groups | 0.64553 | 0 | 0 | 2823.8154 | 0.0002286 | 77 | Commercial_2026_Technical_MW_Before Competition Groups_77 | SYNCHRONOUS BELT | 0.02286% | 0 | 0.64553 | Commercial_2026_Technical_MW_Before Competition Groups_SYNCHRONOUS BELT
Commercial | Com ¦ Thermostat Setback | 2026 | Technical | MW | Before Competition Groups | 0.62719 | 0 | 0 | 2823.8154 | 0.00022211 | 78 | Commercial_2026_Technical_MW_Before Competition Groups_78 | Thermostat Setback | 0.02221% | 0 | 0.62719 | Commercial_2026_Technical_MW_Before Competition Groups_Thermostat Setback
Commercial | Com ¦ Efficient compressor motor | 2026 | Technical | MW | Before Competition Groups | 0.53273 | 0 | 0 | 2823.8154 | 0.00018866 | 79 | Commercial_2026_Technical_MW_Before Competition Groups_79 | Efficient compressor motor | 0.01887% | 0 | 0.53273 | Commercial_2026_Technical_MW_Before Competition Groups_Efficient compressor motor
Commercial | Com ¦ PTAC (12 EER/10,000 BTU) | 2026 | Technical | MW | Before Competition Groups | 0.4905 | 0 | 0 | 2823.8154 | 0.0001737 | 80 | Commercial_2026_Technical_MW_Before Competition Groups_80 | PTAC (12 EER/10,000 BTU) | 0.01737% | 0 | 0.4905 | Commercial_2026_Technical_MW_Before Competition Groups_PTAC (12 EER/10,000 BTU)
Commercial | Com ¦ Notched V belts for HVAC Systems | 2026 | Technical | MW | Before Competition Groups | 0.32277 | 0 | 0 | 2823.8154 | 0.0001143 | 81 | Commercial_2026_Technical_MW_Before Competition Groups_81 | Notched V belts for HVAC Systems | 0.01143% | 0 | 0.32277 | Commercial_2026_Technical_MW_Before Competition Groups_Notched V belts for HVAC Systems
Commercial | Com ¦ ECM MOTORS FOR HVAC APPLICATION (FAN-POWERED VAV BOX) | 2026 | Technical | MW | Before Competition Groups | 0.30486 | 0 | 0 | 2823.8154 | 0.00010796 | 82 | Commercial_2026_Technical_MW_Before Competition Groups_82 | ECM MOTORS FOR HVAC APPLICATION (FAN-POWERED VAV BOX) | 0.0108% | 0 | 0.30486 | Commercial_2026_Technical_MW_Before Competition Groups_ECM MOTORS FOR HVAC APPLICATION (FAN-POWERED VAV BOX)
Commercial | Com ¦ Solar Water Preheat (Pools/DHW) | 2026 | Technical | MW | Before Competition Groups | 0.26422 | 0 | 0 | 2823.8154 | 9.3569e-05 | 83 | Commercial_2026_Technical_MW_Before Competition Groups_83 | Solar Water Preheat (Pools/DHW) | 0.009357% | 0 | 0.26422 | Commercial_2026_Technical_MW_Before Competition Groups_Solar Water Preheat (Pools/DHW)
Commercial | COM ¦ Ductless Mini-Split Heat Pumps | 2026 | Technical | MW | Before Competition Groups | 0.25683 | 0 | 0 | 2823.8154 | 9.0952e-05 | 84 | Commercial_2026_Technical_MW_Before Competition Groups_84 | Ductless Mini-Split Heat Pumps | 0.009095% | 0 | 0.25683 | Commercial_2026_Technical_MW_Before Competition Groups_Ductless Mini-Split Heat Pumps
Commercial | Com ¦ High Efficiency Chiller (avg of water and air cooled) | 2026 | Technical | MW | Before Competition Groups | 0.25492 | 0 | 0 | 2823.8154 | 9.0273e-05 | 85 | Commercial_2026_Technical_MW_Before Competition Groups_85 | High Efficiency Chiller (avg of water and air cooled) | 0.009027% | 0 | 0.25492 | Commercial_2026_Technical_MW_Before Competition Groups_High Efficiency Chiller (avg of water and air cooled)
Commercial | Com ¦ Heat Pump Water Heater (50 Gallons) | 2026 | Technical | MW | Before Competition Groups | 0.24898 | 0 | 0 | 2823.8154 | 8.8172e-05 | 86 | Commercial_2026_Technical_MW_Before Competition Groups_86 | Heat Pump Water Heater (50 Gallons) | 0.008817% | 0 | 0.24898 | Commercial_2026_Technical_MW_Before Competition Groups_Heat Pump Water Heater (50 Gallons)
Commercial | Com ¦ HVAC Optimization | 2026 | Technical | MW | Before Competition Groups | 0.20451 | 0 | 0 | 2823.8154 | 7.2424e-05 | 87 | Commercial_2026_Technical_MW_Before Competition Groups_87 | HVAC Optimization | 0.007242% | 0 | 0.20451 | Commercial_2026_Technical_MW_Before Competition Groups_HVAC Optimization
Commercial | Com ¦ Commercial Hot Food Holding Cabinets | 2026 | Technical | MW | Before Competition Groups | 0.20201 | 0 | 0 | 2823.8154 | 7.1537e-05 | 88 | Commercial_2026_Technical_MW_Before Competition Groups_88 | Commercial Hot Food Holding Cabinets | 0.007154% | 0 | 0.20201 | Commercial_2026_Technical_MW_Before Competition Groups_Commercial Hot Food Holding Cabinets
Commercial | Com ¦ Auto Off Time Switch or Time Clock control | 2026 | Technical | MW | Before Competition Groups | 0.18432 | 0 | 0 | 2823.8154 | 6.5274e-05 | 89 | Commercial_2026_Technical_MW_Before Competition Groups_89 | Auto Off Time Switch or Time Clock control | 0.006527% | 0 | 0.18432 | Commercial_2026_Technical_MW_Before Competition Groups_Auto Off Time Switch or Time Clock control
Commercial | Com ¦ Demand controlled Circulating Systems | 2026 | Technical | MW | Before Competition Groups | 0.14496 | 0 | 0 | 2823.8154 | 5.1336e-05 | 90 | Commercial_2026_Technical_MW_Before Competition Groups_90 | Demand controlled Circulating Systems | 0.005134% | 0 | 0.14496 | Commercial_2026_Technical_MW_Before Competition Groups_Demand controlled Circulating Systems
Commercial | Com ¦ CEE Tier 2/Energy Star Clothes Washers | 2026 | Technical | MW | Before Competition Groups | 0.13397 | 0 | 0 | 2823.8154 | 4.7441e-05 | 91 | Commercial_2026_Technical_MW_Before Competition Groups_91 | CEE Tier 2/Energy Star Clothes Washers | 0.004744% | 0 | 0.13397 | Commercial_2026_Technical_MW_Before Competition Groups_CEE Tier 2/Energy Star Clothes Washers
Commercial | Com ¦ Solar Electric Water Heater (50 Gallon) | 2026 | Technical | MW | Before Competition Groups | 0.10304 | 0 | 0 | 2823.8154 | 3.649e-05 | 92 | Commercial_2026_Technical_MW_Before Competition Groups_92 | Solar Electric Water Heater (50 Gallon) | 0.003649% | 0 | 0.10304 | Commercial_2026_Technical_MW_Before Competition Groups_Solar Electric Water Heater (50 Gallon)
Commercial | Com ¦ Low Flow Pre-Rinse Spray Nozzle | 2026 | Technical | MW | Before Competition Groups | 0.095866 | 0 | 0 | 2823.8154 | 3.3949e-05 | 93 | Commercial_2026_Technical_MW_Before Competition Groups_93 | Low Flow Pre-Rinse Spray Nozzle | 0.003395% | 0 | 0.095866 | Commercial_2026_Technical_MW_Before Competition Groups_Low Flow Pre-Rinse Spray Nozzle
Commercial | Com ¦ Condensing Unit Heaters or other Efficient Unit Heating System | 2026 | Technical | MW | Before Competition Groups | 0.050487 | 0 | 0 | 2823.8154 | 1.7879e-05 | 94 | Commercial_2026_Technical_MW_Before Competition Groups_94 | Condensing Unit Heaters or other Efficient Unit Heating System | 0.001788% | 0 | 0.050487 | Commercial_2026_Technical_MW_Before Competition Groups_Condensing Unit Heaters or other Efficient Unit Heating System
Commercial | Com ¦ EC Plug Fan for Data Center (under cabinet) | 2026 | Technical | MW | Before Competition Groups | 0.022459 | 0 | 0 | 2823.8154 | 7.9534e-06 | 95 | Commercial_2026_Technical_MW_Before Competition Groups_95 | EC Plug Fan for Data Center (under cabinet) | 0.0007953% | 0 | 0.022459 | Commercial_2026_Technical_MW_Before Competition Groups_EC Plug Fan for Data Center (under cabinet)
Commercial | Com ¦ VSD Air Compressor | 2026 | Technical | MW | Before Competition Groups | 0.021897 | 0 | 0 | 2823.8154 | 7.7545e-06 | 96 | Commercial_2026_Technical_MW_Before Competition Groups_96 | VSD Air Compressor | 0.0007754% | 0 | 0.021897 | Commercial_2026_Technical_MW_Before Competition Groups_VSD Air Compressor
Commercial | Com ¦ eCube | 2026 | Technical | MW | Before Competition Groups | 0.018334 | 0 | 0 | 2823.8154 | 6.4926e-06 | 97 | Commercial_2026_Technical_MW_Before Competition Groups_97 | eCube | 0.0006493% | 0 | 0.018334 | Commercial_2026_Technical_MW_Before Competition Groups_eCube
Commercial | Com ¦ Exterior Photocell | 2026 | Technical | MW | Before Competition Groups | 0.016423 | 0 | 0 | 2823.8154 | 5.816e-06 | 98 | Commercial_2026_Technical_MW_Before Competition Groups_98 | Exterior Photocell | 0.0005816% | 0 | 0.016423 | Commercial_2026_Technical_MW_Before Competition Groups_Exterior Photocell
Commercial | Com ¦ Air Curtains | 2026 | Technical | MW | Before Competition Groups | 0.0066908 | 0 | 0 | 2823.8154 | 2.3694e-06 | 99 | Commercial_2026_Technical_MW_Before Competition Groups_99 | Air Curtains | 0.0002369% | 0 | 0.0066908 | Commercial_2026_Technical_MW_Before Competition Groups_Air Curtains
Commercial | Com ¦ High Efficiency Induction Cooking | 2026 | Technical | MW | Before Competition Groups | 0.0011997 | 0 | 0 | 2823.8154 | 4.2485e-07 | 100 | Commercial_2026_Technical_MW_Before Competition Groups_100 | High Efficiency Induction Cooking | 4.249e-05% | 0 | 0.0011997 | Commercial_2026_Technical_MW_Before Competition Groups_High Efficiency Induction Cooking
Commercial | Com ¦ Electric Convection Combination Ovens | 2026 | Technical | MW | Before Competition Groups | 0.00027418 | 0 | 0 | 2823.8154 | 9.7097e-08 | 101 | Commercial_2026_Technical_MW_Before Competition Groups_101 | Electric Convection Combination Ovens | 9.71e-06% | 0 | 0.00027418 | Commercial_2026_Technical_MW_Before Competition Groups_Electric Convection Combination Ovens
Commercial | Com ¦ Building Recommissioning, Operations and Maintenance (O&M) Improvements | 2027 | Economic | MW | Before Competition Groups | 263.3003 | 0 | 0 | 1904.2022 | 0.13827 | 1 | Commercial_2027_Economic_MW_Before Competition Groups_1 | Building Recommissioning, Operations and Maintenance (O&M) Improvements | 13.83% | 0 | 263.3003 | Commercial_2027_Economic_MW_Before Competition Groups_Building Recommissioning, Operations and Maintenance (O&M) Improvements
Commercial | Com ¦ Education and Capacity Building/Energy Behavior | 2027 | Economic | MW | Before Competition Groups | 235.1984 | 0 | 0 | 1904.2022 | 0.12352 | 2 | Commercial_2027_Economic_MW_Before Competition Groups_2 | Education and Capacity Building/Energy Behavior | 12.35% | 0 | 235.1984 | Commercial_2027_Economic_MW_Before Competition Groups_Education and Capacity Building/Energy Behavior
Commercial | Com ¦ LED Low/High Bay | 2027 | Economic | MW | Before Competition Groups | 186.7081 | 0 | 0 | 1904.2022 | 0.098051 | 3 | Commercial_2027_Economic_MW_Before Competition Groups_3 | LED Low/High Bay | 9.805% | 0 | 186.7081 | Commercial_2027_Economic_MW_Before Competition Groups_LED Low/High Bay
Commercial | Com ¦ LED Troffer/Surface/Suspended | 2027 | Economic | MW | Before Competition Groups | 140.9856 | 0 | 0 | 1904.2022 | 0.074039 | 4 | Commercial_2027_Economic_MW_Before Competition Groups_4 | LED Troffer/Surface/Suspended | 7.404% | 0 | 140.9856 | Commercial_2027_Economic_MW_Before Competition Groups_LED Troffer/Surface/Suspended
Commercial | Com ¦ High Efficiency Air Source Heat Pump | 2027 | Economic | MW | Before Competition Groups | 127.3778 | 0 | 0 | 1904.2022 | 0.066893 | 5 | Commercial_2027_Economic_MW_Before Competition Groups_5 | High Efficiency Air Source Heat Pump | 6.689% | 0 | 127.3778 | Commercial_2027_Economic_MW_Before Competition Groups_High Efficiency Air Source Heat Pump
Commercial | Com ¦ ENERGY STAR LED LAMPS (REFLECTOR LAMPs/MR16/PAR 16) | 2027 | Economic | MW | Before Competition Groups | 120.1842 | 0 | 0 | 1904.2022 | 0.063115 | 6 | Commercial_2027_Economic_MW_Before Competition Groups_6 | ENERGY STAR LED LAMPS (REFLECTOR LAMPs/MR16/PAR 16) | 6.312% | 0 | 120.1842 | Commercial_2027_Economic_MW_Before Competition Groups_ENERGY STAR LED LAMPS (REFLECTOR LAMPs/MR16/PAR 16)
Commercial | Com ¦ Advanced BAS/Controllers | 2027 | Economic | MW | Before Competition Groups | 94.0361 | 0 | 0 | 1904.2022 | 0.049383 | 7 | Commercial_2027_Economic_MW_Before Competition Groups_7 | Advanced BAS/Controllers | 4.938% | 0 | 94.0361 | Commercial_2027_Economic_MW_Before Competition Groups_Advanced BAS/Controllers
Commercial | Com ¦ Unitary Air-Conditioning Unit | 2027 | Economic | MW | Before Competition Groups | 84.7574 | 0 | 0 | 1904.2022 | 0.044511 | 8 | Commercial_2027_Economic_MW_Before Competition Groups_8 | Unitary Air-Conditioning Unit | 4.451% | 0 | 84.7574 | Commercial_2027_Economic_MW_Before Competition Groups_Unitary Air-Conditioning Unit
Commercial | Com ¦ LED Replacement Lamp (Tube) | 2027 | Economic | MW | Before Competition Groups | 62.4742 | 0 | 0 | 1904.2022 | 0.032809 | 9 | Commercial_2027_Economic_MW_Before Competition Groups_9 | LED Replacement Lamp (Tube) | 3.281% | 0 | 62.4742 | Commercial_2027_Economic_MW_Before Competition Groups_LED Replacement Lamp (Tube)
Commercial | Com ¦ LLLC - Low Impact Application | 2027 | Economic | MW | Before Competition Groups | 45.5434 | 0 | 0 | 1904.2022 | 0.023917 | 10 | Commercial_2027_Economic_MW_Before Competition Groups_10 | LLLC - Low Impact Application | 2.392% | 0 | 45.5434 | Commercial_2027_Economic_MW_Before Competition Groups_LLLC - Low Impact Application
Commercial | Com ¦ Adaptive Thermostats | 2027 | Economic | MW | Before Competition Groups | 41.001 | 0 | 0 | 1904.2022 | 0.021532 | 11 | Commercial_2027_Economic_MW_Before Competition Groups_11 | Adaptive Thermostats | 2.153% | 0 | 41.001 | Commercial_2027_Economic_MW_Before Competition Groups_Adaptive Thermostats
Commercial | Com ¦ Data Center Storage/Server Virtualization | 2027 | Economic | MW | Before Competition Groups | 34.9732 | 0 | 0 | 1904.2022 | 0.018366 | 12 | Commercial_2027_Economic_MW_Before Competition Groups_12 | Data Center Storage/Server Virtualization | 1.837% | 0 | 34.9732 | Commercial_2027_Economic_MW_Before Competition Groups_Data Center Storage/Server Virtualization
Commercial | Com ¦ Furnace Tune-Up | 2027 | Economic | MW | Before Competition Groups | 31.4423 | 0 | 0 | 1904.2022 | 0.016512 | 13 | Commercial_2027_Economic_MW_Before Competition Groups_13 | Furnace Tune-Up | 1.651% | 0 | 31.4423 | Commercial_2027_Economic_MW_Before Competition Groups_Furnace Tune-Up
Commercial | Com ¦ LLLC - High Impact Application | 2027 | Economic | MW | Before Competition Groups | 31.1918 | 0 | 0 | 1904.2022 | 0.016381 | 14 | Commercial_2027_Economic_MW_Before Competition Groups_14 | LLLC - High Impact Application | 1.638% | 0 | 31.1918 | Commercial_2027_Economic_MW_Before Competition Groups_LLLC - High Impact Application
Commercial | Com ¦ Strip Curtains | 2027 | Economic | MW | Before Competition Groups | 30.7226 | 0 | 0 | 1904.2022 | 0.016134 | 15 | Commercial_2027_Economic_MW_Before Competition Groups_15 | Strip Curtains | 1.613% | 0 | 30.7226 | Commercial_2027_Economic_MW_Before Competition Groups_Strip Curtains
Commercial | Com ¦ Demand Control Ventilation | 2027 | Economic | MW | Before Competition Groups | 30.3343 | 0 | 0 | 1904.2022 | 0.01593 | 16 | Commercial_2027_Economic_MW_Before Competition Groups_16 | Demand Control Ventilation | 1.593% | 0 | 30.3343 | Commercial_2027_Economic_MW_Before Competition Groups_Demand Control Ventilation
Commercial | Com ¦ LED or Equivalent Sign Lighting | 2027 | Economic | MW | Before Competition Groups | 25.3332 | 0 | 0 | 1904.2022 | 0.013304 | 17 | Commercial_2027_Economic_MW_Before Competition Groups_17 | LED or Equivalent Sign Lighting | 1.33% | 0 | 25.3332 | Commercial_2027_Economic_MW_Before Competition Groups_LED or Equivalent Sign Lighting
Commercial | Com ¦ Refrigerated Display Case Doors | 2027 | Economic | MW | Before Competition Groups | 25.0312 | 0 | 0 | 1904.2022 | 0.013145 | 18 | Commercial_2027_Economic_MW_Before Competition Groups_18 | Refrigerated Display Case Doors | 1.315% | 0 | 25.0312 | Commercial_2027_Economic_MW_Before Competition Groups_Refrigerated Display Case Doors
Commercial | Com ¦ Reach-in Shaded Pole to ECM/PSC Evaporator Fan Motor | 2027 | Economic | MW | Before Competition Groups | 24.3819 | 0 | 0 | 1904.2022 | 0.012804 | 19 | Commercial_2027_Economic_MW_Before Competition Groups_19 | Reach-in Shaded Pole to ECM/PSC Evaporator Fan Motor | 1.28% | 0 | 24.3819 | Commercial_2027_Economic_MW_Before Competition Groups_Reach-in Shaded Pole to ECM/PSC Evaporator Fan Motor
Commercial | Com ¦ Centrally controlled desktop PC/NETWORK PC POWER MANAGEMENT SOFTWARE | 2027 | Economic | MW | Before Competition Groups | 23.0994 | 0 | 0 | 1904.2022 | 0.012131 | 20 | Commercial_2027_Economic_MW_Before Competition Groups_20 | Centrally controlled desktop PC/NETWORK PC POWER MANAGEMENT SOFTWARE | 1.213% | 0 | 23.0994 | Commercial_2027_Economic_MW_Before Competition Groups_Centrally controlled desktop PC/NETWORK PC POWER MANAGEMENT SOFTWARE
Commercial | Com ¦ Variable Frequency Drive (VFD) | 2027 | Economic | MW | Before Competition Groups | 21.8844 | 0 | 0 | 1904.2022 | 0.011493 | 21 | Commercial_2027_Economic_MW_Before Competition Groups_21 | Variable Frequency Drive (VFD) | 1.149% | 0 | 21.8844 | Commercial_2027_Economic_MW_Before Competition Groups_Variable Frequency Drive (VFD)
Commercial | Com ¦ Chilled Water Optimization | 2027 | Economic | MW | Before Competition Groups | 20.5826 | 0 | 0 | 1904.2022 | 0.010809 | 22 | Commercial_2027_Economic_MW_Before Competition Groups_22 | Chilled Water Optimization | 1.081% | 0 | 20.5826 | Commercial_2027_Economic_MW_Before Competition Groups_Chilled Water Optimization
Commercial | Com ¦ VFD on Pumps | 2027 | Economic | MW | Before Competition Groups | 20.4812 | 0 | 0 | 1904.2022 | 0.010756 | 23 | Commercial_2027_Economic_MW_Before Competition Groups_23 | VFD on Pumps | 1.076% | 0 | 20.4812 | Commercial_2027_Economic_MW_Before Competition Groups_VFD on Pumps
Commercial | Com ¦ Refrigerated Display Case LED | 2027 | Economic | MW | Before Competition Groups | 17.9948 | 0 | 0 | 1904.2022 | 0.00945 | 24 | Commercial_2027_Economic_MW_Before Competition Groups_24 | Refrigerated Display Case LED | 0.945% | 0 | 17.9948 | Commercial_2027_Economic_MW_Before Competition Groups_Refrigerated Display Case LED
Commercial | Com ¦ Air Handler with Dedicated Outdoor Air Systems | 2027 | Economic | MW | Before Competition Groups | 16.703 | 0 | 0 | 1904.2022 | 0.0087716 | 25 | Commercial_2027_Economic_MW_Before Competition Groups_25 | Air Handler with Dedicated Outdoor Air Systems | 0.8772% | 0 | 16.703 | Commercial_2027_Economic_MW_Before Competition Groups_Air Handler with Dedicated Outdoor Air Systems
Commercial | Com ¦ ENERGY STAR LED LAMPS (General Service Lamps) | 2027 | Economic | MW | Before Competition Groups | 15.6441 | 0 | 0 | 1904.2022 | 0.0082156 | 26 | Commercial_2027_Economic_MW_Before Competition Groups_26 | ENERGY STAR LED LAMPS (General Service Lamps) | 0.8216% | 0 | 15.6441 | Commercial_2027_Economic_MW_Before Competition Groups_ENERGY STAR LED LAMPS (General Service Lamps)
Commercial | Com ¦ ECM MOTORS FOR EVAPORATOR FANS for refrigeration (WALK-IN) | 2027 | Economic | MW | Before Competition Groups | 11.3843 | 0 | 0 | 1904.2022 | 0.0059785 | 27 | Commercial_2027_Economic_MW_Before Competition Groups_27 | ECM MOTORS FOR EVAPORATOR FANS for refrigeration (WALK-IN) | 0.5979% | 0 | 11.3843 | Commercial_2027_Economic_MW_Before Competition Groups_ECM MOTORS FOR EVAPORATOR FANS for refrigeration (WALK-IN)
Commercial | Com ¦ Occupancy Sensors | 2027 | Economic | MW | Before Competition Groups | 9.9036 | 0 | 0 | 1904.2022 | 0.0052009 | 28 | Commercial_2027_Economic_MW_Before Competition Groups_28 | Occupancy Sensors | 0.5201% | 0 | 9.9036 | Commercial_2027_Economic_MW_Before Competition Groups_Occupancy Sensors
Commercial | Com ¦ Freezer Case Light Sensor | 2027 | Economic | MW | Before Competition Groups | 9.8498 | 0 | 0 | 1904.2022 | 0.0051727 | 29 | Commercial_2027_Economic_MW_Before Competition Groups_29 | Freezer Case Light Sensor | 0.5173% | 0 | 9.8498 | Commercial_2027_Economic_MW_Before Competition Groups_Freezer Case Light Sensor
Commercial | Com ¦ Demand Control Kitchen Ventilation | 2027 | Economic | MW | Before Competition Groups | 9.7124 | 0 | 0 | 1904.2022 | 0.0051005 | 30 | Commercial_2027_Economic_MW_Before Competition Groups_30 | Demand Control Kitchen Ventilation | 0.5101% | 0 | 9.7124 | Commercial_2027_Economic_MW_Before Competition Groups_Demand Control Kitchen Ventilation
Commercial | Com ¦ Evaporator Fan Controls | 2027 | Economic | MW | Before Competition Groups | 9.5962 | 0 | 0 | 1904.2022 | 0.0050395 | 31 | Commercial_2027_Economic_MW_Before Competition Groups_31 | Evaporator Fan Controls | 0.5039% | 0 | 9.5962 | Commercial_2027_Economic_MW_Before Competition Groups_Evaporator Fan Controls
Commercial | Com ¦ Water Source Heat Pump (4 ton) | 2027 | Economic | MW | Before Competition Groups | 6.9381 | 0 | 0 | 1904.2022 | 0.0036436 | 32 | Commercial_2027_Economic_MW_Before Competition Groups_32 | Water Source Heat Pump (4 ton) | 0.3644% | 0 | 6.9381 | Commercial_2027_Economic_MW_Before Competition Groups_Water Source Heat Pump (4 ton)
Commercial | Com ¦ LED EXTERIOR AREA LIGHTS - LED fixture (200W) | 2027 | Economic | MW | Before Competition Groups | 6.4846 | 0 | 0 | 1904.2022 | 0.0034054 | 33 | Commercial_2027_Economic_MW_Before Competition Groups_33 | LED EXTERIOR AREA LIGHTS - LED fixture (200W) | 0.3405% | 0 | 6.4846 | Commercial_2027_Economic_MW_Before Competition Groups_LED EXTERIOR AREA LIGHTS - LED fixture (200W)
Commercial | Com ¦ LED parking lot fixture | 2027 | Economic | MW | Before Competition Groups | 6.2535 | 0 | 0 | 1904.2022 | 0.003284 | 34 | Commercial_2027_Economic_MW_Before Competition Groups_34 | LED parking lot fixture | 0.3284% | 0 | 6.2535 | Commercial_2027_Economic_MW_Before Competition Groups_LED parking lot fixture
Commercial | Com ¦ Duct Insulation, R8 | 2027 | Economic | MW | Before Competition Groups | 5.772 | 0 | 0 | 1904.2022 | 0.0030312 | 35 | Commercial_2027_Economic_MW_Before Competition Groups_35 | Duct Insulation, R8 | 0.3031% | 0 | 5.772 | Commercial_2027_Economic_MW_Before Competition Groups_Duct Insulation, R8
Commercial | Com ¦ ENERGY STAR Griddle (74% eff) | 2027 | Economic | MW | Before Competition Groups | 5.0597 | 0 | 0 | 1904.2022 | 0.0026571 | 36 | Commercial_2027_Economic_MW_Before Competition Groups_36 | ENERGY STAR Griddle (74% eff) | 0.2657% | 0 | 5.0597 | Commercial_2027_Economic_MW_Before Competition Groups_ENERGY STAR Griddle (74% eff)
Commercial | Com ¦ Door Gasket Freezer/Refrigerator | 2027 | Economic | MW | Before Competition Groups | 4.7692 | 0 | 0 | 1904.2022 | 0.0025046 | 37 | Commercial_2027_Economic_MW_Before Competition Groups_37 | Door Gasket Freezer/Refrigerator | 0.2505% | 0 | 4.7692 | Commercial_2027_Economic_MW_Before Competition Groups_Door Gasket Freezer/Refrigerator
Commercial | Com ¦ Elec Storage WH 2.30 Et | 2027 | Economic | MW | Before Competition Groups | 4.7375 | 0 | 0 | 1904.2022 | 0.0024879 | 38 | Commercial_2027_Economic_MW_Before Competition Groups_38 | Elec Storage WH 2.30 Et | 0.2488% | 0 | 4.7375 | Commercial_2027_Economic_MW_Before Competition Groups_Elec Storage WH 2.30 Et
Commercial | Com ¦ BEVERAGE VENDING MACHINE CONTROLS | 2027 | Economic | MW | Before Competition Groups | 4.6084 | 0 | 0 | 1904.2022 | 0.0024201 | 39 | Commercial_2027_Economic_MW_Before Competition Groups_39 | BEVERAGE VENDING MACHINE CONTROLS | 0.242% | 0 | 4.6084 | Commercial_2027_Economic_MW_Before Competition Groups_BEVERAGE VENDING MACHINE CONTROLS
Commercial | Com ¦ LED street light fixture | 2027 | Economic | MW | Before Competition Groups | 3.8402 | 0 | 0 | 1904.2022 | 0.0020167 | 40 | Commercial_2027_Economic_MW_Before Competition Groups_40 | LED street light fixture | 0.2017% | 0 | 3.8402 | Commercial_2027_Economic_MW_Before Competition Groups_LED street light fixture
Commercial | Com ¦ Networked/Connected - Low Impact Application | 2027 | Economic | MW | Before Competition Groups | 3.8117 | 0 | 0 | 1904.2022 | 0.0020017 | 41 | Commercial_2027_Economic_MW_Before Competition Groups_41 | Networked/Connected - Low Impact Application | 0.2002% | 0 | 3.8117 | Commercial_2027_Economic_MW_Before Competition Groups_Networked/Connected - Low Impact Application
Commercial | Com ¦ Temperature Adjustment in Commercial Freezers | 2027 | Economic | MW | Before Competition Groups | 3.5083 | 0 | 0 | 1904.2022 | 0.0018424 | 42 | Commercial_2027_Economic_MW_Before Competition Groups_42 | Temperature Adjustment in Commercial Freezers | 0.1842% | 0 | 3.5083 | Commercial_2027_Economic_MW_Before Competition Groups_Temperature Adjustment in Commercial Freezers
Commercial | Com ¦ Networked/Connected - High Impact Application | 2027 | Economic | MW | Before Competition Groups | 3.1928 | 0 | 0 | 1904.2022 | 0.0016767 | 43 | Commercial_2027_Economic_MW_Before Competition Groups_43 | Networked/Connected - High Impact Application | 0.1677% | 0 | 3.1928 | Commercial_2027_Economic_MW_Before Competition Groups_Networked/Connected - High Impact Application
Commercial | Com ¦ CO Sensors for parking garage exhaust fans | 2027 | Economic | MW | Before Competition Groups | 3.1643 | 0 | 0 | 1904.2022 | 0.0016617 | 44 | Commercial_2027_Economic_MW_Before Competition Groups_44 | CO Sensors for parking garage exhaust fans | 0.1662% | 0 | 3.1643 | Commercial_2027_Economic_MW_Before Competition Groups_CO Sensors for parking garage exhaust fans
Commercial | Com ¦ Vertical Night Covers | 2027 | Economic | MW | Before Competition Groups | 2.9013 | 0 | 0 | 1904.2022 | 0.0015236 | 45 | Commercial_2027_Economic_MW_Before Competition Groups_45 | Vertical Night Covers | 0.1524% | 0 | 2.9013 | Commercial_2027_Economic_MW_Before Competition Groups_Vertical Night Covers
Commercial | Com ¦ Energy Efficient Laboratory Fume Hood | 2027 | Economic | MW | Before Competition Groups | 2.8366 | 0 | 0 | 1904.2022 | 0.0014897 | 46 | Commercial_2027_Economic_MW_Before Competition Groups_46 | Energy Efficient Laboratory Fume Hood | 0.149% | 0 | 2.8366 | Commercial_2027_Economic_MW_Before Competition Groups_Energy Efficient Laboratory Fume Hood
Commercial | Com ¦ Water Heating (DHW) Pipe Insulation (Add 3/4\ Foam)" | 2027 | Economic | MW | Before Competition Groups | 2.214 | 0 | 0 | 1904.2022 | 0.0011627 | 47 | Commercial_2027_Economic_MW_Before Competition Groups_47 | Water Heating (DHW) Pipe Insulation (Add 3/4\ Foam)" | 0.1163% | 0 | 2.214 | Commercial_2027_Economic_MW_Before Competition Groups_Water Heating (DHW) Pipe Insulation (Add 3/4\ Foam)"
Commercial | Com ¦ Outside Air Economizer | 2027 | Economic | MW | Before Competition Groups | 1.8515 | 0 | 0 | 1904.2022 | 0.00097235 | 48 | Commercial_2027_Economic_MW_Before Competition Groups_48 | Outside Air Economizer | 0.09723% | 0 | 1.8515 | Commercial_2027_Economic_MW_Before Competition Groups_Outside Air Economizer
Commercial | Com ¦ Suction Pipe Insulation Freezer/Refrigerator | 2027 | Economic | MW | Before Competition Groups | 1.5079 | 0 | 0 | 1904.2022 | 0.00079186 | 49 | Commercial_2027_Economic_MW_Before Competition Groups_49 | Suction Pipe Insulation Freezer/Refrigerator | 0.07919% | 0 | 1.5079 | Commercial_2027_Economic_MW_Before Competition Groups_Suction Pipe Insulation Freezer/Refrigerator
Commercial | Com ¦ ENERGY STAR Fryer (84% eff) | 2027 | Economic | MW | Before Competition Groups | 1.4559 | 0 | 0 | 1904.2022 | 0.00076458 | 50 | Commercial_2027_Economic_MW_Before Competition Groups_50 | ENERGY STAR Fryer (84% eff) | 0.07646% | 0 | 1.4559 | Commercial_2027_Economic_MW_Before Competition Groups_ENERGY STAR Fryer (84% eff)
Commercial | Com ¦ ENERGY STAR Dishwasher | 2027 | Economic | MW | Before Competition Groups | 1.2947 | 0 | 0 | 1904.2022 | 0.00067994 | 51 | Commercial_2027_Economic_MW_Before Competition Groups_51 | ENERGY STAR Dishwasher | 0.06799% | 0 | 1.2947 | Commercial_2027_Economic_MW_Before Competition Groups_ENERGY STAR Dishwasher
Commercial | Com ¦ ENERGY STAR Steam Cookers | 2027 | Economic | MW | Before Competition Groups | 0.95258 | 0 | 0 | 1904.2022 | 0.00050025 | 52 | Commercial_2027_Economic_MW_Before Competition Groups_52 | ENERGY STAR Steam Cookers | 0.05003% | 0 | 0.95258 | Commercial_2027_Economic_MW_Before Competition Groups_ENERGY STAR Steam Cookers
Commercial | Com ¦ Ozone Laundry Treatment | 2027 | Economic | MW | Before Competition Groups | 0.76192 | 0 | 0 | 1904.2022 | 0.00040012 | 53 | Commercial_2027_Economic_MW_Before Competition Groups_53 | Ozone Laundry Treatment | 0.04001% | 0 | 0.76192 | Commercial_2027_Economic_MW_Before Competition Groups_Ozone Laundry Treatment
Commercial | Com ¦ High Efficiency Small Instantaneous Water Heater | 2027 | Economic | MW | Before Competition Groups | 0.65839 | 0 | 0 | 1904.2022 | 0.00034576 | 54 | Commercial_2027_Economic_MW_Before Competition Groups_54 | High Efficiency Small Instantaneous Water Heater | 0.03458% | 0 | 0.65839 | Commercial_2027_Economic_MW_Before Competition Groups_High Efficiency Small Instantaneous Water Heater
Commercial | Com ¦ Thermostat Setback | 2027 | Economic | MW | Before Competition Groups | 0.65602 | 0 | 0 | 1904.2022 | 0.00034451 | 55 | Commercial_2027_Economic_MW_Before Competition Groups_55 | Thermostat Setback | 0.03445% | 0 | 0.65602 | Commercial_2027_Economic_MW_Before Competition Groups_Thermostat Setback
Commercial | Com ¦ PTAC (12 EER/10,000 BTU) | 2027 | Economic | MW | Before Competition Groups | 0.50989 | 0 | 0 | 1904.2022 | 0.00026777 | 56 | Commercial_2027_Economic_MW_Before Competition Groups_56 | PTAC (12 EER/10,000 BTU) | 0.02678% | 0 | 0.50989 | Commercial_2027_Economic_MW_Before Competition Groups_PTAC (12 EER/10,000 BTU)
Commercial | Com ¦ Condensing Make Up Air Unit | 2027 | Economic | MW | Before Competition Groups | 0.47205 | 0 | 0 | 1904.2022 | 0.0002479 | 57 | Commercial_2027_Economic_MW_Before Competition Groups_57 | Condensing Make Up Air Unit | 0.02479% | 0 | 0.47205 | Commercial_2027_Economic_MW_Before Competition Groups_Condensing Make Up Air Unit
Commercial | Com ¦ ECM MOTORS FOR HVAC APPLICATION (FAN-POWERED VAV BOX) | 2027 | Economic | MW | Before Competition Groups | 0.30516 | 0 | 0 | 1904.2022 | 0.00016026 | 58 | Commercial_2027_Economic_MW_Before Competition Groups_58 | ECM MOTORS FOR HVAC APPLICATION (FAN-POWERED VAV BOX) | 0.01603% | 0 | 0.30516 | Commercial_2027_Economic_MW_Before Competition Groups_ECM MOTORS FOR HVAC APPLICATION (FAN-POWERED VAV BOX)
Commercial | Com ¦ Solar Water Preheat (Pools/DHW) | 2027 | Economic | MW | Before Competition Groups | 0.29079 | 0 | 0 | 1904.2022 | 0.00015271 | 59 | Commercial_2027_Economic_MW_Before Competition Groups_59 | Solar Water Preheat (Pools/DHW) | 0.01527% | 0 | 0.29079 | Commercial_2027_Economic_MW_Before Competition Groups_Solar Water Preheat (Pools/DHW)
Commercial | COM ¦ Ductless Mini-Split Heat Pumps | 2027 | Economic | MW | Before Competition Groups | 0.28209 | 0 | 0 | 1904.2022 | 0.00014814 | 60 | Commercial_2027_Economic_MW_Before Competition Groups_60 | Ductless Mini-Split Heat Pumps | 0.01481% | 0 | 0.28209 | Commercial_2027_Economic_MW_Before Competition Groups_Ductless Mini-Split Heat Pumps
Commercial | Com ¦ Notched V belts for HVAC Systems | 2027 | Economic | MW | Before Competition Groups | 0.23981 | 0 | 0 | 1904.2022 | 0.00012594 | 61 | Commercial_2027_Economic_MW_Before Competition Groups_61 | Notched V belts for HVAC Systems | 0.01259% | 0 | 0.23981 | Commercial_2027_Economic_MW_Before Competition Groups_Notched V belts for HVAC Systems
Commercial | Com ¦ Auto Off Time Switch or Time Clock control | 2027 | Economic | MW | Before Competition Groups | 0.1859 | 0 | 0 | 1904.2022 | 9.7626e-05 | 62 | Commercial_2027_Economic_MW_Before Competition Groups_62 | Auto Off Time Switch or Time Clock control | 0.009763% | 0 | 0.1859 | Commercial_2027_Economic_MW_Before Competition Groups_Auto Off Time Switch or Time Clock control
Commercial | Com ¦ CEE Tier 2/Energy Star Clothes Washers | 2027 | Economic | MW | Before Competition Groups | 0.14362 | 0 | 0 | 1904.2022 | 7.5422e-05 | 63 | Commercial_2027_Economic_MW_Before Competition Groups_63 | CEE Tier 2/Energy Star Clothes Washers | 0.007542% | 0 | 0.14362 | Commercial_2027_Economic_MW_Before Competition Groups_CEE Tier 2/Energy Star Clothes Washers
Commercial | Com ¦ Demand controlled Circulating Systems | 2027 | Economic | MW | Before Competition Groups | 0.14205 | 0 | 0 | 1904.2022 | 7.4598e-05 | 64 | Commercial_2027_Economic_MW_Before Competition Groups_64 | Demand controlled Circulating Systems | 0.00746% | 0 | 0.14205 | Commercial_2027_Economic_MW_Before Competition Groups_Demand controlled Circulating Systems
Commercial | Com ¦ HVAC Optimization | 2027 | Economic | MW | Before Competition Groups | 0.11783 | 0 | 0 | 1904.2022 | 6.1881e-05 | 65 | Commercial_2027_Economic_MW_Before Competition Groups_65 | HVAC Optimization | 0.006188% | 0 | 0.11783 | Commercial_2027_Economic_MW_Before Competition Groups_HVAC Optimization
Commercial | Com ¦ Low Flow Pre-Rinse Spray Nozzle | 2027 | Economic | MW | Before Competition Groups | 0.099731 | 0 | 0 | 1904.2022 | 5.2374e-05 | 66 | Commercial_2027_Economic_MW_Before Competition Groups_66 | Low Flow Pre-Rinse Spray Nozzle | 0.005237% | 0 | 0.099731 | Commercial_2027_Economic_MW_Before Competition Groups_Low Flow Pre-Rinse Spray Nozzle
Commercial | Com ¦ Commercial Hot Food Holding Cabinets | 2027 | Economic | MW | Before Competition Groups | 0.083951 | 0 | 0 | 1904.2022 | 4.4087e-05 | 67 | Commercial_2027_Economic_MW_Before Competition Groups_67 | Commercial Hot Food Holding Cabinets | 0.004409% | 0 | 0.083951 | Commercial_2027_Economic_MW_Before Competition Groups_Commercial Hot Food Holding Cabinets
Commercial | Com ¦ Room AC (w/ louvered sides) 14 SEER from 12 SEER code | 2027 | Economic | MW | Before Competition Groups | 0.0695 | 0 | 0 | 1904.2022 | 3.6498e-05 | 68 | Commercial_2027_Economic_MW_Before Competition Groups_68 | Room AC (w/ louvered sides) 14 SEER from 12 SEER code | 0.00365% | 0 | 0.0695 | Commercial_2027_Economic_MW_Before Competition Groups_Room AC (w/ louvered sides) 14 SEER from 12 SEER code
Commercial | Com ¦ Wall Insulation | 2027 | Economic | MW | Before Competition Groups | 0.053021 | 0 | 0 | 1904.2022 | 2.7844e-05 | 69 | Commercial_2027_Economic_MW_Before Competition Groups_69 | Wall Insulation | 0.002784% | 0 | 0.053021 | Commercial_2027_Economic_MW_Before Competition Groups_Wall Insulation
Commercial | Com ¦ Condensing Unit Heaters or other Efficient Unit Heating System | 2027 | Economic | MW | Before Competition Groups | 0.049472 | 0 | 0 | 1904.2022 | 2.598e-05 | 70 | Commercial_2027_Economic_MW_Before Competition Groups_70 | Condensing Unit Heaters or other Efficient Unit Heating System | 0.002598% | 0 | 0.049472 | Commercial_2027_Economic_MW_Before Competition Groups_Condensing Unit Heaters or other Efficient Unit Heating System
Commercial | Com ¦ Energy Recovery Ventilation and Ventilation (Enhanced) | 2027 | Economic | MW | Before Competition Groups | 0.04439 | 0 | 0 | 1904.2022 | 2.3312e-05 | 71 | Commercial_2027_Economic_MW_Before Competition Groups_71 | Energy Recovery Ventilation and Ventilation (Enhanced) | 0.002331% | 0 | 0.04439 | Commercial_2027_Economic_MW_Before Competition Groups_Energy Recovery Ventilation and Ventilation (Enhanced)
Commercial | Com ¦ High Efficiency Chiller (avg of water and air cooled) | 2027 | Economic | MW | Before Competition Groups | 0.028567 | 0 | 0 | 1904.2022 | 1.5002e-05 | 72 | Commercial_2027_Economic_MW_Before Competition Groups_72 | High Efficiency Chiller (avg of water and air cooled) | 0.0015% | 0 | 0.028567 | Commercial_2027_Economic_MW_Before Competition Groups_High Efficiency Chiller (avg of water and air cooled)
Commercial | Com ¦ VSD Air Compressor | 2027 | Economic | MW | Before Competition Groups | 0.023917 | 0 | 0 | 1904.2022 | 1.256e-05 | 73 | Commercial_2027_Economic_MW_Before Competition Groups_73 | VSD Air Compressor | 0.001256% | 0 | 0.023917 | Commercial_2027_Economic_MW_Before Competition Groups_VSD Air Compressor
Commercial | Com ¦ Air Curtains | 2027 | Economic | MW | Before Competition Groups | 0.006788 | 0 | 0 | 1904.2022 | 3.5648e-06 | 74 | Commercial_2027_Economic_MW_Before Competition Groups_74 | Air Curtains | 0.0003565% | 0 | 0.006788 | Commercial_2027_Economic_MW_Before Competition Groups_Air Curtains
Commercial | Com ¦ EC Plug Fan for Data Center (under cabinet) | 2027 | Economic | MW | Before Competition Groups | 0.0060248 | 0 | 0 | 1904.2022 | 3.164e-06 | 75 | Commercial_2027_Economic_MW_Before Competition Groups_75 | EC Plug Fan for Data Center (under cabinet) | 0.0003164% | 0 | 0.0060248 | Commercial_2027_Economic_MW_Before Competition Groups_EC Plug Fan for Data Center (under cabinet)
Commercial | Com ¦ LED RECESSED DOWNLIGHTS | 2027 | Economic | MW | Before Competition Groups | 0.0038513 | 0 | 0 | 1904.2022 | 2.0225e-06 | 76 | Commercial_2027_Economic_MW_Before Competition Groups_76 | LED RECESSED DOWNLIGHTS | 0.0002023% | 0 | 0.0038513 | Commercial_2027_Economic_MW_Before Competition Groups_LED RECESSED DOWNLIGHTS
Commercial | Com ¦ Electric Convection Combination Ovens | 2027 | Economic | MW | Before Competition Groups | 0.00029979 | 0 | 0 | 1904.2022 | 1.5744e-07 | 77 | Commercial_2027_Economic_MW_Before Competition Groups_77 | Electric Convection Combination Ovens | 1.574e-05% | 0 | 0.00029979 | Commercial_2027_Economic_MW_Before Competition Groups_Electric Convection Combination Ovens
Commercial | Com ¦ Efficient compressor motor | 2027 | Economic | MW | Before Competition Groups | 0 | 0 | 0 | 1904.2022 | 0 | 78 | Commercial_2027_Economic_MW_Before Competition Groups_78 | Efficient compressor motor | 0% | 0 | 0 | Commercial_2027_Economic_MW_Before Competition Groups_Efficient compressor motor
Commercial | Com ¦ Indoor Daylight Sensors/Photocell Dimming Control | 2027 | Economic | MW | Before Competition Groups | 0 | 0 | 0 | 1904.2022 | 0 | 79 | Commercial_2027_Economic_MW_Before Competition Groups_79 | Indoor Daylight Sensors/Photocell Dimming Control | 0% | 0 | 0 | Commercial_2027_Economic_MW_Before Competition Groups_Indoor Daylight Sensors/Photocell Dimming Control
Commercial | Com ¦ Variable Refrigerant Flow Heat Pump | 2027 | Economic | MW | Before Competition Groups | 0 | 0 | 0 | 1904.2022 | 0 | 80 | Commercial_2027_Economic_MW_Before Competition Groups_80 | Variable Refrigerant Flow Heat Pump | 0% | 0 | 0 | Commercial_2027_Economic_MW_Before Competition Groups_Variable Refrigerant Flow Heat Pump
Commercial | Com ¦ ENERGY STAR LED LAMPS (REFLECTOR LAMPs/MR16/PAR 16) | 2027 | SC A | MW | Before Competition Groups | 98.8528 | 0 | 0 | 645.6495 | 0.15311 | 1 | Commercial_2027_SC A_MW_Before Competition Groups_1 | ENERGY STAR LED LAMPS (REFLECTOR LAMPs/MR16/PAR 16) | 15.31% | 0 | 98.8528 | Commercial_2027_SC A_MW_Before Competition Groups_ENERGY STAR LED LAMPS (REFLECTOR LAMPs/MR16/PAR 16)
Commercial | Com ¦ LED Low/High Bay | 2027 | SC A | MW | Before Competition Groups | 86.8981 | 0 | 0 | 645.6495 | 0.13459 | 2 | Commercial_2027_SC A_MW_Before Competition Groups_2 | LED Low/High Bay | 13.46% | 0 | 86.8981 | Commercial_2027_SC A_MW_Before Competition Groups_LED Low/High Bay
Commercial | Com ¦ LED Troffer/Surface/Suspended | 2027 | SC A | MW | Before Competition Groups | 81.531 | 0 | 0 | 645.6495 | 0.12628 | 3 | Commercial_2027_SC A_MW_Before Competition Groups_3 | LED Troffer/Surface/Suspended | 12.63% | 0 | 81.531 | Commercial_2027_SC A_MW_Before Competition Groups_LED Troffer/Surface/Suspended
Commercial | Com ¦ LED Replacement Lamp (Tube) | 2027 | SC A | MW | Before Competition Groups | 50.6027 | 0 | 0 | 645.6495 | 0.078375 | 4 | Commercial_2027_SC A_MW_Before Competition Groups_4 | LED Replacement Lamp (Tube) | 7.837% | 0 | 50.6027 | Commercial_2027_SC A_MW_Before Competition Groups_LED Replacement Lamp (Tube)
Commercial | Com ¦ High Efficiency Air Source Heat Pump | 2027 | SC A | MW | Before Competition Groups | 40.8242 | 0 | 0 | 645.6495 | 0.06323 | 5 | Commercial_2027_SC A_MW_Before Competition Groups_5 | High Efficiency Air Source Heat Pump | 6.323% | 0 | 40.8242 | Commercial_2027_SC A_MW_Before Competition Groups_High Efficiency Air Source Heat Pump
Commercial | Com ¦ Building Recommissioning, Operations and Maintenance (O&M) Improvements | 2027 | SC A | MW | Before Competition Groups | 33.1757 | 0 | 0 | 645.6495 | 0.051383 | 6 | Commercial_2027_SC A_MW_Before Competition Groups_6 | Building Recommissioning, Operations and Maintenance (O&M) Improvements | 5.138% | 0 | 33.1757 | Commercial_2027_SC A_MW_Before Competition Groups_Building Recommissioning, Operations and Maintenance (O&M) Improvements
Commercial | Com ¦ Education and Capacity Building/Energy Behavior | 2027 | SC A | MW | Before Competition Groups | 26.7969 | 0 | 0 | 645.6495 | 0.041504 | 7 | Commercial_2027_SC A_MW_Before Competition Groups_7 | Education and Capacity Building/Energy Behavior | 4.15% | 0 | 26.7969 | Commercial_2027_SC A_MW_Before Competition Groups_Education and Capacity Building/Energy Behavior
Commercial | Com ¦ Data Center Storage/Server Virtualization | 2027 | SC A | MW | Before Competition Groups | 20.3979 | 0 | 0 | 645.6495 | 0.031593 | 8 | Commercial_2027_SC A_MW_Before Competition Groups_8 | Data Center Storage/Server Virtualization | 3.159% | 0 | 20.3979 | Commercial_2027_SC A_MW_Before Competition Groups_Data Center Storage/Server Virtualization
Commercial | Com ¦ Advanced BAS/Controllers | 2027 | SC A | MW | Before Competition Groups | 19.0086 | 0 | 0 | 645.6495 | 0.029441 | 9 | Commercial_2027_SC A_MW_Before Competition Groups_9 | Advanced BAS/Controllers | 2.944% | 0 | 19.0086 | Commercial_2027_SC A_MW_Before Competition Groups_Advanced BAS/Controllers
Commercial | Com ¦ Reach-in Shaded Pole to ECM/PSC Evaporator Fan Motor | 2027 | SC A | MW | Before Competition Groups | 15.6897 | 0 | 0 | 645.6495 | 0.024301 | 10 | Commercial_2027_SC A_MW_Before Competition Groups_10 | Reach-in Shaded Pole to ECM/PSC Evaporator Fan Motor | 2.43% | 0 | 15.6897 | Commercial_2027_SC A_MW_Before Competition Groups_Reach-in Shaded Pole to ECM/PSC Evaporator Fan Motor
Commercial | Com ¦ LED or Equivalent Sign Lighting | 2027 | SC A | MW | Before Competition Groups | 14.2286 | 0 | 0 | 645.6495 | 0.022038 | 11 | Commercial_2027_SC A_MW_Before Competition Groups_11 | LED or Equivalent Sign Lighting | 2.204% | 0 | 14.2286 | Commercial_2027_SC A_MW_Before Competition Groups_LED or Equivalent Sign Lighting
Commercial | Com ¦ ENERGY STAR LED LAMPS (General Service Lamps) | 2027 | SC A | MW | Before Competition Groups | 12.7275 | 0 | 0 | 645.6495 | 0.019713 | 12 | Commercial_2027_SC A_MW_Before Competition Groups_12 | ENERGY STAR LED LAMPS (General Service Lamps) | 1.971% | 0 | 12.7275 | Commercial_2027_SC A_MW_Before Competition Groups_ENERGY STAR LED LAMPS (General Service Lamps)
Commercial | Com ¦ Adaptive Thermostats | 2027 | SC A | MW | Before Competition Groups | 12.7065 | 0 | 0 | 645.6495 | 0.01968 | 13 | Commercial_2027_SC A_MW_Before Competition Groups_13 | Adaptive Thermostats | 1.968% | 0 | 12.7065 | Commercial_2027_SC A_MW_Before Competition Groups_Adaptive Thermostats
Commercial | Com ¦ Strip Curtains | 2027 | SC A | MW | Before Competition Groups | 11.73 | 0 | 0 | 645.6495 | 0.018168 | 14 | Commercial_2027_SC A_MW_Before Competition Groups_14 | Strip Curtains | 1.817% | 0 | 11.73 | Commercial_2027_SC A_MW_Before Competition Groups_Strip Curtains
Commercial | Com ¦ Unitary Air-Conditioning Unit | 2027 | SC A | MW | Before Competition Groups | 10.8261 | 0 | 0 | 645.6495 | 0.016768 | 15 | Commercial_2027_SC A_MW_Before Competition Groups_15 | Unitary Air-Conditioning Unit | 1.677% | 0 | 10.8261 | Commercial_2027_SC A_MW_Before Competition Groups_Unitary Air-Conditioning Unit
Commercial | Com ¦ Refrigerated Display Case Doors | 2027 | SC A | MW | Before Competition Groups | 10.3782 | 0 | 0 | 645.6495 | 0.016074 | 16 | Commercial_2027_SC A_MW_Before Competition Groups_16 | Refrigerated Display Case Doors | 1.607% | 0 | 10.3782 | Commercial_2027_SC A_MW_Before Competition Groups_Refrigerated Display Case Doors
Commercial | Com ¦ Furnace Tune-Up | 2027 | SC A | MW | Before Competition Groups | 9.6105 | 0 | 0 | 645.6495 | 0.014885 | 17 | Commercial_2027_SC A_MW_Before Competition Groups_17 | Furnace Tune-Up | 1.488% | 0 | 9.6105 | Commercial_2027_SC A_MW_Before Competition Groups_Furnace Tune-Up
Commercial | Com ¦ Chilled Water Optimization | 2027 | SC A | MW | Before Competition Groups | 7.9299 | 0 | 0 | 645.6495 | 0.012282 | 18 | Commercial_2027_SC A_MW_Before Competition Groups_18 | Chilled Water Optimization | 1.228% | 0 | 7.9299 | Commercial_2027_SC A_MW_Before Competition Groups_Chilled Water Optimization
Commercial | Com ¦ Centrally controlled desktop PC/NETWORK PC POWER MANAGEMENT SOFTWARE | 2027 | SC A | MW | Before Competition Groups | 7.8776 | 0 | 0 | 645.6495 | 0.012201 | 19 | Commercial_2027_SC A_MW_Before Competition Groups_19 | Centrally controlled desktop PC/NETWORK PC POWER MANAGEMENT SOFTWARE | 1.22% | 0 | 7.8776 | Commercial_2027_SC A_MW_Before Competition Groups_Centrally controlled desktop PC/NETWORK PC POWER MANAGEMENT SOFTWARE
Commercial | Com ¦ Variable Frequency Drive (VFD) | 2027 | SC A | MW | Before Competition Groups | 6.7743 | 0 | 0 | 645.6495 | 0.010492 | 20 | Commercial_2027_SC A_MW_Before Competition Groups_20 | Variable Frequency Drive (VFD) | 1.049% | 0 | 6.7743 | Commercial_2027_SC A_MW_Before Competition Groups_Variable Frequency Drive (VFD)
Commercial | Com ¦ Demand Control Ventilation | 2027 | SC A | MW | Before Competition Groups | 6.4755 | 0 | 0 | 645.6495 | 0.01003 | 21 | Commercial_2027_SC A_MW_Before Competition Groups_21 | Demand Control Ventilation | 1.003% | 0 | 6.4755 | Commercial_2027_SC A_MW_Before Competition Groups_Demand Control Ventilation
Commercial | Com ¦ VFD on Pumps | 2027 | SC A | MW | Before Competition Groups | 6.2894 | 0 | 0 | 645.6495 | 0.0097412 | 22 | Commercial_2027_SC A_MW_Before Competition Groups_22 | VFD on Pumps | 0.9741% | 0 | 6.2894 | Commercial_2027_SC A_MW_Before Competition Groups_VFD on Pumps
Commercial | Com ¦ Refrigerated Display Case LED | 2027 | SC A | MW | Before Competition Groups | 5.2375 | 0 | 0 | 645.6495 | 0.008112 | 23 | Commercial_2027_SC A_MW_Before Competition Groups_23 | Refrigerated Display Case LED | 0.8112% | 0 | 5.2375 | Commercial_2027_SC A_MW_Before Competition Groups_Refrigerated Display Case LED
Commercial | Com ¦ LED EXTERIOR AREA LIGHTS - LED fixture (200W) | 2027 | SC A | MW | Before Competition Groups | 5.0724 | 0 | 0 | 645.6495 | 0.0078562 | 24 | Commercial_2027_SC A_MW_Before Competition Groups_24 | LED EXTERIOR AREA LIGHTS - LED fixture (200W) | 0.7856% | 0 | 5.0724 | Commercial_2027_SC A_MW_Before Competition Groups_LED EXTERIOR AREA LIGHTS - LED fixture (200W)
Commercial | Com ¦ LED parking lot fixture | 2027 | SC A | MW | Before Competition Groups | 4.9344 | 0 | 0 | 645.6495 | 0.0076426 | 25 | Commercial_2027_SC A_MW_Before Competition Groups_25 | LED parking lot fixture | 0.7643% | 0 | 4.9344 | Commercial_2027_SC A_MW_Before Competition Groups_LED parking lot fixture
Commercial | Com ¦ ECM MOTORS FOR EVAPORATOR FANS for refrigeration (WALK-IN) | 2027 | SC A | MW | Before Competition Groups | 3.4656 | 0 | 0 | 645.6495 | 0.0053677 | 26 | Commercial_2027_SC A_MW_Before Competition Groups_26 | ECM MOTORS FOR EVAPORATOR FANS for refrigeration (WALK-IN) | 0.5368% | 0 | 3.4656 | Commercial_2027_SC A_MW_Before Competition Groups_ECM MOTORS FOR EVAPORATOR FANS for refrigeration (WALK-IN)
Commercial | Com ¦ Air Handler with Dedicated Outdoor Air Systems | 2027 | SC A | MW | Before Competition Groups | 3.1369 | 0 | 0 | 645.6495 | 0.0048585 | 27 | Commercial_2027_SC A_MW_Before Competition Groups_27 | Air Handler with Dedicated Outdoor Air Systems | 0.4858% | 0 | 3.1369 | Commercial_2027_SC A_MW_Before Competition Groups_Air Handler with Dedicated Outdoor Air Systems
Commercial | Com ¦ ENERGY STAR Griddle (74% eff) | 2027 | SC A | MW | Before Competition Groups | 2.9812 | 0 | 0 | 645.6495 | 0.0046174 | 28 | Commercial_2027_SC A_MW_Before Competition Groups_28 | ENERGY STAR Griddle (74% eff) | 0.4617% | 0 | 2.9812 | Commercial_2027_SC A_MW_Before Competition Groups_ENERGY STAR Griddle (74% eff)
Commercial | Com ¦ LED street light fixture | 2027 | SC A | MW | Before Competition Groups | 2.9389 | 0 | 0 | 645.6495 | 0.0045519 | 29 | Commercial_2027_SC A_MW_Before Competition Groups_29 | LED street light fixture | 0.4552% | 0 | 2.9389 | Commercial_2027_SC A_MW_Before Competition Groups_LED street light fixture
Commercial | Com ¦ Evaporator Fan Controls | 2027 | SC A | MW | Before Competition Groups | 2.9116 | 0 | 0 | 645.6495 | 0.0045096 | 30 | Commercial_2027_SC A_MW_Before Competition Groups_30 | Evaporator Fan Controls | 0.451% | 0 | 2.9116 | Commercial_2027_SC A_MW_Before Competition Groups_Evaporator Fan Controls
Commercial | Com ¦ Demand Control Kitchen Ventilation | 2027 | SC A | MW | Before Competition Groups | 2.6814 | 0 | 0 | 645.6495 | 0.0041531 | 31 | Commercial_2027_SC A_MW_Before Competition Groups_31 | Demand Control Kitchen Ventilation | 0.4153% | 0 | 2.6814 | Commercial_2027_SC A_MW_Before Competition Groups_Demand Control Kitchen Ventilation
Commercial | Com ¦ Freezer Case Light Sensor | 2027 | SC A | MW | Before Competition Groups | 2.4399 | 0 | 0 | 645.6495 | 0.003779 | 32 | Commercial_2027_SC A_MW_Before Competition Groups_32 | Freezer Case Light Sensor | 0.3779% | 0 | 2.4399 | Commercial_2027_SC A_MW_Before Competition Groups_Freezer Case Light Sensor
Commercial | Com ¦ Door Gasket Freezer/Refrigerator | 2027 | SC A | MW | Before Competition Groups | 2.3334 | 0 | 0 | 645.6495 | 0.003614 | 33 | Commercial_2027_SC A_MW_Before Competition Groups_33 | Door Gasket Freezer/Refrigerator | 0.3614% | 0 | 2.3334 | Commercial_2027_SC A_MW_Before Competition Groups_Door Gasket Freezer/Refrigerator
Commercial | Com ¦ Occupancy Sensors | 2027 | SC A | MW | Before Competition Groups | 2.123 | 0 | 0 | 645.6495 | 0.0032882 | 34 | Commercial_2027_SC A_MW_Before Competition Groups_34 | Occupancy Sensors | 0.3288% | 0 | 2.123 | Commercial_2027_SC A_MW_Before Competition Groups_Occupancy Sensors
Commercial | Com ¦ Duct Insulation, R8 | 2027 | SC A | MW | Before Competition Groups | 1.7497 | 0 | 0 | 645.6495 | 0.0027099 | 35 | Commercial_2027_SC A_MW_Before Competition Groups_35 | Duct Insulation, R8 | 0.271% | 0 | 1.7497 | Commercial_2027_SC A_MW_Before Competition Groups_Duct Insulation, R8
Commercial | Com ¦ Water Source Heat Pump (4 ton) | 2027 | SC A | MW | Before Competition Groups | 1.4031 | 0 | 0 | 645.6495 | 0.0021732 | 36 | Commercial_2027_SC A_MW_Before Competition Groups_36 | Water Source Heat Pump (4 ton) | 0.2173% | 0 | 1.4031 | Commercial_2027_SC A_MW_Before Competition Groups_Water Source Heat Pump (4 ton)
Commercial | Com ¦ Elec Storage WH 2.30 Et | 2027 | SC A | MW | Before Competition Groups | 1.0811 | 0 | 0 | 645.6495 | 0.0016744 | 37 | Commercial_2027_SC A_MW_Before Competition Groups_37 | Elec Storage WH 2.30 Et | 0.1674% | 0 | 1.0811 | Commercial_2027_SC A_MW_Before Competition Groups_Elec Storage WH 2.30 Et
Commercial | Com ¦ Temperature Adjustment in Commercial Freezers | 2027 | SC A | MW | Before Competition Groups | 1.0657 | 0 | 0 | 645.6495 | 0.0016505 | 38 | Commercial_2027_SC A_MW_Before Competition Groups_38 | Temperature Adjustment in Commercial Freezers | 0.1651% | 0 | 1.0657 | Commercial_2027_SC A_MW_Before Competition Groups_Temperature Adjustment in Commercial Freezers
Commercial | Com ¦ BEVERAGE VENDING MACHINE CONTROLS | 2027 | SC A | MW | Before Competition Groups | 1.0311 | 0 | 0 | 645.6495 | 0.0015971 | 39 | Commercial_2027_SC A_MW_Before Competition Groups_39 | BEVERAGE VENDING MACHINE CONTROLS | 0.1597% | 0 | 1.0311 | Commercial_2027_SC A_MW_Before Competition Groups_BEVERAGE VENDING MACHINE CONTROLS
Commercial | Com ¦ ENERGY STAR Fryer (84% eff) | 2027 | SC A | MW | Before Competition Groups | 0.87533 | 0 | 0 | 645.6495 | 0.0013557 | 40 | Commercial_2027_SC A_MW_Before Competition Groups_40 | ENERGY STAR Fryer (84% eff) | 0.1356% | 0 | 0.87533 | Commercial_2027_SC A_MW_Before Competition Groups_ENERGY STAR Fryer (84% eff)
Commercial | Com ¦ Vertical Night Covers | 2027 | SC A | MW | Before Competition Groups | 0.86088 | 0 | 0 | 645.6495 | 0.0013334 | 41 | Commercial_2027_SC A_MW_Before Competition Groups_41 | Vertical Night Covers | 0.1333% | 0 | 0.86088 | Commercial_2027_SC A_MW_Before Competition Groups_Vertical Night Covers
Commercial | Com ¦ CO Sensors for parking garage exhaust fans | 2027 | SC A | MW | Before Competition Groups | 0.80962 | 0 | 0 | 645.6495 | 0.001254 | 42 | Commercial_2027_SC A_MW_Before Competition Groups_42 | CO Sensors for parking garage exhaust fans | 0.1254% | 0 | 0.80962 | Commercial_2027_SC A_MW_Before Competition Groups_CO Sensors for parking garage exhaust fans
Commercial | Com ¦ Energy Efficient Laboratory Fume Hood | 2027 | SC A | MW | Before Competition Groups | 0.77231 | 0 | 0 | 645.6495 | 0.0011962 | 43 | Commercial_2027_SC A_MW_Before Competition Groups_43 | Energy Efficient Laboratory Fume Hood | 0.1196% | 0 | 0.77231 | Commercial_2027_SC A_MW_Before Competition Groups_Energy Efficient Laboratory Fume Hood
Commercial | Com ¦ Outside Air Economizer | 2027 | SC A | MW | Before Competition Groups | 0.73006 | 0 | 0 | 645.6495 | 0.0011307 | 44 | Commercial_2027_SC A_MW_Before Competition Groups_44 | Outside Air Economizer | 0.1131% | 0 | 0.73006 | Commercial_2027_SC A_MW_Before Competition Groups_Outside Air Economizer
Commercial | Com ¦ Water Heating (DHW) Pipe Insulation (Add 3/4\ Foam)" | 2027 | SC A | MW | Before Competition Groups | 0.67615 | 0 | 0 | 645.6495 | 0.0010472 | 45 | Commercial_2027_SC A_MW_Before Competition Groups_45 | Water Heating (DHW) Pipe Insulation (Add 3/4\ Foam)" | 0.1047% | 0 | 0.67615 | Commercial_2027_SC A_MW_Before Competition Groups_Water Heating (DHW) Pipe Insulation (Add 3/4\ Foam)"
Commercial | Com ¦ Thermostat Setback | 2027 | SC A | MW | Before Competition Groups | 0.56653 | 0 | 0 | 645.6495 | 0.00087746 | 46 | Commercial_2027_SC A_MW_Before Competition Groups_46 | Thermostat Setback | 0.08775% | 0 | 0.56653 | Commercial_2027_SC A_MW_Before Competition Groups_Thermostat Setback
Commercial | Com ¦ ENERGY STAR Steam Cookers | 2027 | SC A | MW | Before Competition Groups | 0.56016 | 0 | 0 | 645.6495 | 0.00086759 | 47 | Commercial_2027_SC A_MW_Before Competition Groups_47 | ENERGY STAR Steam Cookers | 0.08676% | 0 | 0.56016 | Commercial_2027_SC A_MW_Before Competition Groups_ENERGY STAR Steam Cookers
Commercial | Com ¦ Suction Pipe Insulation Freezer/Refrigerator | 2027 | SC A | MW | Before Competition Groups | 0.44255 | 0 | 0 | 645.6495 | 0.00068544 | 48 | Commercial_2027_SC A_MW_Before Competition Groups_48 | Suction Pipe Insulation Freezer/Refrigerator | 0.06854% | 0 | 0.44255 | Commercial_2027_SC A_MW_Before Competition Groups_Suction Pipe Insulation Freezer/Refrigerator
Commercial | Com ¦ ENERGY STAR Dishwasher | 2027 | SC A | MW | Before Competition Groups | 0.38547 | 0 | 0 | 645.6495 | 0.00059702 | 49 | Commercial_2027_SC A_MW_Before Competition Groups_49 | ENERGY STAR Dishwasher | 0.0597% | 0 | 0.38547 | Commercial_2027_SC A_MW_Before Competition Groups_ENERGY STAR Dishwasher
Commercial | Com ¦ Ozone Laundry Treatment | 2027 | SC A | MW | Before Competition Groups | 0.17698 | 0 | 0 | 645.6495 | 0.00027412 | 50 | Commercial_2027_SC A_MW_Before Competition Groups_50 | Ozone Laundry Treatment | 0.02741% | 0 | 0.17698 | Commercial_2027_SC A_MW_Before Competition Groups_Ozone Laundry Treatment
Commercial | Com ¦ Condensing Make Up Air Unit | 2027 | SC A | MW | Before Competition Groups | 0.14565 | 0 | 0 | 645.6495 | 0.00022559 | 51 | Commercial_2027_SC A_MW_Before Competition Groups_51 | Condensing Make Up Air Unit | 0.02256% | 0 | 0.14565 | Commercial_2027_SC A_MW_Before Competition Groups_Condensing Make Up Air Unit
Commercial | Com ¦ ECM MOTORS FOR HVAC APPLICATION (FAN-POWERED VAV BOX) | 2027 | SC A | MW | Before Competition Groups | 0.10282 | 0 | 0 | 645.6495 | 0.00015924 | 52 | Commercial_2027_SC A_MW_Before Competition Groups_52 | ECM MOTORS FOR HVAC APPLICATION (FAN-POWERED VAV BOX) | 0.01592% | 0 | 0.10282 | Commercial_2027_SC A_MW_Before Competition Groups_ECM MOTORS FOR HVAC APPLICATION (FAN-POWERED VAV BOX)
Commercial | COM ¦ Ductless Mini-Split Heat Pumps | 2027 | SC A | MW | Before Competition Groups | 0.093919 | 0 | 0 | 645.6495 | 0.00014546 | 53 | Commercial_2027_SC A_MW_Before Competition Groups_53 | Ductless Mini-Split Heat Pumps | 0.01455% | 0 | 0.093919 | Commercial_2027_SC A_MW_Before Competition Groups_Ductless Mini-Split Heat Pumps
Commercial | Com ¦ CEE Tier 2/Energy Star Clothes Washers | 2027 | SC A | MW | Before Competition Groups | 0.078068 | 0 | 0 | 645.6495 | 0.00012091 | 54 | Commercial_2027_SC A_MW_Before Competition Groups_54 | CEE Tier 2/Energy Star Clothes Washers | 0.01209% | 0 | 0.078068 | Commercial_2027_SC A_MW_Before Competition Groups_CEE Tier 2/Energy Star Clothes Washers
Commercial | Com ¦ HVAC Optimization | 2027 | SC A | MW | Before Competition Groups | 0.067972 | 0 | 0 | 645.6495 | 0.00010528 | 55 | Commercial_2027_SC A_MW_Before Competition Groups_55 | HVAC Optimization | 0.01053% | 0 | 0.067972 | Commercial_2027_SC A_MW_Before Competition Groups_HVAC Optimization
Commercial | Com ¦ PTAC (12 EER/10,000 BTU) | 2027 | SC A | MW | Before Competition Groups | 0.060689 | 0 | 0 | 645.6495 | 9.3998e-05 | 56 | Commercial_2027_SC A_MW_Before Competition Groups_56 | PTAC (12 EER/10,000 BTU) | 0.0094% | 0 | 0.060689 | Commercial_2027_SC A_MW_Before Competition Groups_PTAC (12 EER/10,000 BTU)
Commercial | Com ¦ Auto Off Time Switch or Time Clock control | 2027 | SC A | MW | Before Competition Groups | 0.050322 | 0 | 0 | 645.6495 | 7.7941e-05 | 57 | Commercial_2027_SC A_MW_Before Competition Groups_57 | Auto Off Time Switch or Time Clock control | 0.007794% | 0 | 0.050322 | Commercial_2027_SC A_MW_Before Competition Groups_Auto Off Time Switch or Time Clock control
Commercial | Com ¦ Demand controlled Circulating Systems | 2027 | SC A | MW | Before Competition Groups | 0.046102 | 0 | 0 | 645.6495 | 7.1403e-05 | 58 | Commercial_2027_SC A_MW_Before Competition Groups_58 | Demand controlled Circulating Systems | 0.00714% | 0 | 0.046102 | Commercial_2027_SC A_MW_Before Competition Groups_Demand controlled Circulating Systems
Commercial | Com ¦ Low Flow Pre-Rinse Spray Nozzle | 2027 | SC A | MW | Before Competition Groups | 0.045007 | 0 | 0 | 645.6495 | 6.9708e-05 | 59 | Commercial_2027_SC A_MW_Before Competition Groups_59 | Low Flow Pre-Rinse Spray Nozzle | 0.006971% | 0 | 0.045007 | Commercial_2027_SC A_MW_Before Competition Groups_Low Flow Pre-Rinse Spray Nozzle
Commercial | Com ¦ Notched V belts for HVAC Systems | 2027 | SC A | MW | Before Competition Groups | 0.042306 | 0 | 0 | 645.6495 | 6.5525e-05 | 60 | Commercial_2027_SC A_MW_Before Competition Groups_60 | Notched V belts for HVAC Systems | 0.006553% | 0 | 0.042306 | Commercial_2027_SC A_MW_Before Competition Groups_Notched V belts for HVAC Systems
Commercial | Com ¦ Solar Water Preheat (Pools/DHW) | 2027 | SC A | MW | Before Competition Groups | 0.03369 | 0 | 0 | 645.6495 | 5.2181e-05 | 61 | Commercial_2027_SC A_MW_Before Competition Groups_61 | Solar Water Preheat (Pools/DHW) | 0.005218% | 0 | 0.03369 | Commercial_2027_SC A_MW_Before Competition Groups_Solar Water Preheat (Pools/DHW)
Commercial | Com ¦ Commercial Hot Food Holding Cabinets | 2027 | SC A | MW | Before Competition Groups | 0.026013 | 0 | 0 | 645.6495 | 4.0289e-05 | 62 | Commercial_2027_SC A_MW_Before Competition Groups_62 | Commercial Hot Food Holding Cabinets | 0.004029% | 0 | 0.026013 | Commercial_2027_SC A_MW_Before Competition Groups_Commercial Hot Food Holding Cabinets
Commercial | Com ¦ Wall Insulation | 2027 | SC A | MW | Before Competition Groups | 0.015855 | 0 | 0 | 645.6495 | 2.4557e-05 | 63 | Commercial_2027_SC A_MW_Before Competition Groups_63 | Wall Insulation | 0.002456% | 0 | 0.015855 | Commercial_2027_SC A_MW_Before Competition Groups_Wall Insulation
Commercial | Com ¦ Condensing Unit Heaters or other Efficient Unit Heating System | 2027 | SC A | MW | Before Competition Groups | 0.01522 | 0 | 0 | 645.6495 | 2.3573e-05 | 64 | Commercial_2027_SC A_MW_Before Competition Groups_64 | Condensing Unit Heaters or other Efficient Unit Heating System | 0.002357% | 0 | 0.01522 | Commercial_2027_SC A_MW_Before Competition Groups_Condensing Unit Heaters or other Efficient Unit Heating System
Commercial | Com ¦ VSD Air Compressor | 2027 | SC A | MW | Before Competition Groups | 0.011836 | 0 | 0 | 645.6495 | 1.8332e-05 | 65 | Commercial_2027_SC A_MW_Before Competition Groups_65 | VSD Air Compressor | 0.001833% | 0 | 0.011836 | Commercial_2027_SC A_MW_Before Competition Groups_VSD Air Compressor
Commercial | Com ¦ Air Curtains | 2027 | SC A | MW | Before Competition Groups | 0.011416 | 0 | 0 | 645.6495 | 1.7682e-05 | 66 | Commercial_2027_SC A_MW_Before Competition Groups_66 | Air Curtains | 0.001768% | 0 | 0.011416 | Commercial_2027_SC A_MW_Before Competition Groups_Air Curtains
Commercial | Com ¦ Room AC (w/ louvered sides) 14 SEER from 12 SEER code | 2027 | SC A | MW | Before Competition Groups | 0.0065908 | 0 | 0 | 645.6495 | 1.0208e-05 | 67 | Commercial_2027_SC A_MW_Before Competition Groups_67 | Room AC (w/ louvered sides) 14 SEER from 12 SEER code | 0.001021% | 0 | 0.0065908 | Commercial_2027_SC A_MW_Before Competition Groups_Room AC (w/ louvered sides) 14 SEER from 12 SEER code
Commercial | Com ¦ LED RECESSED DOWNLIGHTS | 2027 | SC A | MW | Before Competition Groups | 0.0049613 | 0 | 0 | 645.6495 | 7.6842e-06 | 68 | Commercial_2027_SC A_MW_Before Competition Groups_68 | LED RECESSED DOWNLIGHTS | 0.0007684% | 0 | 0.0049613 | Commercial_2027_SC A_MW_Before Competition Groups_LED RECESSED DOWNLIGHTS
Commercial | Com ¦ Energy Recovery Ventilation and Ventilation (Enhanced) | 2027 | SC A | MW | Before Competition Groups | 0.0033905 | 0 | 0 | 645.6495 | 5.2513e-06 | 69 | Commercial_2027_SC A_MW_Before Competition Groups_69 | Energy Recovery Ventilation and Ventilation (Enhanced) | 0.0005251% | 0 | 0.0033905 | Commercial_2027_SC A_MW_Before Competition Groups_Energy Recovery Ventilation and Ventilation (Enhanced)
Commercial | Com ¦ LLLC - Low Impact Application | 2027 | SC A | MW | Before Competition Groups | 0.0032099 | 0 | 0 | 645.6495 | 4.9716e-06 | 70 | Commercial_2027_SC A_MW_Before Competition Groups_70 | LLLC - Low Impact Application | 0.0004972% | 0 | 0.0032099 | Commercial_2027_SC A_MW_Before Competition Groups_LLLC - Low Impact Application
Commercial | Com ¦ High Efficiency Small Instantaneous Water Heater | 2027 | SC A | MW | Before Competition Groups | 0.0029326 | 0 | 0 | 645.6495 | 4.542e-06 | 71 | Commercial_2027_SC A_MW_Before Competition Groups_71 | High Efficiency Small Instantaneous Water Heater | 0.0004542% | 0 | 0.0029326 | Commercial_2027_SC A_MW_Before Competition Groups_High Efficiency Small Instantaneous Water Heater
Commercial | Com ¦ LLLC - High Impact Application | 2027 | SC A | MW | Before Competition Groups | 0.0029069 | 0 | 0 | 645.6495 | 4.5022e-06 | 72 | Commercial_2027_SC A_MW_Before Competition Groups_72 | LLLC - High Impact Application | 0.0004502% | 0 | 0.0029069 | Commercial_2027_SC A_MW_Before Competition Groups_LLLC - High Impact Application
Commercial | Com ¦ High Efficiency Chiller (avg of water and air cooled) | 2027 | SC A | MW | Before Competition Groups | 0.0023433 | 0 | 0 | 645.6495 | 3.6294e-06 | 73 | Commercial_2027_SC A_MW_Before Competition Groups_73 | High Efficiency Chiller (avg of water and air cooled) | 0.0003629% | 0 | 0.0023433 | Commercial_2027_SC A_MW_Before Competition Groups_High Efficiency Chiller (avg of water and air cooled)
Commercial | Com ¦ EC Plug Fan for Data Center (under cabinet) | 2027 | SC A | MW | Before Competition Groups | 0.0013584 | 0 | 0 | 645.6495 | 2.1039e-06 | 74 | Commercial_2027_SC A_MW_Before Competition Groups_74 | EC Plug Fan for Data Center (under cabinet) | 0.0002104% | 0 | 0.0013584 | Commercial_2027_SC A_MW_Before Competition Groups_EC Plug Fan for Data Center (under cabinet)
Commercial | Com ¦ Electric Convection Combination Ovens | 2027 | SC A | MW | Before Competition Groups | 0.00020322 | 0 | 0 | 645.6495 | 3.1475e-07 | 75 | Commercial_2027_SC A_MW_Before Competition Groups_75 | Electric Convection Combination Ovens | 3.147e-05% | 0 | 0.00020322 | Commercial_2027_SC A_MW_Before Competition Groups_Electric Convection Combination Ovens
Commercial | Com ¦ Networked/Connected - High Impact Application | 2027 | SC A | MW | Before Competition Groups | 6.173e-05 | 0 | 0 | 645.6495 | 9.5609e-08 | 76 | Commercial_2027_SC A_MW_Before Competition Groups_76 | Networked/Connected - High Impact Application | 9.561e-06% | 0 | 6.173e-05 | Commercial_2027_SC A_MW_Before Competition Groups_Networked/Connected - High Impact Application
Commercial | Com ¦ Networked/Connected - Low Impact Application | 2027 | SC A | MW | Before Competition Groups | 2.83e-06 | 0 | 0 | 645.6495 | 4.3832e-09 | 77 | Commercial_2027_SC A_MW_Before Competition Groups_77 | Networked/Connected - Low Impact Application | 4.383e-07% | 0 | 2.83e-06 | Commercial_2027_SC A_MW_Before Competition Groups_Networked/Connected - Low Impact Application
Commercial | Com ¦ Efficient compressor motor | 2027 | SC A | MW | Before Competition Groups | 0 | 0 | 0 | 645.6495 | 0 | 78 | Commercial_2027_SC A_MW_Before Competition Groups_78 | Efficient compressor motor | 0% | 0 | 0 | Commercial_2027_SC A_MW_Before Competition Groups_Efficient compressor motor
Commercial | Com ¦ Indoor Daylight Sensors/Photocell Dimming Control | 2027 | SC A | MW | Before Competition Groups | 0 | 0 | 0 | 645.6495 | 0 | 79 | Commercial_2027_SC A_MW_Before Competition Groups_79 | Indoor Daylight Sensors/Photocell Dimming Control | 0% | 0 | 0 | Commercial_2027_SC A_MW_Before Competition Groups_Indoor Daylight Sensors/Photocell Dimming Control
Commercial | Com ¦ Variable Refrigerant Flow Heat Pump | 2027 | SC A | MW | Before Competition Groups | 0 | 0 | 0 | 645.6495 | 0 | 80 | Commercial_2027_SC A_MW_Before Competition Groups_80 | Variable Refrigerant Flow Heat Pump | 0% | 0 | 0 | Commercial_2027_SC A_MW_Before Competition Groups_Variable Refrigerant Flow Heat Pump
Commercial | Com ¦ Education and Capacity Building/Energy Behavior | 2027 | SC B | MW | Before Competition Groups | 133.9844 | 0 | 0 | 966.0855 | 0.13869 | 1 | Commercial_2027_SC B_MW_Before Competition Groups_1 | Education and Capacity Building/Energy Behavior | 13.87% | 0 | 133.9844 | Commercial_2027_SC B_MW_Before Competition Groups_Education and Capacity Building/Energy Behavior
Commercial | Com ¦ ENERGY STAR LED LAMPS (REFLECTOR LAMPs/MR16/PAR 16) | 2027 | SC B | MW | Before Competition Groups | 98.8528 | 0 | 0 | 966.0855 | 0.10232 | 2 | Commercial_2027_SC B_MW_Before Competition Groups_2 | ENERGY STAR LED LAMPS (REFLECTOR LAMPs/MR16/PAR 16) | 10.23% | 0 | 98.8528 | Commercial_2027_SC B_MW_Before Competition Groups_ENERGY STAR LED LAMPS (REFLECTOR LAMPs/MR16/PAR 16)
Commercial | Com ¦ LED Low/High Bay | 2027 | SC B | MW | Before Competition Groups | 98.079 | 0 | 0 | 966.0855 | 0.10152 | 3 | Commercial_2027_SC B_MW_Before Competition Groups_3 | LED Low/High Bay | 10.15% | 0 | 98.079 | Commercial_2027_SC B_MW_Before Competition Groups_LED Low/High Bay
Commercial | Com ¦ LED Troffer/Surface/Suspended | 2027 | SC B | MW | Before Competition Groups | 87.5604 | 0 | 0 | 966.0855 | 0.090634 | 4 | Commercial_2027_SC B_MW_Before Competition Groups_4 | LED Troffer/Surface/Suspended | 9.063% | 0 | 87.5604 | Commercial_2027_SC B_MW_Before Competition Groups_LED Troffer/Surface/Suspended
Commercial | Com ¦ Building Recommissioning, Operations and Maintenance (O&M) Improvements | 2027 | SC B | MW | Before Competition Groups | 55.7286 | 0 | 0 | 966.0855 | 0.057685 | 5 | Commercial_2027_SC B_MW_Before Competition Groups_5 | Building Recommissioning, Operations and Maintenance (O&M) Improvements | 5.768% | 0 | 55.7286 | Commercial_2027_SC B_MW_Before Competition Groups_Building Recommissioning, Operations and Maintenance (O&M) Improvements
Commercial | Com ¦ LED Replacement Lamp (Tube) | 2027 | SC B | MW | Before Competition Groups | 50.6027 | 0 | 0 | 966.0855 | 0.052379 | 6 | Commercial_2027_SC B_MW_Before Competition Groups_6 | LED Replacement Lamp (Tube) | 5.238% | 0 | 50.6027 | Commercial_2027_SC B_MW_Before Competition Groups_LED Replacement Lamp (Tube)
Commercial | Com ¦ High Efficiency Air Source Heat Pump | 2027 | SC B | MW | Before Competition Groups | 40.8241 | 0 | 0 | 966.0855 | 0.042257 | 7 | Commercial_2027_SC B_MW_Before Competition Groups_7 | High Efficiency Air Source Heat Pump | 4.226% | 0 | 40.8241 | Commercial_2027_SC B_MW_Before Competition Groups_High Efficiency Air Source Heat Pump
Commercial | Com ¦ Unitary Air-Conditioning Unit | 2027 | SC B | MW | Before Competition Groups | 34.9676 | 0 | 0 | 966.0855 | 0.036195 | 8 | Commercial_2027_SC B_MW_Before Competition Groups_8 | Unitary Air-Conditioning Unit | 3.62% | 0 | 34.9676 | Commercial_2027_SC B_MW_Before Competition Groups_Unitary Air-Conditioning Unit
Commercial | Com ¦ Advanced BAS/Controllers | 2027 | SC B | MW | Before Competition Groups | 28.3809 | 0 | 0 | 966.0855 | 0.029377 | 9 | Commercial_2027_SC B_MW_Before Competition Groups_9 | Advanced BAS/Controllers | 2.938% | 0 | 28.3809 | Commercial_2027_SC B_MW_Before Competition Groups_Advanced BAS/Controllers
Commercial | Com ¦ Adaptive Thermostats | 2027 | SC B | MW | Before Competition Groups | 27.8164 | 0 | 0 | 966.0855 | 0.028793 | 10 | Commercial_2027_SC B_MW_Before Competition Groups_10 | Adaptive Thermostats | 2.879% | 0 | 27.8164 | Commercial_2027_SC B_MW_Before Competition Groups_Adaptive Thermostats
Commercial | Com ¦ Data Center Storage/Server Virtualization | 2027 | SC B | MW | Before Competition Groups | 24.1038 | 0 | 0 | 966.0855 | 0.02495 | 11 | Commercial_2027_SC B_MW_Before Competition Groups_11 | Data Center Storage/Server Virtualization | 2.495% | 0 | 24.1038 | Commercial_2027_SC B_MW_Before Competition Groups_Data Center Storage/Server Virtualization
Commercial | Com ¦ Furnace Tune-Up | 2027 | SC B | MW | Before Competition Groups | 22.5105 | 0 | 0 | 966.0855 | 0.023301 | 12 | Commercial_2027_SC B_MW_Before Competition Groups_12 | Furnace Tune-Up | 2.33% | 0 | 22.5105 | Commercial_2027_SC B_MW_Before Competition Groups_Furnace Tune-Up
Commercial | Com ¦ Strip Curtains | 2027 | SC B | MW | Before Competition Groups | 21.6165 | 0 | 0 | 966.0855 | 0.022375 | 13 | Commercial_2027_SC B_MW_Before Competition Groups_13 | Strip Curtains | 2.238% | 0 | 21.6165 | Commercial_2027_SC B_MW_Before Competition Groups_Strip Curtains
Commercial | Com ¦ LED or Equivalent Sign Lighting | 2027 | SC B | MW | Before Competition Groups | 19.6769 | 0 | 0 | 966.0855 | 0.020368 | 14 | Commercial_2027_SC B_MW_Before Competition Groups_14 | LED or Equivalent Sign Lighting | 2.037% | 0 | 19.6769 | Commercial_2027_SC B_MW_Before Competition Groups_LED or Equivalent Sign Lighting
Commercial | Com ¦ Demand Control Ventilation | 2027 | SC B | MW | Before Competition Groups | 17.6503 | 0 | 0 | 966.0855 | 0.01827 | 15 | Commercial_2027_SC B_MW_Before Competition Groups_15 | Demand Control Ventilation | 1.827% | 0 | 17.6503 | Commercial_2027_SC B_MW_Before Competition Groups_Demand Control Ventilation
Commercial | Com ¦ Reach-in Shaded Pole to ECM/PSC Evaporator Fan Motor | 2027 | SC B | MW | Before Competition Groups | 17.2239 | 0 | 0 | 966.0855 | 0.017829 | 16 | Commercial_2027_SC B_MW_Before Competition Groups_16 | Reach-in Shaded Pole to ECM/PSC Evaporator Fan Motor | 1.783% | 0 | 17.2239 | Commercial_2027_SC B_MW_Before Competition Groups_Reach-in Shaded Pole to ECM/PSC Evaporator Fan Motor
Commercial | Com ¦ Refrigerated Display Case Doors | 2027 | SC B | MW | Before Competition Groups | 17.2151 | 0 | 0 | 966.0855 | 0.017819 | 17 | Commercial_2027_SC B_MW_Before Competition Groups_17 | Refrigerated Display Case Doors | 1.782% | 0 | 17.2151 | Commercial_2027_SC B_MW_Before Competition Groups_Refrigerated Display Case Doors
Commercial | Com ¦ Variable Frequency Drive (VFD) | 2027 | SC B | MW | Before Competition Groups | 15.8045 | 0 | 0 | 966.0855 | 0.016359 | 18 | Commercial_2027_SC B_MW_Before Competition Groups_18 | Variable Frequency Drive (VFD) | 1.636% | 0 | 15.8045 | Commercial_2027_SC B_MW_Before Competition Groups_Variable Frequency Drive (VFD)
Commercial | Com ¦ VFD on Pumps | 2027 | SC B | MW | Before Competition Groups | 14.7678 | 0 | 0 | 966.0855 | 0.015286 | 19 | Commercial_2027_SC B_MW_Before Competition Groups_19 | VFD on Pumps | 1.529% | 0 | 14.7678 | Commercial_2027_SC B_MW_Before Competition Groups_VFD on Pumps
Commercial | Com ¦ Centrally controlled desktop PC/NETWORK PC POWER MANAGEMENT SOFTWARE | 2027 | SC B | MW | Before Competition Groups | 14.1738 | 0 | 0 | 966.0855 | 0.014671 | 20 | Commercial_2027_SC B_MW_Before Competition Groups_20 | Centrally controlled desktop PC/NETWORK PC POWER MANAGEMENT SOFTWARE | 1.467% | 0 | 14.1738 | Commercial_2027_SC B_MW_Before Competition Groups_Centrally controlled desktop PC/NETWORK PC POWER MANAGEMENT SOFTWARE
Commercial | Com ¦ ENERGY STAR LED LAMPS (General Service Lamps) | 2027 | SC B | MW | Before Competition Groups | 12.7275 | 0 | 0 | 966.0855 | 0.013174 | 21 | Commercial_2027_SC B_MW_Before Competition Groups_21 | ENERGY STAR LED LAMPS (General Service Lamps) | 1.317% | 0 | 12.7275 | Commercial_2027_SC B_MW_Before Competition Groups_ENERGY STAR LED LAMPS (General Service Lamps)
Commercial | Com ¦ Air Handler with Dedicated Outdoor Air Systems | 2027 | SC B | MW | Before Competition Groups | 11.9404 | 0 | 0 | 966.0855 | 0.01236 | 22 | Commercial_2027_SC B_MW_Before Competition Groups_22 | Air Handler with Dedicated Outdoor Air Systems | 1.236% | 0 | 11.9404 | Commercial_2027_SC B_MW_Before Competition Groups_Air Handler with Dedicated Outdoor Air Systems
Commercial | Com ¦ Chilled Water Optimization | 2027 | SC B | MW | Before Competition Groups | 10.3268 | 0 | 0 | 966.0855 | 0.010689 | 23 | Commercial_2027_SC B_MW_Before Competition Groups_23 | Chilled Water Optimization | 1.069% | 0 | 10.3268 | Commercial_2027_SC B_MW_Before Competition Groups_Chilled Water Optimization
Commercial | Com ¦ Refrigerated Display Case LED | 2027 | SC B | MW | Before Competition Groups | 9.6322 | 0 | 0 | 966.0855 | 0.0099704 | 24 | Commercial_2027_SC B_MW_Before Competition Groups_24 | Refrigerated Display Case LED | 0.997% | 0 | 9.6322 | Commercial_2027_SC B_MW_Before Competition Groups_Refrigerated Display Case LED
Commercial | Com ¦ ECM MOTORS FOR EVAPORATOR FANS for refrigeration (WALK-IN) | 2027 | SC B | MW | Before Competition Groups | 8.1278 | 0 | 0 | 966.0855 | 0.0084131 | 25 | Commercial_2027_SC B_MW_Before Competition Groups_25 | ECM MOTORS FOR EVAPORATOR FANS for refrigeration (WALK-IN) | 0.8413% | 0 | 8.1278 | Commercial_2027_SC B_MW_Before Competition Groups_ECM MOTORS FOR EVAPORATOR FANS for refrigeration (WALK-IN)
Commercial | Com ¦ Freezer Case Light Sensor | 2027 | SC B | MW | Before Competition Groups | 7.0161 | 0 | 0 | 966.0855 | 0.0072624 | 26 | Commercial_2027_SC B_MW_Before Competition Groups_26 | Freezer Case Light Sensor | 0.7262% | 0 | 7.0161 | Commercial_2027_SC B_MW_Before Competition Groups_Freezer Case Light Sensor
Commercial | Com ¦ Evaporator Fan Controls | 2027 | SC B | MW | Before Competition Groups | 6.8357 | 0 | 0 | 966.0855 | 0.0070756 | 27 | Commercial_2027_SC B_MW_Before Competition Groups_27 | Evaporator Fan Controls | 0.7076% | 0 | 6.8357 | Commercial_2027_SC B_MW_Before Competition Groups_Evaporator Fan Controls
Commercial | Com ¦ Door Gasket Freezer/Refrigerator | 2027 | SC B | MW | Before Competition Groups | 5.5597 | 0 | 0 | 966.0855 | 0.0057548 | 28 | Commercial_2027_SC B_MW_Before Competition Groups_28 | Door Gasket Freezer/Refrigerator | 0.5755% | 0 | 5.5597 | Commercial_2027_SC B_MW_Before Competition Groups_Door Gasket Freezer/Refrigerator
Commercial | Com ¦ Demand Control Kitchen Ventilation | 2027 | SC B | MW | Before Competition Groups | 5.5091 | 0 | 0 | 966.0855 | 0.0057025 | 29 | Commercial_2027_SC B_MW_Before Competition Groups_29 | Demand Control Kitchen Ventilation | 0.5703% | 0 | 5.5091 | Commercial_2027_SC B_MW_Before Competition Groups_Demand Control Kitchen Ventilation
Commercial | Com ¦ LED EXTERIOR AREA LIGHTS - LED fixture (200W) | 2027 | SC B | MW | Before Competition Groups | 5.0841 | 0 | 0 | 966.0855 | 0.0052626 | 30 | Commercial_2027_SC B_MW_Before Competition Groups_30 | LED EXTERIOR AREA LIGHTS - LED fixture (200W) | 0.5263% | 0 | 5.0841 | Commercial_2027_SC B_MW_Before Competition Groups_LED EXTERIOR AREA LIGHTS - LED fixture (200W)
Commercial | Com ¦ LED parking lot fixture | 2027 | SC B | MW | Before Competition Groups | 4.9344 | 0 | 0 | 966.0855 | 0.0051077 | 31 | Commercial_2027_SC B_MW_Before Competition Groups_31 | LED parking lot fixture | 0.5108% | 0 | 4.9344 | Commercial_2027_SC B_MW_Before Competition Groups_LED parking lot fixture
Commercial | Com ¦ Duct Insulation, R8 | 2027 | SC B | MW | Before Competition Groups | 4.167 | 0 | 0 | 966.0855 | 0.0043133 | 32 | Commercial_2027_SC B_MW_Before Competition Groups_32 | Duct Insulation, R8 | 0.4313% | 0 | 4.167 | Commercial_2027_SC B_MW_Before Competition Groups_Duct Insulation, R8
Commercial | Com ¦ LED street light fixture | 2027 | SC B | MW | Before Competition Groups | 2.9893 | 0 | 0 | 966.0855 | 0.0030943 | 33 | Commercial_2027_SC B_MW_Before Competition Groups_33 | LED street light fixture | 0.3094% | 0 | 2.9893 | Commercial_2027_SC B_MW_Before Competition Groups_LED street light fixture
Commercial | Com ¦ ENERGY STAR Griddle (74% eff) | 2027 | SC B | MW | Before Competition Groups | 2.9812 | 0 | 0 | 966.0855 | 0.0030859 | 34 | Commercial_2027_SC B_MW_Before Competition Groups_34 | ENERGY STAR Griddle (74% eff) | 0.3086% | 0 | 2.9812 | Commercial_2027_SC B_MW_Before Competition Groups_ENERGY STAR Griddle (74% eff)
Commercial | Com ¦ Water Source Heat Pump (4 ton) | 2027 | SC B | MW | Before Competition Groups | 2.8653 | 0 | 0 | 966.0855 | 0.0029658 | 35 | Commercial_2027_SC B_MW_Before Competition Groups_35 | Water Source Heat Pump (4 ton) | 0.2966% | 0 | 2.8653 | Commercial_2027_SC B_MW_Before Competition Groups_Water Source Heat Pump (4 ton)
Commercial | Com ¦ Temperature Adjustment in Commercial Freezers | 2027 | SC B | MW | Before Competition Groups | 2.501 | 0 | 0 | 966.0855 | 0.0025888 | 36 | Commercial_2027_SC B_MW_Before Competition Groups_36 | Temperature Adjustment in Commercial Freezers | 0.2589% | 0 | 2.501 | Commercial_2027_SC B_MW_Before Competition Groups_Temperature Adjustment in Commercial Freezers
Commercial | Com ¦ BEVERAGE VENDING MACHINE CONTROLS | 2027 | SC B | MW | Before Competition Groups | 2.4226 | 0 | 0 | 966.0855 | 0.0025076 | 37 | Commercial_2027_SC B_MW_Before Competition Groups_37 | BEVERAGE VENDING MACHINE CONTROLS | 0.2508% | 0 | 2.4226 | Commercial_2027_SC B_MW_Before Competition Groups_BEVERAGE VENDING MACHINE CONTROLS
Commercial | Com ¦ Elec Storage WH 2.30 Et | 2027 | SC B | MW | Before Competition Groups | 2.2429 | 0 | 0 | 966.0855 | 0.0023216 | 38 | Commercial_2027_SC B_MW_Before Competition Groups_38 | Elec Storage WH 2.30 Et | 0.2322% | 0 | 2.2429 | Commercial_2027_SC B_MW_Before Competition Groups_Elec Storage WH 2.30 Et
Commercial | Com ¦ Occupancy Sensors | 2027 | SC B | MW | Before Competition Groups | 2.123 | 0 | 0 | 966.0855 | 0.0021976 | 39 | Commercial_2027_SC B_MW_Before Competition Groups_39 | Occupancy Sensors | 0.2198% | 0 | 2.123 | Commercial_2027_SC B_MW_Before Competition Groups_Occupancy Sensors
Commercial | Com ¦ Vertical Night Covers | 2027 | SC B | MW | Before Competition Groups | 2.0666 | 0 | 0 | 966.0855 | 0.0021392 | 40 | Commercial_2027_SC B_MW_Before Competition Groups_40 | Vertical Night Covers | 0.2139% | 0 | 2.0666 | Commercial_2027_SC B_MW_Before Competition Groups_Vertical Night Covers
Commercial | Com ¦ CO Sensors for parking garage exhaust fans | 2027 | SC B | MW | Before Competition Groups | 1.9716 | 0 | 0 | 966.0855 | 0.0020408 | 41 | Commercial_2027_SC B_MW_Before Competition Groups_41 | CO Sensors for parking garage exhaust fans | 0.2041% | 0 | 1.9716 | Commercial_2027_SC B_MW_Before Competition Groups_CO Sensors for parking garage exhaust fans
Commercial | Com ¦ Energy Efficient Laboratory Fume Hood | 2027 | SC B | MW | Before Competition Groups | 1.9655 | 0 | 0 | 966.0855 | 0.0020345 | 42 | Commercial_2027_SC B_MW_Before Competition Groups_42 | Energy Efficient Laboratory Fume Hood | 0.2035% | 0 | 1.9655 | Commercial_2027_SC B_MW_Before Competition Groups_Energy Efficient Laboratory Fume Hood
Commercial | Com ¦ Water Heating (DHW) Pipe Insulation (Add 3/4\ Foam)" | 2027 | SC B | MW | Before Competition Groups | 1.5841 | 0 | 0 | 966.0855 | 0.0016397 | 43 | Commercial_2027_SC B_MW_Before Competition Groups_43 | Water Heating (DHW) Pipe Insulation (Add 3/4\ Foam)" | 0.164% | 0 | 1.5841 | Commercial_2027_SC B_MW_Before Competition Groups_Water Heating (DHW) Pipe Insulation (Add 3/4\ Foam)"
Commercial | Com ¦ Outside Air Economizer | 2027 | SC B | MW | Before Competition Groups | 1.3213 | 0 | 0 | 966.0855 | 0.0013677 | 44 | Commercial_2027_SC B_MW_Before Competition Groups_44 | Outside Air Economizer | 0.1368% | 0 | 1.3213 | Commercial_2027_SC B_MW_Before Competition Groups_Outside Air Economizer
Commercial | Com ¦ Suction Pipe Insulation Freezer/Refrigerator | 2027 | SC B | MW | Before Competition Groups | 1.0754 | 0 | 0 | 966.0855 | 0.0011131 | 45 | Commercial_2027_SC B_MW_Before Competition Groups_45 | Suction Pipe Insulation Freezer/Refrigerator | 0.1113% | 0 | 1.0754 | Commercial_2027_SC B_MW_Before Competition Groups_Suction Pipe Insulation Freezer/Refrigerator
Commercial | Com ¦ ENERGY STAR Fryer (84% eff) | 2027 | SC B | MW | Before Competition Groups | 0.87532 | 0 | 0 | 966.0855 | 0.00090605 | 46 | Commercial_2027_SC B_MW_Before Competition Groups_46 | ENERGY STAR Fryer (84% eff) | 0.0906% | 0 | 0.87532 | Commercial_2027_SC B_MW_Before Competition Groups_ENERGY STAR Fryer (84% eff)
Commercial | Com ¦ Thermostat Setback | 2027 | SC B | MW | Before Competition Groups | 0.57405 | 0 | 0 | 966.0855 | 0.0005942 | 47 | Commercial_2027_SC B_MW_Before Competition Groups_47 | Thermostat Setback | 0.05942% | 0 | 0.57405 | Commercial_2027_SC B_MW_Before Competition Groups_Thermostat Setback
Commercial | Com ¦ ENERGY STAR Steam Cookers | 2027 | SC B | MW | Before Competition Groups | 0.56016 | 0 | 0 | 966.0855 | 0.00057982 | 48 | Commercial_2027_SC B_MW_Before Competition Groups_48 | ENERGY STAR Steam Cookers | 0.05798% | 0 | 0.56016 | Commercial_2027_SC B_MW_Before Competition Groups_ENERGY STAR Steam Cookers
Commercial | Com ¦ Ozone Laundry Treatment | 2027 | SC B | MW | Before Competition Groups | 0.49212 | 0 | 0 | 966.0855 | 0.0005094 | 49 | Commercial_2027_SC B_MW_Before Competition Groups_49 | Ozone Laundry Treatment | 0.05094% | 0 | 0.49212 | Commercial_2027_SC B_MW_Before Competition Groups_Ozone Laundry Treatment
Commercial | Com ¦ ENERGY STAR Dishwasher | 2027 | SC B | MW | Before Competition Groups | 0.4384 | 0 | 0 | 966.0855 | 0.00045379 | 50 | Commercial_2027_SC B_MW_Before Competition Groups_50 | ENERGY STAR Dishwasher | 0.04538% | 0 | 0.4384 | Commercial_2027_SC B_MW_Before Competition Groups_ENERGY STAR Dishwasher
Commercial | Com ¦ Condensing Make Up Air Unit | 2027 | SC B | MW | Before Competition Groups | 0.30306 | 0 | 0 | 966.0855 | 0.0003137 | 51 | Commercial_2027_SC B_MW_Before Competition Groups_51 | Condensing Make Up Air Unit | 0.03137% | 0 | 0.30306 | Commercial_2027_SC B_MW_Before Competition Groups_Condensing Make Up Air Unit
Commercial | Com ¦ ECM MOTORS FOR HVAC APPLICATION (FAN-POWERED VAV BOX) | 2027 | SC B | MW | Before Competition Groups | 0.20291 | 0 | 0 | 966.0855 | 0.00021003 | 52 | Commercial_2027_SC B_MW_Before Competition Groups_52 | ECM MOTORS FOR HVAC APPLICATION (FAN-POWERED VAV BOX) | 0.021% | 0 | 0.20291 | Commercial_2027_SC B_MW_Before Competition Groups_ECM MOTORS FOR HVAC APPLICATION (FAN-POWERED VAV BOX)
Commercial | Com ¦ PTAC (12 EER/10,000 BTU) | 2027 | SC B | MW | Before Competition Groups | 0.1624 | 0 | 0 | 966.0855 | 0.0001681 | 53 | Commercial_2027_SC B_MW_Before Competition Groups_53 | PTAC (12 EER/10,000 BTU) | 0.01681% | 0 | 0.1624 | Commercial_2027_SC B_MW_Before Competition Groups_PTAC (12 EER/10,000 BTU)
Commercial | COM ¦ Ductless Mini-Split Heat Pumps | 2027 | SC B | MW | Before Competition Groups | 0.13232 | 0 | 0 | 966.0855 | 0.00013696 | 54 | Commercial_2027_SC B_MW_Before Competition Groups_54 | Ductless Mini-Split Heat Pumps | 0.0137% | 0 | 0.13232 | Commercial_2027_SC B_MW_Before Competition Groups_Ductless Mini-Split Heat Pumps
Commercial | Com ¦ Auto Off Time Switch or Time Clock control | 2027 | SC B | MW | Before Competition Groups | 0.11338 | 0 | 0 | 966.0855 | 0.00011736 | 55 | Commercial_2027_SC B_MW_Before Competition Groups_55 | Auto Off Time Switch or Time Clock control | 0.01174% | 0 | 0.11338 | Commercial_2027_SC B_MW_Before Competition Groups_Auto Off Time Switch or Time Clock control
Commercial | Com ¦ Demand controlled Circulating Systems | 2027 | SC B | MW | Before Competition Groups | 0.106 | 0 | 0 | 966.0855 | 0.00010973 | 56 | Commercial_2027_SC B_MW_Before Competition Groups_56 | Demand controlled Circulating Systems | 0.01097% | 0 | 0.106 | Commercial_2027_SC B_MW_Before Competition Groups_Demand controlled Circulating Systems
Commercial | Com ¦ CEE Tier 2/Energy Star Clothes Washers | 2027 | SC B | MW | Before Competition Groups | 0.095207 | 0 | 0 | 966.0855 | 9.8549e-05 | 57 | Commercial_2027_SC B_MW_Before Competition Groups_57 | CEE Tier 2/Energy Star Clothes Washers | 0.009855% | 0 | 0.095207 | Commercial_2027_SC B_MW_Before Competition Groups_CEE Tier 2/Energy Star Clothes Washers
Commercial | Com ¦ Notched V belts for HVAC Systems | 2027 | SC B | MW | Before Competition Groups | 0.091635 | 0 | 0 | 966.0855 | 9.4851e-05 | 58 | Commercial_2027_SC B_MW_Before Competition Groups_58 | Notched V belts for HVAC Systems | 0.009485% | 0 | 0.091635 | Commercial_2027_SC B_MW_Before Competition Groups_Notched V belts for HVAC Systems
Commercial | Com ¦ Solar Water Preheat (Pools/DHW) | 2027 | SC B | MW | Before Competition Groups | 0.084582 | 0 | 0 | 966.0855 | 8.7551e-05 | 59 | Commercial_2027_SC B_MW_Before Competition Groups_59 | Solar Water Preheat (Pools/DHW) | 0.008755% | 0 | 0.084582 | Commercial_2027_SC B_MW_Before Competition Groups_Solar Water Preheat (Pools/DHW)
Commercial | Com ¦ HVAC Optimization | 2027 | SC B | MW | Before Competition Groups | 0.067972 | 0 | 0 | 966.0855 | 7.0359e-05 | 60 | Commercial_2027_SC B_MW_Before Competition Groups_60 | HVAC Optimization | 0.007036% | 0 | 0.067972 | Commercial_2027_SC B_MW_Before Competition Groups_HVAC Optimization
Commercial | Com ¦ Low Flow Pre-Rinse Spray Nozzle | 2027 | SC B | MW | Before Competition Groups | 0.058844 | 0 | 0 | 966.0855 | 6.091e-05 | 61 | Commercial_2027_SC B_MW_Before Competition Groups_61 | Low Flow Pre-Rinse Spray Nozzle | 0.006091% | 0 | 0.058844 | Commercial_2027_SC B_MW_Before Competition Groups_Low Flow Pre-Rinse Spray Nozzle
Commercial | Com ¦ Commercial Hot Food Holding Cabinets | 2027 | SC B | MW | Before Competition Groups | 0.037948 | 0 | 0 | 966.0855 | 3.928e-05 | 62 | Commercial_2027_SC B_MW_Before Competition Groups_62 | Commercial Hot Food Holding Cabinets | 0.003928% | 0 | 0.037948 | Commercial_2027_SC B_MW_Before Competition Groups_Commercial Hot Food Holding Cabinets
Commercial | Com ¦ Wall Insulation | 2027 | SC B | MW | Before Competition Groups | 0.037873 | 0 | 0 | 966.0855 | 3.9202e-05 | 63 | Commercial_2027_SC B_MW_Before Competition Groups_63 | Wall Insulation | 0.00392% | 0 | 0.037873 | Commercial_2027_SC B_MW_Before Competition Groups_Wall Insulation
Commercial | Com ¦ Condensing Unit Heaters or other Efficient Unit Heating System | 2027 | SC B | MW | Before Competition Groups | 0.035577 | 0 | 0 | 966.0855 | 3.6826e-05 | 64 | Commercial_2027_SC B_MW_Before Competition Groups_64 | Condensing Unit Heaters or other Efficient Unit Heating System | 0.003683% | 0 | 0.035577 | Commercial_2027_SC B_MW_Before Competition Groups_Condensing Unit Heaters or other Efficient Unit Heating System
Commercial | Com ¦ High Efficiency Small Instantaneous Water Heater | 2027 | SC B | MW | Before Competition Groups | 0.024009 | 0 | 0 | 966.0855 | 2.4852e-05 | 65 | Commercial_2027_SC B_MW_Before Competition Groups_65 | High Efficiency Small Instantaneous Water Heater | 0.002485% | 0 | 0.024009 | Commercial_2027_SC B_MW_Before Competition Groups_High Efficiency Small Instantaneous Water Heater
Commercial | Com ¦ Room AC (w/ louvered sides) 14 SEER from 12 SEER code | 2027 | SC B | MW | Before Competition Groups | 0.021837 | 0 | 0 | 966.0855 | 2.2604e-05 | 66 | Commercial_2027_SC B_MW_Before Competition Groups_66 | Room AC (w/ louvered sides) 14 SEER from 12 SEER code | 0.00226% | 0 | 0.021837 | Commercial_2027_SC B_MW_Before Competition Groups_Room AC (w/ louvered sides) 14 SEER from 12 SEER code
Commercial | Com ¦ High Efficiency Chiller (avg of water and air cooled) | 2027 | SC B | MW | Before Competition Groups | 0.018207 | 0 | 0 | 966.0855 | 1.8846e-05 | 67 | Commercial_2027_SC B_MW_Before Competition Groups_67 | High Efficiency Chiller (avg of water and air cooled) | 0.001885% | 0 | 0.018207 | Commercial_2027_SC B_MW_Before Competition Groups_High Efficiency Chiller (avg of water and air cooled)
Commercial | Com ¦ Energy Recovery Ventilation and Ventilation (Enhanced) | 2027 | SC B | MW | Before Competition Groups | 0.01454 | 0 | 0 | 966.0855 | 1.5051e-05 | 68 | Commercial_2027_SC B_MW_Before Competition Groups_68 | Energy Recovery Ventilation and Ventilation (Enhanced) | 0.001505% | 0 | 0.01454 | Commercial_2027_SC B_MW_Before Competition Groups_Energy Recovery Ventilation and Ventilation (Enhanced)
Commercial | Com ¦ VSD Air Compressor | 2027 | SC B | MW | Before Competition Groups | 0.01428 | 0 | 0 | 966.0855 | 1.4782e-05 | 69 | Commercial_2027_SC B_MW_Before Competition Groups_69 | VSD Air Compressor | 0.001478% | 0 | 0.01428 | Commercial_2027_SC B_MW_Before Competition Groups_VSD Air Compressor
Commercial | Com ¦ LED RECESSED DOWNLIGHTS | 2027 | SC B | MW | Before Competition Groups | 0.0054545 | 0 | 0 | 966.0855 | 5.6459e-06 | 70 | Commercial_2027_SC B_MW_Before Competition Groups_70 | LED RECESSED DOWNLIGHTS | 0.0005646% | 0 | 0.0054545 | Commercial_2027_SC B_MW_Before Competition Groups_LED RECESSED DOWNLIGHTS
Commercial | Com ¦ Air Curtains | 2027 | SC B | MW | Before Competition Groups | 0.0043962 | 0 | 0 | 966.0855 | 4.5505e-06 | 71 | Commercial_2027_SC B_MW_Before Competition Groups_71 | Air Curtains | 0.000455% | 0 | 0.0043962 | Commercial_2027_SC B_MW_Before Competition Groups_Air Curtains
Commercial | Com ¦ EC Plug Fan for Data Center (under cabinet) | 2027 | SC B | MW | Before Competition Groups | 0.0021204 | 0 | 0 | 966.0855 | 2.1949e-06 | 72 | Commercial_2027_SC B_MW_Before Competition Groups_72 | EC Plug Fan for Data Center (under cabinet) | 0.0002195% | 0 | 0.0021204 | Commercial_2027_SC B_MW_Before Competition Groups_EC Plug Fan for Data Center (under cabinet)
Commercial | Com ¦ Electric Convection Combination Ovens | 2027 | SC B | MW | Before Competition Groups | 0.00022313 | 0 | 0 | 966.0855 | 2.3096e-07 | 73 | Commercial_2027_SC B_MW_Before Competition Groups_73 | Electric Convection Combination Ovens | 2.31e-05% | 0 | 0.00022313 | Commercial_2027_SC B_MW_Before Competition Groups_Electric Convection Combination Ovens
Commercial | Com ¦ LLLC - Low Impact Application | 2027 | SC B | MW | Before Competition Groups | 3.6012e-19 | 0 | 0 | 966.0855 | 3.7277e-22 | 74 | Commercial_2027_SC B_MW_Before Competition Groups_74 | LLLC - Low Impact Application | 3.728e-20% | 0 | 3.6012e-19 | Commercial_2027_SC B_MW_Before Competition Groups_LLLC - Low Impact Application
Commercial | Com ¦ LLLC - High Impact Application | 2027 | SC B | MW | Before Competition Groups | 1.2241e-19 | 0 | 0 | 966.0855 | 1.2671e-22 | 75 | Commercial_2027_SC B_MW_Before Competition Groups_75 | LLLC - High Impact Application | 1.267e-20% | 0 | 1.2241e-19 | Commercial_2027_SC B_MW_Before Competition Groups_LLLC - High Impact Application
Commercial | Com ¦ Networked/Connected - High Impact Application | 2027 | SC B | MW | Before Competition Groups | 1.235e-21 | 0 | 0 | 966.0855 | 1.2783e-24 | 76 | Commercial_2027_SC B_MW_Before Competition Groups_76 | Networked/Connected - High Impact Application | 1.278e-22% | 0 | 1.235e-21 | Commercial_2027_SC B_MW_Before Competition Groups_Networked/Connected - High Impact Application
Commercial | Com ¦ Networked/Connected - Low Impact Application | 2027 | SC B | MW | Before Competition Groups | 6.6379e-22 | 0 | 0 | 966.0855 | 6.8709e-25 | 77 | Commercial_2027_SC B_MW_Before Competition Groups_77 | Networked/Connected - Low Impact Application | 6.871e-23% | 0 | 6.6379e-22 | Commercial_2027_SC B_MW_Before Competition Groups_Networked/Connected - Low Impact Application
Commercial | Com ¦ Efficient compressor motor | 2027 | SC B | MW | Before Competition Groups | 0 | 0 | 0 | 966.0855 | 0 | 78 | Commercial_2027_SC B_MW_Before Competition Groups_78 | Efficient compressor motor | 0% | 0 | 0 | Commercial_2027_SC B_MW_Before Competition Groups_Efficient compressor motor
Commercial | Com ¦ Indoor Daylight Sensors/Photocell Dimming Control | 2027 | SC B | MW | Before Competition Groups | 0 | 0 | 0 | 966.0855 | 0 | 79 | Commercial_2027_SC B_MW_Before Competition Groups_79 | Indoor Daylight Sensors/Photocell Dimming Control | 0% | 0 | 0 | Commercial_2027_SC B_MW_Before Competition Groups_Indoor Daylight Sensors/Photocell Dimming Control
Commercial | Com ¦ Variable Refrigerant Flow Heat Pump | 2027 | SC B | MW | Before Competition Groups | 0 | 0 | 0 | 966.0855 | 0 | 80 | Commercial_2027_SC B_MW_Before Competition Groups_80 | Variable Refrigerant Flow Heat Pump | 0% | 0 | 0 | Commercial_2027_SC B_MW_Before Competition Groups_Variable Refrigerant Flow Heat Pump
Commercial | Com ¦ ENERGY STAR LED LAMPS (REFLECTOR LAMPs/MR16/PAR 16) | 2027 | SC C | MW | Before Competition Groups | 98.8528 | 0 | 0 | 692.427 | 0.14276 | 1 | Commercial_2027_SC C_MW_Before Competition Groups_1 | ENERGY STAR LED LAMPS (REFLECTOR LAMPs/MR16/PAR 16) | 14.28% | 0 | 98.8528 | Commercial_2027_SC C_MW_Before Competition Groups_ENERGY STAR LED LAMPS (REFLECTOR LAMPs/MR16/PAR 16)
Commercial | Com ¦ LED Low/High Bay | 2027 | SC C | MW | Before Competition Groups | 97.8093 | 0 | 0 | 692.427 | 0.14126 | 2 | Commercial_2027_SC C_MW_Before Competition Groups_2 | LED Low/High Bay | 14.13% | 0 | 97.8093 | Commercial_2027_SC C_MW_Before Competition Groups_LED Low/High Bay
Commercial | Com ¦ LED Troffer/Surface/Suspended | 2027 | SC C | MW | Before Competition Groups | 87.2968 | 0 | 0 | 692.427 | 0.12607 | 3 | Commercial_2027_SC C_MW_Before Competition Groups_3 | LED Troffer/Surface/Suspended | 12.61% | 0 | 87.2968 | Commercial_2027_SC C_MW_Before Competition Groups_LED Troffer/Surface/Suspended
Commercial | Com ¦ LED Replacement Lamp (Tube) | 2027 | SC C | MW | Before Competition Groups | 50.6027 | 0 | 0 | 692.427 | 0.07308 | 4 | Commercial_2027_SC C_MW_Before Competition Groups_4 | LED Replacement Lamp (Tube) | 7.308% | 0 | 50.6027 | Commercial_2027_SC C_MW_Before Competition Groups_LED Replacement Lamp (Tube)
Commercial | Com ¦ High Efficiency Air Source Heat Pump | 2027 | SC C | MW | Before Competition Groups | 40.8242 | 0 | 0 | 692.427 | 0.058958 | 5 | Commercial_2027_SC C_MW_Before Competition Groups_5 | High Efficiency Air Source Heat Pump | 5.896% | 0 | 40.8242 | Commercial_2027_SC C_MW_Before Competition Groups_High Efficiency Air Source Heat Pump
Commercial | Com ¦ Building Recommissioning, Operations and Maintenance (O&M) Improvements | 2027 | SC C | MW | Before Competition Groups | 33.8918 | 0 | 0 | 692.427 | 0.048946 | 6 | Commercial_2027_SC C_MW_Before Competition Groups_6 | Building Recommissioning, Operations and Maintenance (O&M) Improvements | 4.895% | 0 | 33.8918 | Commercial_2027_SC C_MW_Before Competition Groups_Building Recommissioning, Operations and Maintenance (O&M) Improvements
Commercial | Com ¦ Education and Capacity Building/Energy Behavior | 2027 | SC C | MW | Before Competition Groups | 26.7969 | 0 | 0 | 692.427 | 0.0387 | 7 | Commercial_2027_SC C_MW_Before Competition Groups_7 | Education and Capacity Building/Energy Behavior | 3.87% | 0 | 26.7969 | Commercial_2027_SC C_MW_Before Competition Groups_Education and Capacity Building/Energy Behavior
Commercial | Com ¦ Unitary Air-Conditioning Unit | 2027 | SC C | MW | Before Competition Groups | 22.5413 | 0 | 0 | 692.427 | 0.032554 | 8 | Commercial_2027_SC C_MW_Before Competition Groups_8 | Unitary Air-Conditioning Unit | 3.255% | 0 | 22.5413 | Commercial_2027_SC C_MW_Before Competition Groups_Unitary Air-Conditioning Unit
Commercial | Com ¦ Data Center Storage/Server Virtualization | 2027 | SC C | MW | Before Competition Groups | 20.3979 | 0 | 0 | 692.427 | 0.029459 | 9 | Commercial_2027_SC C_MW_Before Competition Groups_9 | Data Center Storage/Server Virtualization | 2.946% | 0 | 20.3979 | Commercial_2027_SC C_MW_Before Competition Groups_Data Center Storage/Server Virtualization
Commercial | Com ¦ Advanced BAS/Controllers | 2027 | SC C | MW | Before Competition Groups | 19.8089 | 0 | 0 | 692.427 | 0.028608 | 10 | Commercial_2027_SC C_MW_Before Competition Groups_10 | Advanced BAS/Controllers | 2.861% | 0 | 19.8089 | Commercial_2027_SC C_MW_Before Competition Groups_Advanced BAS/Controllers
Commercial | Com ¦ LED or Equivalent Sign Lighting | 2027 | SC C | MW | Before Competition Groups | 19.6769 | 0 | 0 | 692.427 | 0.028417 | 11 | Commercial_2027_SC C_MW_Before Competition Groups_11 | LED or Equivalent Sign Lighting | 2.842% | 0 | 19.6769 | Commercial_2027_SC C_MW_Before Competition Groups_LED or Equivalent Sign Lighting
Commercial | Com ¦ Reach-in Shaded Pole to ECM/PSC Evaporator Fan Motor | 2027 | SC C | MW | Before Competition Groups | 15.6897 | 0 | 0 | 692.427 | 0.022659 | 12 | Commercial_2027_SC C_MW_Before Competition Groups_12 | Reach-in Shaded Pole to ECM/PSC Evaporator Fan Motor | 2.266% | 0 | 15.6897 | Commercial_2027_SC C_MW_Before Competition Groups_Reach-in Shaded Pole to ECM/PSC Evaporator Fan Motor
Commercial | Com ¦ Adaptive Thermostats | 2027 | SC C | MW | Before Competition Groups | 14.0943 | 0 | 0 | 692.427 | 0.020355 | 13 | Commercial_2027_SC C_MW_Before Competition Groups_13 | Adaptive Thermostats | 2.035% | 0 | 14.0943 | Commercial_2027_SC C_MW_Before Competition Groups_Adaptive Thermostats
Commercial | Com ¦ Refrigerated Display Case Doors | 2027 | SC C | MW | Before Competition Groups | 13.1293 | 0 | 0 | 692.427 | 0.018961 | 14 | Commercial_2027_SC C_MW_Before Competition Groups_14 | Refrigerated Display Case Doors | 1.896% | 0 | 13.1293 | Commercial_2027_SC C_MW_Before Competition Groups_Refrigerated Display Case Doors
Commercial | Com ¦ ENERGY STAR LED LAMPS (General Service Lamps) | 2027 | SC C | MW | Before Competition Groups | 12.7275 | 0 | 0 | 692.427 | 0.018381 | 15 | Commercial_2027_SC C_MW_Before Competition Groups_15 | ENERGY STAR LED LAMPS (General Service Lamps) | 1.838% | 0 | 12.7275 | Commercial_2027_SC C_MW_Before Competition Groups_ENERGY STAR LED LAMPS (General Service Lamps)
Commercial | Com ¦ Strip Curtains | 2027 | SC C | MW | Before Competition Groups | 11.7304 | 0 | 0 | 692.427 | 0.016941 | 16 | Commercial_2027_SC C_MW_Before Competition Groups_16 | Strip Curtains | 1.694% | 0 | 11.7304 | Commercial_2027_SC C_MW_Before Competition Groups_Strip Curtains
Commercial | Com ¦ Chilled Water Optimization | 2027 | SC C | MW | Before Competition Groups | 10.3271 | 0 | 0 | 692.427 | 0.014914 | 17 | Commercial_2027_SC C_MW_Before Competition Groups_17 | Chilled Water Optimization | 1.491% | 0 | 10.3271 | Commercial_2027_SC C_MW_Before Competition Groups_Chilled Water Optimization
Commercial | Com ¦ Furnace Tune-Up | 2027 | SC C | MW | Before Competition Groups | 9.6105 | 0 | 0 | 692.427 | 0.013879 | 18 | Commercial_2027_SC C_MW_Before Competition Groups_18 | Furnace Tune-Up | 1.388% | 0 | 9.6105 | Commercial_2027_SC C_MW_Before Competition Groups_Furnace Tune-Up
Commercial | Com ¦ Demand Control Ventilation | 2027 | SC C | MW | Before Competition Groups | 7.8956 | 0 | 0 | 692.427 | 0.011403 | 19 | Commercial_2027_SC C_MW_Before Competition Groups_19 | Demand Control Ventilation | 1.14% | 0 | 7.8956 | Commercial_2027_SC C_MW_Before Competition Groups_Demand Control Ventilation
Commercial | Com ¦ Centrally controlled desktop PC/NETWORK PC POWER MANAGEMENT SOFTWARE | 2027 | SC C | MW | Before Competition Groups | 7.8776 | 0 | 0 | 692.427 | 0.011377 | 20 | Commercial_2027_SC C_MW_Before Competition Groups_20 | Centrally controlled desktop PC/NETWORK PC POWER MANAGEMENT SOFTWARE | 1.138% | 0 | 7.8776 | Commercial_2027_SC C_MW_Before Competition Groups_Centrally controlled desktop PC/NETWORK PC POWER MANAGEMENT SOFTWARE
Commercial | Com ¦ Variable Frequency Drive (VFD) | 2027 | SC C | MW | Before Competition Groups | 6.7743 | 0 | 0 | 692.427 | 0.0097834 | 21 | Commercial_2027_SC C_MW_Before Competition Groups_21 | Variable Frequency Drive (VFD) | 0.9783% | 0 | 6.7743 | Commercial_2027_SC C_MW_Before Competition Groups_Variable Frequency Drive (VFD)
Commercial | Com ¦ VFD on Pumps | 2027 | SC C | MW | Before Competition Groups | 6.3255 | 0 | 0 | 692.427 | 0.0091352 | 22 | Commercial_2027_SC C_MW_Before Competition Groups_22 | VFD on Pumps | 0.9135% | 0 | 6.3255 | Commercial_2027_SC C_MW_Before Competition Groups_VFD on Pumps
Commercial | Com ¦ Refrigerated Display Case LED | 2027 | SC C | MW | Before Competition Groups | 6.1707 | 0 | 0 | 692.427 | 0.0089117 | 23 | Commercial_2027_SC C_MW_Before Competition Groups_23 | Refrigerated Display Case LED | 0.8912% | 0 | 6.1707 | Commercial_2027_SC C_MW_Before Competition Groups_Refrigerated Display Case LED
Commercial | Com ¦ LED EXTERIOR AREA LIGHTS - LED fixture (200W) | 2027 | SC C | MW | Before Competition Groups | 5.0726 | 0 | 0 | 692.427 | 0.0073259 | 24 | Commercial_2027_SC C_MW_Before Competition Groups_24 | LED EXTERIOR AREA LIGHTS - LED fixture (200W) | 0.7326% | 0 | 5.0726 | Commercial_2027_SC C_MW_Before Competition Groups_LED EXTERIOR AREA LIGHTS - LED fixture (200W)
Commercial | Com ¦ LED parking lot fixture | 2027 | SC C | MW | Before Competition Groups | 4.9344 | 0 | 0 | 692.427 | 0.0071263 | 25 | Commercial_2027_SC C_MW_Before Competition Groups_25 | LED parking lot fixture | 0.7126% | 0 | 4.9344 | Commercial_2027_SC C_MW_Before Competition Groups_LED parking lot fixture
Commercial | Com ¦ Air Handler with Dedicated Outdoor Air Systems | 2027 | SC C | MW | Before Competition Groups | 3.7522 | 0 | 0 | 692.427 | 0.0054189 | 26 | Commercial_2027_SC C_MW_Before Competition Groups_26 | Air Handler with Dedicated Outdoor Air Systems | 0.5419% | 0 | 3.7522 | Commercial_2027_SC C_MW_Before Competition Groups_Air Handler with Dedicated Outdoor Air Systems
Commercial | Com ¦ ECM MOTORS FOR EVAPORATOR FANS for refrigeration (WALK-IN) | 2027 | SC C | MW | Before Competition Groups | 3.4656 | 0 | 0 | 692.427 | 0.005005 | 27 | Commercial_2027_SC C_MW_Before Competition Groups_27 | ECM MOTORS FOR EVAPORATOR FANS for refrigeration (WALK-IN) | 0.5005% | 0 | 3.4656 | Commercial_2027_SC C_MW_Before Competition Groups_ECM MOTORS FOR EVAPORATOR FANS for refrigeration (WALK-IN)
Commercial | Com ¦ LED street light fixture | 2027 | SC C | MW | Before Competition Groups | 2.9893 | 0 | 0 | 692.427 | 0.0043172 | 28 | Commercial_2027_SC C_MW_Before Competition Groups_28 | LED street light fixture | 0.4317% | 0 | 2.9893 | Commercial_2027_SC C_MW_Before Competition Groups_LED street light fixture
Commercial | Com ¦ Freezer Case Light Sensor | 2027 | SC C | MW | Before Competition Groups | 2.9886 | 0 | 0 | 692.427 | 0.0043161 | 29 | Commercial_2027_SC C_MW_Before Competition Groups_29 | Freezer Case Light Sensor | 0.4316% | 0 | 2.9886 | Commercial_2027_SC C_MW_Before Competition Groups_Freezer Case Light Sensor
Commercial | Com ¦ ENERGY STAR Griddle (74% eff) | 2027 | SC C | MW | Before Competition Groups | 2.9812 | 0 | 0 | 692.427 | 0.0043055 | 30 | Commercial_2027_SC C_MW_Before Competition Groups_30 | ENERGY STAR Griddle (74% eff) | 0.4305% | 0 | 2.9812 | Commercial_2027_SC C_MW_Before Competition Groups_ENERGY STAR Griddle (74% eff)
Commercial | Com ¦ Evaporator Fan Controls | 2027 | SC C | MW | Before Competition Groups | 2.9116 | 0 | 0 | 692.427 | 0.0042049 | 31 | Commercial_2027_SC C_MW_Before Competition Groups_31 | Evaporator Fan Controls | 0.4205% | 0 | 2.9116 | Commercial_2027_SC C_MW_Before Competition Groups_Evaporator Fan Controls
Commercial | Com ¦ Demand Control Kitchen Ventilation | 2027 | SC C | MW | Before Competition Groups | 2.7965 | 0 | 0 | 692.427 | 0.0040387 | 32 | Commercial_2027_SC C_MW_Before Competition Groups_32 | Demand Control Kitchen Ventilation | 0.4039% | 0 | 2.7965 | Commercial_2027_SC C_MW_Before Competition Groups_Demand Control Kitchen Ventilation
Commercial | Com ¦ Door Gasket Freezer/Refrigerator | 2027 | SC C | MW | Before Competition Groups | 2.4928 | 0 | 0 | 692.427 | 0.0036001 | 33 | Commercial_2027_SC C_MW_Before Competition Groups_33 | Door Gasket Freezer/Refrigerator | 0.36% | 0 | 2.4928 | Commercial_2027_SC C_MW_Before Competition Groups_Door Gasket Freezer/Refrigerator
Commercial | Com ¦ Occupancy Sensors | 2027 | SC C | MW | Before Competition Groups | 2.123 | 0 | 0 | 692.427 | 0.0030661 | 34 | Commercial_2027_SC C_MW_Before Competition Groups_34 | Occupancy Sensors | 0.3066% | 0 | 2.123 | Commercial_2027_SC C_MW_Before Competition Groups_Occupancy Sensors
Commercial | Com ¦ Water Source Heat Pump (4 ton) | 2027 | SC C | MW | Before Competition Groups | 1.8483 | 0 | 0 | 692.427 | 0.0026692 | 35 | Commercial_2027_SC C_MW_Before Competition Groups_35 | Water Source Heat Pump (4 ton) | 0.2669% | 0 | 1.8483 | Commercial_2027_SC C_MW_Before Competition Groups_Water Source Heat Pump (4 ton)
Commercial | Com ¦ Duct Insulation, R8 | 2027 | SC C | MW | Before Competition Groups | 1.7849 | 0 | 0 | 692.427 | 0.0025778 | 36 | Commercial_2027_SC C_MW_Before Competition Groups_36 | Duct Insulation, R8 | 0.2578% | 0 | 1.7849 | Commercial_2027_SC C_MW_Before Competition Groups_Duct Insulation, R8
Commercial | Com ¦ Elec Storage WH 2.30 Et | 2027 | SC C | MW | Before Competition Groups | 1.0836 | 0 | 0 | 692.427 | 0.0015649 | 37 | Commercial_2027_SC C_MW_Before Competition Groups_37 | Elec Storage WH 2.30 Et | 0.1565% | 0 | 1.0836 | Commercial_2027_SC C_MW_Before Competition Groups_Elec Storage WH 2.30 Et
Commercial | Com ¦ Temperature Adjustment in Commercial Freezers | 2027 | SC C | MW | Before Competition Groups | 1.0657 | 0 | 0 | 692.427 | 0.001539 | 38 | Commercial_2027_SC C_MW_Before Competition Groups_38 | Temperature Adjustment in Commercial Freezers | 0.1539% | 0 | 1.0657 | Commercial_2027_SC C_MW_Before Competition Groups_Temperature Adjustment in Commercial Freezers
Commercial | Com ¦ BEVERAGE VENDING MACHINE CONTROLS | 2027 | SC C | MW | Before Competition Groups | 1.0482 | 0 | 0 | 692.427 | 0.0015139 | 39 | Commercial_2027_SC C_MW_Before Competition Groups_39 | BEVERAGE VENDING MACHINE CONTROLS | 0.1514% | 0 | 1.0482 | Commercial_2027_SC C_MW_Before Competition Groups_BEVERAGE VENDING MACHINE CONTROLS
Commercial | Com ¦ CO Sensors for parking garage exhaust fans | 2027 | SC C | MW | Before Competition Groups | 0.91282 | 0 | 0 | 692.427 | 0.0013183 | 40 | Commercial_2027_SC C_MW_Before Competition Groups_40 | CO Sensors for parking garage exhaust fans | 0.1318% | 0 | 0.91282 | Commercial_2027_SC C_MW_Before Competition Groups_CO Sensors for parking garage exhaust fans
Commercial | Com ¦ Vertical Night Covers | 2027 | SC C | MW | Before Competition Groups | 0.88028 | 0 | 0 | 692.427 | 0.0012713 | 41 | Commercial_2027_SC C_MW_Before Competition Groups_41 | Vertical Night Covers | 0.1271% | 0 | 0.88028 | Commercial_2027_SC C_MW_Before Competition Groups_Vertical Night Covers
Commercial | Com ¦ ENERGY STAR Fryer (84% eff) | 2027 | SC C | MW | Before Competition Groups | 0.87533 | 0 | 0 | 692.427 | 0.0012641 | 42 | Commercial_2027_SC C_MW_Before Competition Groups_42 | ENERGY STAR Fryer (84% eff) | 0.1264% | 0 | 0.87533 | Commercial_2027_SC C_MW_Before Competition Groups_ENERGY STAR Fryer (84% eff)
Commercial | Com ¦ Energy Efficient Laboratory Fume Hood | 2027 | SC C | MW | Before Competition Groups | 0.84145 | 0 | 0 | 692.427 | 0.0012152 | 43 | Commercial_2027_SC C_MW_Before Competition Groups_43 | Energy Efficient Laboratory Fume Hood | 0.1215% | 0 | 0.84145 | Commercial_2027_SC C_MW_Before Competition Groups_Energy Efficient Laboratory Fume Hood
Commercial | Com ¦ Outside Air Economizer | 2027 | SC C | MW | Before Competition Groups | 0.73006 | 0 | 0 | 692.427 | 0.0010544 | 44 | Commercial_2027_SC C_MW_Before Competition Groups_44 | Outside Air Economizer | 0.1054% | 0 | 0.73006 | Commercial_2027_SC C_MW_Before Competition Groups_Outside Air Economizer
Commercial | Com ¦ Water Heating (DHW) Pipe Insulation (Add 3/4\ Foam)" | 2027 | SC C | MW | Before Competition Groups | 0.67615 | 0 | 0 | 692.427 | 0.00097649 | 45 | Commercial_2027_SC C_MW_Before Competition Groups_45 | Water Heating (DHW) Pipe Insulation (Add 3/4\ Foam)" | 0.09765% | 0 | 0.67615 | Commercial_2027_SC C_MW_Before Competition Groups_Water Heating (DHW) Pipe Insulation (Add 3/4\ Foam)"
Commercial | Com ¦ Thermostat Setback | 2027 | SC C | MW | Before Competition Groups | 0.56653 | 0 | 0 | 692.427 | 0.00081818 | 46 | Commercial_2027_SC C_MW_Before Competition Groups_46 | Thermostat Setback | 0.08182% | 0 | 0.56653 | Commercial_2027_SC C_MW_Before Competition Groups_Thermostat Setback
Commercial | Com ¦ ENERGY STAR Steam Cookers | 2027 | SC C | MW | Before Competition Groups | 0.56016 | 0 | 0 | 692.427 | 0.00080898 | 47 | Commercial_2027_SC C_MW_Before Competition Groups_47 | ENERGY STAR Steam Cookers | 0.0809% | 0 | 0.56016 | Commercial_2027_SC C_MW_Before Competition Groups_ENERGY STAR Steam Cookers
Commercial | Com ¦ Suction Pipe Insulation Freezer/Refrigerator | 2027 | SC C | MW | Before Competition Groups | 0.4583 | 0 | 0 | 692.427 | 0.00066188 | 48 | Commercial_2027_SC C_MW_Before Competition Groups_48 | Suction Pipe Insulation Freezer/Refrigerator | 0.06619% | 0 | 0.4583 | Commercial_2027_SC C_MW_Before Competition Groups_Suction Pipe Insulation Freezer/Refrigerator
Commercial | Com ¦ ENERGY STAR Dishwasher | 2027 | SC C | MW | Before Competition Groups | 0.40619 | 0 | 0 | 692.427 | 0.00058662 | 49 | Commercial_2027_SC C_MW_Before Competition Groups_49 | ENERGY STAR Dishwasher | 0.05866% | 0 | 0.40619 | Commercial_2027_SC C_MW_Before Competition Groups_ENERGY STAR Dishwasher
Commercial | Com ¦ Ozone Laundry Treatment | 2027 | SC C | MW | Before Competition Groups | 0.22271 | 0 | 0 | 692.427 | 0.00032164 | 50 | Commercial_2027_SC C_MW_Before Competition Groups_50 | Ozone Laundry Treatment | 0.03216% | 0 | 0.22271 | Commercial_2027_SC C_MW_Before Competition Groups_Ozone Laundry Treatment
Commercial | Com ¦ Condensing Make Up Air Unit | 2027 | SC C | MW | Before Competition Groups | 0.21051 | 0 | 0 | 692.427 | 0.00030401 | 51 | Commercial_2027_SC C_MW_Before Competition Groups_51 | Condensing Make Up Air Unit | 0.0304% | 0 | 0.21051 | Commercial_2027_SC C_MW_Before Competition Groups_Condensing Make Up Air Unit
Commercial | Com ¦ ECM MOTORS FOR HVAC APPLICATION (FAN-POWERED VAV BOX) | 2027 | SC C | MW | Before Competition Groups | 0.10343 | 0 | 0 | 692.427 | 0.00014938 | 52 | Commercial_2027_SC C_MW_Before Competition Groups_52 | ECM MOTORS FOR HVAC APPLICATION (FAN-POWERED VAV BOX) | 0.01494% | 0 | 0.10343 | Commercial_2027_SC C_MW_Before Competition Groups_ECM MOTORS FOR HVAC APPLICATION (FAN-POWERED VAV BOX)
Commercial | COM ¦ Ductless Mini-Split Heat Pumps | 2027 | SC C | MW | Before Competition Groups | 0.093919 | 0 | 0 | 692.427 | 0.00013564 | 53 | Commercial_2027_SC C_MW_Before Competition Groups_53 | Ductless Mini-Split Heat Pumps | 0.01356% | 0 | 0.093919 | Commercial_2027_SC C_MW_Before Competition Groups_Ductless Mini-Split Heat Pumps
Commercial | Com ¦ LLLC - High Impact Application | 2027 | SC C | MW | Before Competition Groups | 0.086419 | 0 | 0 | 692.427 | 0.00012481 | 54 | Commercial_2027_SC C_MW_Before Competition Groups_54 | LLLC - High Impact Application | 0.01248% | 0 | 0.086419 | Commercial_2027_SC C_MW_Before Competition Groups_LLLC - High Impact Application
Commercial | Com ¦ CEE Tier 2/Energy Star Clothes Washers | 2027 | SC C | MW | Before Competition Groups | 0.080272 | 0 | 0 | 692.427 | 0.00011593 | 55 | Commercial_2027_SC C_MW_Before Competition Groups_55 | CEE Tier 2/Energy Star Clothes Washers | 0.01159% | 0 | 0.080272 | Commercial_2027_SC C_MW_Before Competition Groups_CEE Tier 2/Energy Star Clothes Washers
Commercial | Com ¦ HVAC Optimization | 2027 | SC C | MW | Before Competition Groups | 0.067972 | 0 | 0 | 692.427 | 9.8165e-05 | 56 | Commercial_2027_SC C_MW_Before Competition Groups_56 | HVAC Optimization | 0.009817% | 0 | 0.067972 | Commercial_2027_SC C_MW_Before Competition Groups_HVAC Optimization
Commercial | Com ¦ PTAC (12 EER/10,000 BTU) | 2027 | SC C | MW | Before Competition Groups | 0.064403 | 0 | 0 | 692.427 | 9.301e-05 | 57 | Commercial_2027_SC C_MW_Before Competition Groups_57 | PTAC (12 EER/10,000 BTU) | 0.009301% | 0 | 0.064403 | Commercial_2027_SC C_MW_Before Competition Groups_PTAC (12 EER/10,000 BTU)
Commercial | Com ¦ LLLC - Low Impact Application | 2027 | SC C | MW | Before Competition Groups | 0.057203 | 0 | 0 | 692.427 | 8.2612e-05 | 58 | Commercial_2027_SC C_MW_Before Competition Groups_58 | LLLC - Low Impact Application | 0.008261% | 0 | 0.057203 | Commercial_2027_SC C_MW_Before Competition Groups_LLLC - Low Impact Application
Commercial | Com ¦ Auto Off Time Switch or Time Clock control | 2027 | SC C | MW | Before Competition Groups | 0.050322 | 0 | 0 | 692.427 | 7.2675e-05 | 59 | Commercial_2027_SC C_MW_Before Competition Groups_59 | Auto Off Time Switch or Time Clock control | 0.007268% | 0 | 0.050322 | Commercial_2027_SC C_MW_Before Competition Groups_Auto Off Time Switch or Time Clock control
Commercial | Com ¦ Demand controlled Circulating Systems | 2027 | SC C | MW | Before Competition Groups | 0.046102 | 0 | 0 | 692.427 | 6.658e-05 | 60 | Commercial_2027_SC C_MW_Before Competition Groups_60 | Demand controlled Circulating Systems | 0.006658% | 0 | 0.046102 | Commercial_2027_SC C_MW_Before Competition Groups_Demand controlled Circulating Systems
Commercial | Com ¦ Low Flow Pre-Rinse Spray Nozzle | 2027 | SC C | MW | Before Competition Groups | 0.045007 | 0 | 0 | 692.427 | 6.4999e-05 | 61 | Commercial_2027_SC C_MW_Before Competition Groups_61 | Low Flow Pre-Rinse Spray Nozzle | 0.0065% | 0 | 0.045007 | Commercial_2027_SC C_MW_Before Competition Groups_Low Flow Pre-Rinse Spray Nozzle
Commercial | Com ¦ Notched V belts for HVAC Systems | 2027 | SC C | MW | Before Competition Groups | 0.043923 | 0 | 0 | 692.427 | 6.3434e-05 | 62 | Commercial_2027_SC C_MW_Before Competition Groups_62 | Notched V belts for HVAC Systems | 0.006343% | 0 | 0.043923 | Commercial_2027_SC C_MW_Before Competition Groups_Notched V belts for HVAC Systems
Commercial | Com ¦ Solar Water Preheat (Pools/DHW) | 2027 | SC C | MW | Before Competition Groups | 0.03369 | 0 | 0 | 692.427 | 4.8656e-05 | 63 | Commercial_2027_SC C_MW_Before Competition Groups_63 | Solar Water Preheat (Pools/DHW) | 0.004866% | 0 | 0.03369 | Commercial_2027_SC C_MW_Before Competition Groups_Solar Water Preheat (Pools/DHW)
Commercial | Com ¦ Commercial Hot Food Holding Cabinets | 2027 | SC C | MW | Before Competition Groups | 0.026013 | 0 | 0 | 692.427 | 3.7568e-05 | 64 | Commercial_2027_SC C_MW_Before Competition Groups_64 | Commercial Hot Food Holding Cabinets | 0.003757% | 0 | 0.026013 | Commercial_2027_SC C_MW_Before Competition Groups_Commercial Hot Food Holding Cabinets
Commercial | Com ¦ High Efficiency Chiller (avg of water and air cooled) | 2027 | SC C | MW | Before Competition Groups | 0.018208 | 0 | 0 | 692.427 | 2.6296e-05 | 65 | Commercial_2027_SC C_MW_Before Competition Groups_65 | High Efficiency Chiller (avg of water and air cooled) | 0.00263% | 0 | 0.018208 | Commercial_2027_SC C_MW_Before Competition Groups_High Efficiency Chiller (avg of water and air cooled)
Commercial | Com ¦ Wall Insulation | 2027 | SC C | MW | Before Competition Groups | 0.016215 | 0 | 0 | 692.427 | 2.3418e-05 | 66 | Commercial_2027_SC C_MW_Before Competition Groups_66 | Wall Insulation | 0.002342% | 0 | 0.016215 | Commercial_2027_SC C_MW_Before Competition Groups_Wall Insulation
Commercial | Com ¦ Condensing Unit Heaters or other Efficient Unit Heating System | 2027 | SC C | MW | Before Competition Groups | 0.01522 | 0 | 0 | 692.427 | 2.198e-05 | 67 | Commercial_2027_SC C_MW_Before Competition Groups_67 | Condensing Unit Heaters or other Efficient Unit Heating System | 0.002198% | 0 | 0.01522 | Commercial_2027_SC C_MW_Before Competition Groups_Condensing Unit Heaters or other Efficient Unit Heating System
Commercial | Com ¦ Air Curtains | 2027 | SC C | MW | Before Competition Groups | 0.012212 | 0 | 0 | 692.427 | 1.7636e-05 | 68 | Commercial_2027_SC C_MW_Before Competition Groups_68 | Air Curtains | 0.001764% | 0 | 0.012212 | Commercial_2027_SC C_MW_Before Competition Groups_Air Curtains
Commercial | Com ¦ VSD Air Compressor | 2027 | SC C | MW | Before Competition Groups | 0.011836 | 0 | 0 | 692.427 | 1.7093e-05 | 69 | Commercial_2027_SC C_MW_Before Competition Groups_69 | VSD Air Compressor | 0.001709% | 0 | 0.011836 | Commercial_2027_SC C_MW_Before Competition Groups_VSD Air Compressor
Commercial | Com ¦ Room AC (w/ louvered sides) 14 SEER from 12 SEER code | 2027 | SC C | MW | Before Competition Groups | 0.008766 | 0 | 0 | 692.427 | 1.266e-05 | 70 | Commercial_2027_SC C_MW_Before Competition Groups_70 | Room AC (w/ louvered sides) 14 SEER from 12 SEER code | 0.001266% | 0 | 0.008766 | Commercial_2027_SC C_MW_Before Competition Groups_Room AC (w/ louvered sides) 14 SEER from 12 SEER code
Commercial | Com ¦ LED RECESSED DOWNLIGHTS | 2027 | SC C | MW | Before Competition Groups | 0.0054545 | 0 | 0 | 692.427 | 7.8773e-06 | 71 | Commercial_2027_SC C_MW_Before Competition Groups_71 | LED RECESSED DOWNLIGHTS | 0.0007877% | 0 | 0.0054545 | Commercial_2027_SC C_MW_Before Competition Groups_LED RECESSED DOWNLIGHTS
Commercial | Com ¦ Energy Recovery Ventilation and Ventilation (Enhanced) | 2027 | SC C | MW | Before Competition Groups | 0.0043933 | 0 | 0 | 692.427 | 6.3447e-06 | 72 | Commercial_2027_SC C_MW_Before Competition Groups_72 | Energy Recovery Ventilation and Ventilation (Enhanced) | 0.0006345% | 0 | 0.0043933 | Commercial_2027_SC C_MW_Before Competition Groups_Energy Recovery Ventilation and Ventilation (Enhanced)
Commercial | Com ¦ High Efficiency Small Instantaneous Water Heater | 2027 | SC C | MW | Before Competition Groups | 0.0032012 | 0 | 0 | 692.427 | 4.6231e-06 | 73 | Commercial_2027_SC C_MW_Before Competition Groups_73 | High Efficiency Small Instantaneous Water Heater | 0.0004623% | 0 | 0.0032012 | Commercial_2027_SC C_MW_Before Competition Groups_High Efficiency Small Instantaneous Water Heater
Commercial | Com ¦ EC Plug Fan for Data Center (under cabinet) | 2027 | SC C | MW | Before Competition Groups | 0.0014145 | 0 | 0 | 692.427 | 2.0429e-06 | 74 | Commercial_2027_SC C_MW_Before Competition Groups_74 | EC Plug Fan for Data Center (under cabinet) | 0.0002043% | 0 | 0.0014145 | Commercial_2027_SC C_MW_Before Competition Groups_EC Plug Fan for Data Center (under cabinet)
Commercial | Com ¦ Networked/Connected - High Impact Application | 2027 | SC C | MW | Before Competition Groups | 0.00024706 | 0 | 0 | 692.427 | 3.5681e-07 | 75 | Commercial_2027_SC C_MW_Before Competition Groups_75 | Networked/Connected - High Impact Application | 3.568e-05% | 0 | 0.00024706 | Commercial_2027_SC C_MW_Before Competition Groups_Networked/Connected - High Impact Application
Commercial | Com ¦ Electric Convection Combination Ovens | 2027 | SC C | MW | Before Competition Groups | 0.00020322 | 0 | 0 | 692.427 | 2.9348e-07 | 76 | Commercial_2027_SC C_MW_Before Competition Groups_76 | Electric Convection Combination Ovens | 2.935e-05% | 0 | 0.00020322 | Commercial_2027_SC C_MW_Before Competition Groups_Electric Convection Combination Ovens
Commercial | Com ¦ Networked/Connected - Low Impact Application | 2027 | SC C | MW | Before Competition Groups | 1.2046e-05 | 0 | 0 | 692.427 | 1.7397e-08 | 77 | Commercial_2027_SC C_MW_Before Competition Groups_77 | Networked/Connected - Low Impact Application | 1.74e-06% | 0 | 1.2046e-05 | Commercial_2027_SC C_MW_Before Competition Groups_Networked/Connected - Low Impact Application
Commercial | Com ¦ Efficient compressor motor | 2027 | SC C | MW | Before Competition Groups | 0 | 0 | 0 | 692.427 | 0 | 78 | Commercial_2027_SC C_MW_Before Competition Groups_78 | Efficient compressor motor | 0% | 0 | 0 | Commercial_2027_SC C_MW_Before Competition Groups_Efficient compressor motor
Commercial | Com ¦ Indoor Daylight Sensors/Photocell Dimming Control | 2027 | SC C | MW | Before Competition Groups | 0 | 0 | 0 | 692.427 | 0 | 79 | Commercial_2027_SC C_MW_Before Competition Groups_79 | Indoor Daylight Sensors/Photocell Dimming Control | 0% | 0 | 0 | Commercial_2027_SC C_MW_Before Competition Groups_Indoor Daylight Sensors/Photocell Dimming Control
Commercial | Com ¦ Variable Refrigerant Flow Heat Pump | 2027 | SC C | MW | Before Competition Groups | 0 | 0 | 0 | 692.427 | 0 | 80 | Commercial_2027_SC C_MW_Before Competition Groups_80 | Variable Refrigerant Flow Heat Pump | 0% | 0 | 0 | Commercial_2027_SC C_MW_Before Competition Groups_Variable Refrigerant Flow Heat Pump
Commercial | Com ¦ ENERGY STAR LED LAMPS (REFLECTOR LAMPs/MR16/PAR 16) | 2027 | SC D | MW | Before Competition Groups | 98.8512 | 0 | 0 | 639.4939 | 0.15458 | 1 | Commercial_2027_SC D_MW_Before Competition Groups_1 | ENERGY STAR LED LAMPS (REFLECTOR LAMPs/MR16/PAR 16) | 15.46% | 0 | 98.8512 | Commercial_2027_SC D_MW_Before Competition Groups_ENERGY STAR LED LAMPS (REFLECTOR LAMPs/MR16/PAR 16)
Commercial | Com ¦ LED Low/High Bay | 2027 | SC D | MW | Before Competition Groups | 80.4976 | 0 | 0 | 639.4939 | 0.12588 | 2 | Commercial_2027_SC D_MW_Before Competition Groups_2 | LED Low/High Bay | 12.59% | 0 | 80.4976 | Commercial_2027_SC D_MW_Before Competition Groups_LED Low/High Bay
Commercial | Com ¦ LED Troffer/Surface/Suspended | 2027 | SC D | MW | Before Competition Groups | 72.2917 | 0 | 0 | 639.4939 | 0.11305 | 3 | Commercial_2027_SC D_MW_Before Competition Groups_3 | LED Troffer/Surface/Suspended | 11.3% | 0 | 72.2917 | Commercial_2027_SC D_MW_Before Competition Groups_LED Troffer/Surface/Suspended
Commercial | Com ¦ LED Replacement Lamp (Tube) | 2027 | SC D | MW | Before Competition Groups | 50.6027 | 0 | 0 | 639.4939 | 0.079129 | 4 | Commercial_2027_SC D_MW_Before Competition Groups_4 | LED Replacement Lamp (Tube) | 7.913% | 0 | 50.6027 | Commercial_2027_SC D_MW_Before Competition Groups_LED Replacement Lamp (Tube)
Commercial | Com ¦ High Efficiency Air Source Heat Pump | 2027 | SC D | MW | Before Competition Groups | 40.8242 | 0 | 0 | 639.4939 | 0.063838 | 5 | Commercial_2027_SC D_MW_Before Competition Groups_5 | High Efficiency Air Source Heat Pump | 6.384% | 0 | 40.8242 | Commercial_2027_SC D_MW_Before Competition Groups_High Efficiency Air Source Heat Pump
Commercial | Com ¦ Building Recommissioning, Operations and Maintenance (O&M) Improvements | 2027 | SC D | MW | Before Competition Groups | 33.7466 | 0 | 0 | 639.4939 | 0.052771 | 6 | Commercial_2027_SC D_MW_Before Competition Groups_6 | Building Recommissioning, Operations and Maintenance (O&M) Improvements | 5.277% | 0 | 33.7466 | Commercial_2027_SC D_MW_Before Competition Groups_Building Recommissioning, Operations and Maintenance (O&M) Improvements
Commercial | Com ¦ Education and Capacity Building/Energy Behavior | 2027 | SC D | MW | Before Competition Groups | 26.7969 | 0 | 0 | 639.4939 | 0.041903 | 7 | Commercial_2027_SC D_MW_Before Competition Groups_7 | Education and Capacity Building/Energy Behavior | 4.19% | 0 | 26.7969 | Commercial_2027_SC D_MW_Before Competition Groups_Education and Capacity Building/Energy Behavior
Commercial | Com ¦ Advanced BAS/Controllers | 2027 | SC D | MW | Before Competition Groups | 20.9015 | 0 | 0 | 639.4939 | 0.032684 | 8 | Commercial_2027_SC D_MW_Before Competition Groups_8 | Advanced BAS/Controllers | 3.268% | 0 | 20.9015 | Commercial_2027_SC D_MW_Before Competition Groups_Advanced BAS/Controllers
Commercial | Com ¦ Data Center Storage/Server Virtualization | 2027 | SC D | MW | Before Competition Groups | 20.3979 | 0 | 0 | 639.4939 | 0.031897 | 9 | Commercial_2027_SC D_MW_Before Competition Groups_9 | Data Center Storage/Server Virtualization | 3.19% | 0 | 20.3979 | Commercial_2027_SC D_MW_Before Competition Groups_Data Center Storage/Server Virtualization
Commercial | Com ¦ Unitary Air-Conditioning Unit | 2027 | SC D | MW | Before Competition Groups | 19.6056 | 0 | 0 | 639.4939 | 0.030658 | 10 | Commercial_2027_SC D_MW_Before Competition Groups_10 | Unitary Air-Conditioning Unit | 3.066% | 0 | 19.6056 | Commercial_2027_SC D_MW_Before Competition Groups_Unitary Air-Conditioning Unit
Commercial | Com ¦ Reach-in Shaded Pole to ECM/PSC Evaporator Fan Motor | 2027 | SC D | MW | Before Competition Groups | 15.6897 | 0 | 0 | 639.4939 | 0.024535 | 11 | Commercial_2027_SC D_MW_Before Competition Groups_11 | Reach-in Shaded Pole to ECM/PSC Evaporator Fan Motor | 2.453% | 0 | 15.6897 | Commercial_2027_SC D_MW_Before Competition Groups_Reach-in Shaded Pole to ECM/PSC Evaporator Fan Motor
Commercial | Com ¦ Adaptive Thermostats | 2027 | SC D | MW | Before Competition Groups | 13.4555 | 0 | 0 | 639.4939 | 0.021041 | 12 | Commercial_2027_SC D_MW_Before Competition Groups_12 | Adaptive Thermostats | 2.104% | 0 | 13.4555 | Commercial_2027_SC D_MW_Before Competition Groups_Adaptive Thermostats
Commercial | Com ¦ LED or Equivalent Sign Lighting | 2027 | SC D | MW | Before Competition Groups | 12.8666 | 0 | 0 | 639.4939 | 0.02012 | 13 | Commercial_2027_SC D_MW_Before Competition Groups_13 | LED or Equivalent Sign Lighting | 2.012% | 0 | 12.8666 | Commercial_2027_SC D_MW_Before Competition Groups_LED or Equivalent Sign Lighting
Commercial | Com ¦ ENERGY STAR LED LAMPS (General Service Lamps) | 2027 | SC D | MW | Before Competition Groups | 12.7271 | 0 | 0 | 639.4939 | 0.019902 | 14 | Commercial_2027_SC D_MW_Before Competition Groups_14 | ENERGY STAR LED LAMPS (General Service Lamps) | 1.99% | 0 | 12.7271 | Commercial_2027_SC D_MW_Before Competition Groups_ENERGY STAR LED LAMPS (General Service Lamps)
Commercial | Com ¦ Strip Curtains | 2027 | SC D | MW | Before Competition Groups | 11.7253 | 0 | 0 | 639.4939 | 0.018335 | 15 | Commercial_2027_SC D_MW_Before Competition Groups_15 | Strip Curtains | 1.834% | 0 | 11.7253 | Commercial_2027_SC D_MW_Before Competition Groups_Strip Curtains
Commercial | Com ¦ Chilled Water Optimization | 2027 | SC D | MW | Before Competition Groups | 10.3271 | 0 | 0 | 639.4939 | 0.016149 | 16 | Commercial_2027_SC D_MW_Before Competition Groups_16 | Chilled Water Optimization | 1.615% | 0 | 10.3271 | Commercial_2027_SC D_MW_Before Competition Groups_Chilled Water Optimization
Commercial | Com ¦ Refrigerated Display Case Doors | 2027 | SC D | MW | Before Competition Groups | 9.6222 | 0 | 0 | 639.4939 | 0.015047 | 17 | Commercial_2027_SC D_MW_Before Competition Groups_17 | Refrigerated Display Case Doors | 1.505% | 0 | 9.6222 | Commercial_2027_SC D_MW_Before Competition Groups_Refrigerated Display Case Doors
Commercial | Com ¦ Furnace Tune-Up | 2027 | SC D | MW | Before Competition Groups | 9.6104 | 0 | 0 | 639.4939 | 0.015028 | 18 | Commercial_2027_SC D_MW_Before Competition Groups_18 | Furnace Tune-Up | 1.503% | 0 | 9.6104 | Commercial_2027_SC D_MW_Before Competition Groups_Furnace Tune-Up
Commercial | Com ¦ Centrally controlled desktop PC/NETWORK PC POWER MANAGEMENT SOFTWARE | 2027 | SC D | MW | Before Competition Groups | 7.8689 | 0 | 0 | 639.4939 | 0.012305 | 19 | Commercial_2027_SC D_MW_Before Competition Groups_19 | Centrally controlled desktop PC/NETWORK PC POWER MANAGEMENT SOFTWARE | 1.23% | 0 | 7.8689 | Commercial_2027_SC D_MW_Before Competition Groups_Centrally controlled desktop PC/NETWORK PC POWER MANAGEMENT SOFTWARE
Commercial | Com ¦ Variable Frequency Drive (VFD) | 2027 | SC D | MW | Before Competition Groups | 6.5683 | 0 | 0 | 639.4939 | 0.010271 | 20 | Commercial_2027_SC D_MW_Before Competition Groups_20 | Variable Frequency Drive (VFD) | 1.027% | 0 | 6.5683 | Commercial_2027_SC D_MW_Before Competition Groups_Variable Frequency Drive (VFD)
Commercial | Com ¦ Demand Control Ventilation | 2027 | SC D | MW | Before Competition Groups | 6.1154 | 0 | 0 | 639.4939 | 0.0095628 | 21 | Commercial_2027_SC D_MW_Before Competition Groups_21 | Demand Control Ventilation | 0.9563% | 0 | 6.1154 | Commercial_2027_SC D_MW_Before Competition Groups_Demand Control Ventilation
Commercial | Com ¦ VFD on Pumps | 2027 | SC D | MW | Before Competition Groups | 6.0936 | 0 | 0 | 639.4939 | 0.0095287 | 22 | Commercial_2027_SC D_MW_Before Competition Groups_22 | VFD on Pumps | 0.9529% | 0 | 6.0936 | Commercial_2027_SC D_MW_Before Competition Groups_VFD on Pumps
Commercial | Com ¦ Refrigerated Display Case LED | 2027 | SC D | MW | Before Competition Groups | 5.3074 | 0 | 0 | 639.4939 | 0.0082993 | 23 | Commercial_2027_SC D_MW_Before Competition Groups_23 | Refrigerated Display Case LED | 0.8299% | 0 | 5.3074 | Commercial_2027_SC D_MW_Before Competition Groups_Refrigerated Display Case LED
Commercial | Com ¦ LED EXTERIOR AREA LIGHTS - LED fixture (200W) | 2027 | SC D | MW | Before Competition Groups | 4.9382 | 0 | 0 | 639.4939 | 0.007722 | 24 | Commercial_2027_SC D_MW_Before Competition Groups_24 | LED EXTERIOR AREA LIGHTS - LED fixture (200W) | 0.7722% | 0 | 4.9382 | Commercial_2027_SC D_MW_Before Competition Groups_LED EXTERIOR AREA LIGHTS - LED fixture (200W)
Commercial | Com ¦ LED parking lot fixture | 2027 | SC D | MW | Before Competition Groups | 4.9344 | 0 | 0 | 639.4939 | 0.0077162 | 25 | Commercial_2027_SC D_MW_Before Competition Groups_25 | LED parking lot fixture | 0.7716% | 0 | 4.9344 | Commercial_2027_SC D_MW_Before Competition Groups_LED parking lot fixture
Commercial | Com ¦ ECM MOTORS FOR EVAPORATOR FANS for refrigeration (WALK-IN) | 2027 | SC D | MW | Before Competition Groups | 3.4248 | 0 | 0 | 639.4939 | 0.0053555 | 26 | Commercial_2027_SC D_MW_Before Competition Groups_26 | ECM MOTORS FOR EVAPORATOR FANS for refrigeration (WALK-IN) | 0.5355% | 0 | 3.4248 | Commercial_2027_SC D_MW_Before Competition Groups_ECM MOTORS FOR EVAPORATOR FANS for refrigeration (WALK-IN)
Commercial | Com ¦ ENERGY STAR Griddle (74% eff) | 2027 | SC D | MW | Before Competition Groups | 2.9812 | 0 | 0 | 639.4939 | 0.0046618 | 27 | Commercial_2027_SC D_MW_Before Competition Groups_27 | ENERGY STAR Griddle (74% eff) | 0.4662% | 0 | 2.9812 | Commercial_2027_SC D_MW_Before Competition Groups_ENERGY STAR Griddle (74% eff)
Commercial | Com ¦ Evaporator Fan Controls | 2027 | SC D | MW | Before Competition Groups | 2.9116 | 0 | 0 | 639.4939 | 0.004553 | 28 | Commercial_2027_SC D_MW_Before Competition Groups_28 | Evaporator Fan Controls | 0.4553% | 0 | 2.9116 | Commercial_2027_SC D_MW_Before Competition Groups_Evaporator Fan Controls
Commercial | Com ¦ Air Handler with Dedicated Outdoor Air Systems | 2027 | SC D | MW | Before Competition Groups | 2.8001 | 0 | 0 | 639.4939 | 0.0043786 | 29 | Commercial_2027_SC D_MW_Before Competition Groups_29 | Air Handler with Dedicated Outdoor Air Systems | 0.4379% | 0 | 2.8001 | Commercial_2027_SC D_MW_Before Competition Groups_Air Handler with Dedicated Outdoor Air Systems
Commercial | Com ¦ Demand Control Kitchen Ventilation | 2027 | SC D | MW | Before Competition Groups | 2.5917 | 0 | 0 | 639.4939 | 0.0040528 | 30 | Commercial_2027_SC D_MW_Before Competition Groups_30 | Demand Control Kitchen Ventilation | 0.4053% | 0 | 2.5917 | Commercial_2027_SC D_MW_Before Competition Groups_Demand Control Kitchen Ventilation
Commercial | Com ¦ Door Gasket Freezer/Refrigerator | 2027 | SC D | MW | Before Competition Groups | 2.2809 | 0 | 0 | 639.4939 | 0.0035667 | 31 | Commercial_2027_SC D_MW_Before Competition Groups_31 | Door Gasket Freezer/Refrigerator | 0.3567% | 0 | 2.2809 | Commercial_2027_SC D_MW_Before Competition Groups_Door Gasket Freezer/Refrigerator
Commercial | Com ¦ LED street light fixture | 2027 | SC D | MW | Before Competition Groups | 2.2325 | 0 | 0 | 639.4939 | 0.003491 | 32 | Commercial_2027_SC D_MW_Before Competition Groups_32 | LED street light fixture | 0.3491% | 0 | 2.2325 | Commercial_2027_SC D_MW_Before Competition Groups_LED street light fixture
Commercial | Com ¦ Occupancy Sensors | 2027 | SC D | MW | Before Competition Groups | 2.123 | 0 | 0 | 639.4939 | 0.0033199 | 33 | Commercial_2027_SC D_MW_Before Competition Groups_33 | Occupancy Sensors | 0.332% | 0 | 2.123 | Commercial_2027_SC D_MW_Before Competition Groups_Occupancy Sensors
Commercial | Com ¦ Freezer Case Light Sensor | 2027 | SC D | MW | Before Competition Groups | 2.0364 | 0 | 0 | 639.4939 | 0.0031844 | 34 | Commercial_2027_SC D_MW_Before Competition Groups_34 | Freezer Case Light Sensor | 0.3184% | 0 | 2.0364 | Commercial_2027_SC D_MW_Before Competition Groups_Freezer Case Light Sensor
Commercial | Com ¦ Duct Insulation, R8 | 2027 | SC D | MW | Before Competition Groups | 1.7747 | 0 | 0 | 639.4939 | 0.0027752 | 35 | Commercial_2027_SC D_MW_Before Competition Groups_35 | Duct Insulation, R8 | 0.2775% | 0 | 1.7747 | Commercial_2027_SC D_MW_Before Competition Groups_Duct Insulation, R8
Commercial | Com ¦ Water Source Heat Pump (4 ton) | 2027 | SC D | MW | Before Competition Groups | 1.5469 | 0 | 0 | 639.4939 | 0.002419 | 36 | Commercial_2027_SC D_MW_Before Competition Groups_36 | Water Source Heat Pump (4 ton) | 0.2419% | 0 | 1.5469 | Commercial_2027_SC D_MW_Before Competition Groups_Water Source Heat Pump (4 ton)
Commercial | Com ¦ Temperature Adjustment in Commercial Freezers | 2027 | SC D | MW | Before Competition Groups | 1.0657 | 0 | 0 | 639.4939 | 0.0016664 | 37 | Commercial_2027_SC D_MW_Before Competition Groups_37 | Temperature Adjustment in Commercial Freezers | 0.1666% | 0 | 1.0657 | Commercial_2027_SC D_MW_Before Competition Groups_Temperature Adjustment in Commercial Freezers
Commercial | Com ¦ BEVERAGE VENDING MACHINE CONTROLS | 2027 | SC D | MW | Before Competition Groups | 1.0057 | 0 | 0 | 639.4939 | 0.0015726 | 38 | Commercial_2027_SC D_MW_Before Competition Groups_38 | BEVERAGE VENDING MACHINE CONTROLS | 0.1573% | 0 | 1.0057 | Commercial_2027_SC D_MW_Before Competition Groups_BEVERAGE VENDING MACHINE CONTROLS
Commercial | Com ¦ Elec Storage WH 2.30 Et | 2027 | SC D | MW | Before Competition Groups | 0.9704 | 0 | 0 | 639.4939 | 0.0015175 | 39 | Commercial_2027_SC D_MW_Before Competition Groups_39 | Elec Storage WH 2.30 Et | 0.1517% | 0 | 0.9704 | Commercial_2027_SC D_MW_Before Competition Groups_Elec Storage WH 2.30 Et
Commercial | Com ¦ ENERGY STAR Fryer (84% eff) | 2027 | SC D | MW | Before Competition Groups | 0.86908 | 0 | 0 | 639.4939 | 0.001359 | 40 | Commercial_2027_SC D_MW_Before Competition Groups_40 | ENERGY STAR Fryer (84% eff) | 0.1359% | 0 | 0.86908 | Commercial_2027_SC D_MW_Before Competition Groups_ENERGY STAR Fryer (84% eff)
Commercial | Com ¦ Vertical Night Covers | 2027 | SC D | MW | Before Competition Groups | 0.83593 | 0 | 0 | 639.4939 | 0.0013072 | 41 | Commercial_2027_SC D_MW_Before Competition Groups_41 | Vertical Night Covers | 0.1307% | 0 | 0.83593 | Commercial_2027_SC D_MW_Before Competition Groups_Vertical Night Covers
Commercial | Com ¦ Outside Air Economizer | 2027 | SC D | MW | Before Competition Groups | 0.73006 | 0 | 0 | 639.4939 | 0.0011416 | 42 | Commercial_2027_SC D_MW_Before Competition Groups_42 | Outside Air Economizer | 0.1142% | 0 | 0.73006 | Commercial_2027_SC D_MW_Before Competition Groups_Outside Air Economizer
Commercial | Com ¦ CO Sensors for parking garage exhaust fans | 2027 | SC D | MW | Before Competition Groups | 0.71438 | 0 | 0 | 639.4939 | 0.0011171 | 43 | Commercial_2027_SC D_MW_Before Competition Groups_43 | CO Sensors for parking garage exhaust fans | 0.1117% | 0 | 0.71438 | Commercial_2027_SC D_MW_Before Competition Groups_CO Sensors for parking garage exhaust fans
Commercial | Com ¦ Energy Efficient Laboratory Fume Hood | 2027 | SC D | MW | Before Competition Groups | 0.68536 | 0 | 0 | 639.4939 | 0.0010717 | 44 | Commercial_2027_SC D_MW_Before Competition Groups_44 | Energy Efficient Laboratory Fume Hood | 0.1072% | 0 | 0.68536 | Commercial_2027_SC D_MW_Before Competition Groups_Energy Efficient Laboratory Fume Hood
Commercial | Com ¦ Water Heating (DHW) Pipe Insulation (Add 3/4\ Foam)" | 2027 | SC D | MW | Before Competition Groups | 0.63918 | 0 | 0 | 639.4939 | 0.00099951 | 45 | Commercial_2027_SC D_MW_Before Competition Groups_45 | Water Heating (DHW) Pipe Insulation (Add 3/4\ Foam)" | 0.09995% | 0 | 0.63918 | Commercial_2027_SC D_MW_Before Competition Groups_Water Heating (DHW) Pipe Insulation (Add 3/4\ Foam)"
Commercial | Com ¦ Thermostat Setback | 2027 | SC D | MW | Before Competition Groups | 0.56653 | 0 | 0 | 639.4939 | 0.0008859 | 46 | Commercial_2027_SC D_MW_Before Competition Groups_46 | Thermostat Setback | 0.08859% | 0 | 0.56653 | Commercial_2027_SC D_MW_Before Competition Groups_Thermostat Setback
Commercial | Com ¦ ENERGY STAR Steam Cookers | 2027 | SC D | MW | Before Competition Groups | 0.55728 | 0 | 0 | 639.4939 | 0.00087145 | 47 | Commercial_2027_SC D_MW_Before Competition Groups_47 | ENERGY STAR Steam Cookers | 0.08714% | 0 | 0.55728 | Commercial_2027_SC D_MW_Before Competition Groups_ENERGY STAR Steam Cookers
Commercial | Com ¦ Suction Pipe Insulation Freezer/Refrigerator | 2027 | SC D | MW | Before Competition Groups | 0.41957 | 0 | 0 | 639.4939 | 0.00065609 | 48 | Commercial_2027_SC D_MW_Before Competition Groups_48 | Suction Pipe Insulation Freezer/Refrigerator | 0.06561% | 0 | 0.41957 | Commercial_2027_SC D_MW_Before Competition Groups_Suction Pipe Insulation Freezer/Refrigerator
Commercial | Com ¦ ENERGY STAR Dishwasher | 2027 | SC D | MW | Before Competition Groups | 0.36094 | 0 | 0 | 639.4939 | 0.00056442 | 49 | Commercial_2027_SC D_MW_Before Competition Groups_49 | ENERGY STAR Dishwasher | 0.05644% | 0 | 0.36094 | Commercial_2027_SC D_MW_Before Competition Groups_ENERGY STAR Dishwasher
Commercial | Com ¦ Ozone Laundry Treatment | 2027 | SC D | MW | Before Competition Groups | 0.15464 | 0 | 0 | 639.4939 | 0.00024181 | 50 | Commercial_2027_SC D_MW_Before Competition Groups_50 | Ozone Laundry Treatment | 0.02418% | 0 | 0.15464 | Commercial_2027_SC D_MW_Before Competition Groups_Ozone Laundry Treatment
Commercial | Com ¦ Condensing Make Up Air Unit | 2027 | SC D | MW | Before Competition Groups | 0.12853 | 0 | 0 | 639.4939 | 0.00020099 | 51 | Commercial_2027_SC D_MW_Before Competition Groups_51 | Condensing Make Up Air Unit | 0.0201% | 0 | 0.12853 | Commercial_2027_SC D_MW_Before Competition Groups_Condensing Make Up Air Unit
Commercial | Com ¦ ECM MOTORS FOR HVAC APPLICATION (FAN-POWERED VAV BOX) | 2027 | SC D | MW | Before Competition Groups | 0.098252 | 0 | 0 | 639.4939 | 0.00015364 | 52 | Commercial_2027_SC D_MW_Before Competition Groups_52 | ECM MOTORS FOR HVAC APPLICATION (FAN-POWERED VAV BOX) | 0.01536% | 0 | 0.098252 | Commercial_2027_SC D_MW_Before Competition Groups_ECM MOTORS FOR HVAC APPLICATION (FAN-POWERED VAV BOX)
Commercial | COM ¦ Ductless Mini-Split Heat Pumps | 2027 | SC D | MW | Before Competition Groups | 0.093919 | 0 | 0 | 639.4939 | 0.00014686 | 53 | Commercial_2027_SC D_MW_Before Competition Groups_53 | Ductless Mini-Split Heat Pumps | 0.01469% | 0 | 0.093919 | Commercial_2027_SC D_MW_Before Competition Groups_Ductless Mini-Split Heat Pumps
Commercial | Com ¦ CEE Tier 2/Energy Star Clothes Washers | 2027 | SC D | MW | Before Competition Groups | 0.076443 | 0 | 0 | 639.4939 | 0.00011954 | 54 | Commercial_2027_SC D_MW_Before Competition Groups_54 | CEE Tier 2/Energy Star Clothes Washers | 0.01195% | 0 | 0.076443 | Commercial_2027_SC D_MW_Before Competition Groups_CEE Tier 2/Energy Star Clothes Washers
Commercial | Com ¦ HVAC Optimization | 2027 | SC D | MW | Before Competition Groups | 0.067972 | 0 | 0 | 639.4939 | 0.00010629 | 55 | Commercial_2027_SC D_MW_Before Competition Groups_55 | HVAC Optimization | 0.01063% | 0 | 0.067972 | Commercial_2027_SC D_MW_Before Competition Groups_HVAC Optimization
Commercial | Com ¦ PTAC (12 EER/10,000 BTU) | 2027 | SC D | MW | Before Competition Groups | 0.062343 | 0 | 0 | 639.4939 | 9.7488e-05 | 56 | Commercial_2027_SC D_MW_Before Competition Groups_56 | PTAC (12 EER/10,000 BTU) | 0.009749% | 0 | 0.062343 | Commercial_2027_SC D_MW_Before Competition Groups_PTAC (12 EER/10,000 BTU)
Commercial | Com ¦ Auto Off Time Switch or Time Clock control | 2027 | SC D | MW | Before Competition Groups | 0.050322 | 0 | 0 | 639.4939 | 7.8691e-05 | 57 | Commercial_2027_SC D_MW_Before Competition Groups_57 | Auto Off Time Switch or Time Clock control | 0.007869% | 0 | 0.050322 | Commercial_2027_SC D_MW_Before Competition Groups_Auto Off Time Switch or Time Clock control
Commercial | Com ¦ Demand controlled Circulating Systems | 2027 | SC D | MW | Before Competition Groups | 0.045436 | 0 | 0 | 639.4939 | 7.1049e-05 | 58 | Commercial_2027_SC D_MW_Before Competition Groups_58 | Demand controlled Circulating Systems | 0.007105% | 0 | 0.045436 | Commercial_2027_SC D_MW_Before Competition Groups_Demand controlled Circulating Systems
Commercial | Com ¦ Low Flow Pre-Rinse Spray Nozzle | 2027 | SC D | MW | Before Competition Groups | 0.044878 | 0 | 0 | 639.4939 | 7.0177e-05 | 59 | Commercial_2027_SC D_MW_Before Competition Groups_59 | Low Flow Pre-Rinse Spray Nozzle | 0.007018% | 0 | 0.044878 | Commercial_2027_SC D_MW_Before Competition Groups_Low Flow Pre-Rinse Spray Nozzle
Commercial | Com ¦ Notched V belts for HVAC Systems | 2027 | SC D | MW | Before Competition Groups | 0.039164 | 0 | 0 | 639.4939 | 6.1242e-05 | 60 | Commercial_2027_SC D_MW_Before Competition Groups_60 | Notched V belts for HVAC Systems | 0.006124% | 0 | 0.039164 | Commercial_2027_SC D_MW_Before Competition Groups_Notched V belts for HVAC Systems
Commercial | Com ¦ Solar Water Preheat (Pools/DHW) | 2027 | SC D | MW | Before Competition Groups | 0.03369 | 0 | 0 | 639.4939 | 5.2683e-05 | 61 | Commercial_2027_SC D_MW_Before Competition Groups_61 | Solar Water Preheat (Pools/DHW) | 0.005268% | 0 | 0.03369 | Commercial_2027_SC D_MW_Before Competition Groups_Solar Water Preheat (Pools/DHW)
Commercial | Com ¦ Commercial Hot Food Holding Cabinets | 2027 | SC D | MW | Before Competition Groups | 0.026013 | 0 | 0 | 639.4939 | 4.0677e-05 | 62 | Commercial_2027_SC D_MW_Before Competition Groups_62 | Commercial Hot Food Holding Cabinets | 0.004068% | 0 | 0.026013 | Commercial_2027_SC D_MW_Before Competition Groups_Commercial Hot Food Holding Cabinets
Commercial | Com ¦ Condensing Unit Heaters or other Efficient Unit Heating System | 2027 | SC D | MW | Before Competition Groups | 0.015153 | 0 | 0 | 639.4939 | 2.3695e-05 | 63 | Commercial_2027_SC D_MW_Before Competition Groups_63 | Condensing Unit Heaters or other Efficient Unit Heating System | 0.00237% | 0 | 0.015153 | Commercial_2027_SC D_MW_Before Competition Groups_Condensing Unit Heaters or other Efficient Unit Heating System
Commercial | Com ¦ Wall Insulation | 2027 | SC D | MW | Before Competition Groups | 0.014547 | 0 | 0 | 639.4939 | 2.2748e-05 | 64 | Commercial_2027_SC D_MW_Before Competition Groups_64 | Wall Insulation | 0.002275% | 0 | 0.014547 | Commercial_2027_SC D_MW_Before Competition Groups_Wall Insulation
Commercial | Com ¦ VSD Air Compressor | 2027 | SC D | MW | Before Competition Groups | 0.011836 | 0 | 0 | 639.4939 | 1.8508e-05 | 65 | Commercial_2027_SC D_MW_Before Competition Groups_65 | VSD Air Compressor | 0.001851% | 0 | 0.011836 | Commercial_2027_SC D_MW_Before Competition Groups_VSD Air Compressor
Commercial | Com ¦ Air Curtains | 2027 | SC D | MW | Before Competition Groups | 0.010644 | 0 | 0 | 639.4939 | 1.6645e-05 | 66 | Commercial_2027_SC D_MW_Before Competition Groups_66 | Air Curtains | 0.001664% | 0 | 0.010644 | Commercial_2027_SC D_MW_Before Competition Groups_Air Curtains
Commercial | Com ¦ High Efficiency Chiller (avg of water and air cooled) | 2027 | SC D | MW | Before Competition Groups | 0.0093678 | 0 | 0 | 639.4939 | 1.4649e-05 | 67 | Commercial_2027_SC D_MW_Before Competition Groups_67 | High Efficiency Chiller (avg of water and air cooled) | 0.001465% | 0 | 0.0093678 | Commercial_2027_SC D_MW_Before Competition Groups_High Efficiency Chiller (avg of water and air cooled)
Commercial | Com ¦ Room AC (w/ louvered sides) 14 SEER from 12 SEER code | 2027 | SC D | MW | Before Competition Groups | 0.0087583 | 0 | 0 | 639.4939 | 1.3696e-05 | 68 | Commercial_2027_SC D_MW_Before Competition Groups_68 | Room AC (w/ louvered sides) 14 SEER from 12 SEER code | 0.00137% | 0 | 0.0087583 | Commercial_2027_SC D_MW_Before Competition Groups_Room AC (w/ louvered sides) 14 SEER from 12 SEER code
Commercial | Com ¦ LED RECESSED DOWNLIGHTS | 2027 | SC D | MW | Before Competition Groups | 0.004514 | 0 | 0 | 639.4939 | 7.0587e-06 | 69 | Commercial_2027_SC D_MW_Before Competition Groups_69 | LED RECESSED DOWNLIGHTS | 0.0007059% | 0 | 0.004514 | Commercial_2027_SC D_MW_Before Competition Groups_LED RECESSED DOWNLIGHTS
Commercial | Com ¦ Energy Recovery Ventilation and Ventilation (Enhanced) | 2027 | SC D | MW | Before Competition Groups | 0.0028491 | 0 | 0 | 639.4939 | 4.4552e-06 | 70 | Commercial_2027_SC D_MW_Before Competition Groups_70 | Energy Recovery Ventilation and Ventilation (Enhanced) | 0.0004455% | 0 | 0.0028491 | Commercial_2027_SC D_MW_Before Competition Groups_Energy Recovery Ventilation and Ventilation (Enhanced)
Commercial | Com ¦ High Efficiency Small Instantaneous Water Heater | 2027 | SC D | MW | Before Competition Groups | 0.0027253 | 0 | 0 | 639.4939 | 4.2617e-06 | 71 | Commercial_2027_SC D_MW_Before Competition Groups_71 | High Efficiency Small Instantaneous Water Heater | 0.0004262% | 0 | 0.0027253 | Commercial_2027_SC D_MW_Before Competition Groups_High Efficiency Small Instantaneous Water Heater
Commercial | Com ¦ EC Plug Fan for Data Center (under cabinet) | 2027 | SC D | MW | Before Competition Groups | 0.0012687 | 0 | 0 | 639.4939 | 1.9839e-06 | 72 | Commercial_2027_SC D_MW_Before Competition Groups_72 | EC Plug Fan for Data Center (under cabinet) | 0.0001984% | 0 | 0.0012687 | Commercial_2027_SC D_MW_Before Competition Groups_EC Plug Fan for Data Center (under cabinet)
Commercial | Com ¦ LLLC - High Impact Application | 2027 | SC D | MW | Before Competition Groups | 0.00077116 | 0 | 0 | 639.4939 | 1.2059e-06 | 73 | Commercial_2027_SC D_MW_Before Competition Groups_73 | LLLC - High Impact Application | 0.0001206% | 0 | 0.00077116 | Commercial_2027_SC D_MW_Before Competition Groups_LLLC - High Impact Application
Commercial | Com ¦ Electric Convection Combination Ovens | 2027 | SC D | MW | Before Competition Groups | 0.00020322 | 0 | 0 | 639.4939 | 3.1778e-07 | 74 | Commercial_2027_SC D_MW_Before Competition Groups_74 | Electric Convection Combination Ovens | 3.178e-05% | 0 | 0.00020322 | Commercial_2027_SC D_MW_Before Competition Groups_Electric Convection Combination Ovens
Commercial | Com ¦ LLLC - Low Impact Application | 2027 | SC D | MW | Before Competition Groups | 7.3031e-05 | 0 | 0 | 639.4939 | 1.142e-07 | 75 | Commercial_2027_SC D_MW_Before Competition Groups_75 | LLLC - Low Impact Application | 1.142e-05% | 0 | 7.3031e-05 | Commercial_2027_SC D_MW_Before Competition Groups_LLLC - Low Impact Application
Commercial | Com ¦ Networked/Connected - Low Impact Application | 2027 | SC D | MW | Before Competition Groups | 1.6022e-08 | 0 | 0 | 639.4939 | 2.5054e-11 | 76 | Commercial_2027_SC D_MW_Before Competition Groups_76 | Networked/Connected - Low Impact Application | 2.505e-09% | 0 | 1.6022e-08 | Commercial_2027_SC D_MW_Before Competition Groups_Networked/Connected - Low Impact Application
Commercial | Com ¦ Networked/Connected - High Impact Application | 2027 | SC D | MW | Before Competition Groups | 6.1271e-10 | 0 | 0 | 639.4939 | 9.5812e-13 | 77 | Commercial_2027_SC D_MW_Before Competition Groups_77 | Networked/Connected - High Impact Application | 9.581e-11% | 0 | 6.1271e-10 | Commercial_2027_SC D_MW_Before Competition Groups_Networked/Connected - High Impact Application
Commercial | Com ¦ Efficient compressor motor | 2027 | SC D | MW | Before Competition Groups | 0 | 0 | 0 | 639.4939 | 0 | 78 | Commercial_2027_SC D_MW_Before Competition Groups_78 | Efficient compressor motor | 0% | 0 | 0 | Commercial_2027_SC D_MW_Before Competition Groups_Efficient compressor motor
Commercial | Com ¦ Indoor Daylight Sensors/Photocell Dimming Control | 2027 | SC D | MW | Before Competition Groups | 0 | 0 | 0 | 639.4939 | 0 | 79 | Commercial_2027_SC D_MW_Before Competition Groups_79 | Indoor Daylight Sensors/Photocell Dimming Control | 0% | 0 | 0 | Commercial_2027_SC D_MW_Before Competition Groups_Indoor Daylight Sensors/Photocell Dimming Control
Commercial | Com ¦ Variable Refrigerant Flow Heat Pump | 2027 | SC D | MW | Before Competition Groups | 0 | 0 | 0 | 639.4939 | 0 | 80 | Commercial_2027_SC D_MW_Before Competition Groups_80 | Variable Refrigerant Flow Heat Pump | 0% | 0 | 0 | Commercial_2027_SC D_MW_Before Competition Groups_Variable Refrigerant Flow Heat Pump
Commercial | Com ¦ Building Recommissioning, Operations and Maintenance (O&M) Improvements | 2027 | Technical | MW | Before Competition Groups | 263.3003 | 0 | 0 | 2860.2167 | 0.092056 | 1 | Commercial_2027_Technical_MW_Before Competition Groups_1 | Building Recommissioning, Operations and Maintenance (O&M) Improvements | 9.206% | 0 | 263.3003 | Commercial_2027_Technical_MW_Before Competition Groups_Building Recommissioning, Operations and Maintenance (O&M) Improvements
Commercial | Com ¦ Education and Capacity Building/Energy Behavior | 2027 | Technical | MW | Before Competition Groups | 237.3212 | 0 | 0 | 2860.2167 | 0.082973 | 2 | Commercial_2027_Technical_MW_Before Competition Groups_2 | Education and Capacity Building/Energy Behavior | 8.297% | 0 | 237.3212 | Commercial_2027_Technical_MW_Before Competition Groups_Education and Capacity Building/Energy Behavior
Commercial | Com ¦ LED Low/High Bay | 2027 | Technical | MW | Before Competition Groups | 189.3033 | 0 | 0 | 2860.2167 | 0.066185 | 3 | Commercial_2027_Technical_MW_Before Competition Groups_3 | LED Low/High Bay | 6.618% | 0 | 189.3033 | Commercial_2027_Technical_MW_Before Competition Groups_LED Low/High Bay
Commercial | Com ¦ Central Lighting Control System | 2027 | Technical | MW | Before Competition Groups | 172.1542 | 0 | 0 | 2860.2167 | 0.060189 | 4 | Commercial_2027_Technical_MW_Before Competition Groups_4 | Central Lighting Control System | 6.019% | 0 | 172.1542 | Commercial_2027_Technical_MW_Before Competition Groups_Central Lighting Control System
Commercial | Com ¦ LED Troffer/Surface/Suspended | 2027 | Technical | MW | Before Competition Groups | 140.9856 | 0 | 0 | 2860.2167 | 0.049292 | 5 | Commercial_2027_Technical_MW_Before Competition Groups_5 | LED Troffer/Surface/Suspended | 4.929% | 0 | 140.9856 | Commercial_2027_Technical_MW_Before Competition Groups_LED Troffer/Surface/Suspended
Commercial | Com ¦ ENERGY STAR LED LAMPS (REFLECTOR LAMPs/MR16/PAR 16) | 2027 | Technical | MW | Before Competition Groups | 133.6036 | 0 | 0 | 2860.2167 | 0.046711 | 6 | Commercial_2027_Technical_MW_Before Competition Groups_6 | ENERGY STAR LED LAMPS (REFLECTOR LAMPs/MR16/PAR 16) | 4.671% | 0 | 133.6036 | Commercial_2027_Technical_MW_Before Competition Groups_ENERGY STAR LED LAMPS (REFLECTOR LAMPs/MR16/PAR 16)
Commercial | Com ¦ LLLC - Low Impact Application | 2027 | Technical | MW | Before Competition Groups | 130.6456 | 0 | 0 | 2860.2167 | 0.045677 | 7 | Commercial_2027_Technical_MW_Before Competition Groups_7 | LLLC - Low Impact Application | 4.568% | 0 | 130.6456 | Commercial_2027_Technical_MW_Before Competition Groups_LLLC - Low Impact Application
Commercial | Com ¦ High Efficiency Air Source Heat Pump | 2027 | Technical | MW | Before Competition Groups | 127.3778 | 0 | 0 | 2860.2167 | 0.044534 | 8 | Commercial_2027_Technical_MW_Before Competition Groups_8 | High Efficiency Air Source Heat Pump | 4.453% | 0 | 127.3778 | Commercial_2027_Technical_MW_Before Competition Groups_High Efficiency Air Source Heat Pump
Commercial | Com ¦ Variable Refrigerant Flow Heat Pump | 2027 | Technical | MW | Before Competition Groups | 125.0563 | 0 | 0 | 2860.2167 | 0.043723 | 9 | Commercial_2027_Technical_MW_Before Competition Groups_9 | Variable Refrigerant Flow Heat Pump | 4.372% | 0 | 125.0563 | Commercial_2027_Technical_MW_Before Competition Groups_Variable Refrigerant Flow Heat Pump
Commercial | Com ¦ LLLC - High Impact Application | 2027 | Technical | MW | Before Competition Groups | 120.7412 | 0 | 0 | 2860.2167 | 0.042214 | 10 | Commercial_2027_Technical_MW_Before Competition Groups_10 | LLLC - High Impact Application | 4.221% | 0 | 120.7412 | Commercial_2027_Technical_MW_Before Competition Groups_LLLC - High Impact Application
Commercial | Com ¦ Networked/Connected - Low Impact Application | 2027 | Technical | MW | Before Competition Groups | 110.7196 | 0 | 0 | 2860.2167 | 0.03871 | 11 | Commercial_2027_Technical_MW_Before Competition Groups_11 | Networked/Connected - Low Impact Application | 3.871% | 0 | 110.7196 | Commercial_2027_Technical_MW_Before Competition Groups_Networked/Connected - Low Impact Application
Commercial | Com ¦ Networked/Connected - High Impact Application | 2027 | Technical | MW | Before Competition Groups | 105.082 | 0 | 0 | 2860.2167 | 0.036739 | 12 | Commercial_2027_Technical_MW_Before Competition Groups_12 | Networked/Connected - High Impact Application | 3.674% | 0 | 105.082 | Commercial_2027_Technical_MW_Before Competition Groups_Networked/Connected - High Impact Application
Commercial | Com ¦ Advanced BAS/Controllers | 2027 | Technical | MW | Before Competition Groups | 94.0361 | 0 | 0 | 2860.2167 | 0.032877 | 13 | Commercial_2027_Technical_MW_Before Competition Groups_13 | Advanced BAS/Controllers | 3.288% | 0 | 94.0361 | Commercial_2027_Technical_MW_Before Competition Groups_Advanced BAS/Controllers
Commercial | Com ¦ Unitary Air-Conditioning Unit | 2027 | Technical | MW | Before Competition Groups | 85.2701 | 0 | 0 | 2860.2167 | 0.029812 | 14 | Commercial_2027_Technical_MW_Before Competition Groups_14 | Unitary Air-Conditioning Unit | 2.981% | 0 | 85.2701 | Commercial_2027_Technical_MW_Before Competition Groups_Unitary Air-Conditioning Unit
Commercial | Com ¦ LED Replacement Lamp (Tube) | 2027 | Technical | MW | Before Competition Groups | 62.4742 | 0 | 0 | 2860.2167 | 0.021842 | 15 | Commercial_2027_Technical_MW_Before Competition Groups_15 | LED Replacement Lamp (Tube) | 2.184% | 0 | 62.4742 | Commercial_2027_Technical_MW_Before Competition Groups_LED Replacement Lamp (Tube)
Commercial | Com ¦ Smart Strip Plug Outlets | 2027 | Technical | MW | Before Competition Groups | 55.4079 | 0 | 0 | 2860.2167 | 0.019372 | 16 | Commercial_2027_Technical_MW_Before Competition Groups_16 | Smart Strip Plug Outlets | 1.937% | 0 | 55.4079 | Commercial_2027_Technical_MW_Before Competition Groups_Smart Strip Plug Outlets
Commercial | Com ¦ Adaptive Thermostats | 2027 | Technical | MW | Before Competition Groups | 41.001 | 0 | 0 | 2860.2167 | 0.014335 | 17 | Commercial_2027_Technical_MW_Before Competition Groups_17 | Adaptive Thermostats | 1.433% | 0 | 41.001 | Commercial_2027_Technical_MW_Before Competition Groups_Adaptive Thermostats
Commercial | Com ¦ Refrigerated Display Case Doors | 2027 | Technical | MW | Before Competition Groups | 37.9027 | 0 | 0 | 2860.2167 | 0.013252 | 18 | Commercial_2027_Technical_MW_Before Competition Groups_18 | Refrigerated Display Case Doors | 1.325% | 0 | 37.9027 | Commercial_2027_Technical_MW_Before Competition Groups_Refrigerated Display Case Doors
Commercial | Com ¦ Data Center Storage/Server Virtualization | 2027 | Technical | MW | Before Competition Groups | 34.9732 | 0 | 0 | 2860.2167 | 0.012227 | 19 | Commercial_2027_Technical_MW_Before Competition Groups_19 | Data Center Storage/Server Virtualization | 1.223% | 0 | 34.9732 | Commercial_2027_Technical_MW_Before Competition Groups_Data Center Storage/Server Virtualization
Commercial | Com ¦ Furnace Tune-Up | 2027 | Technical | MW | Before Competition Groups | 31.4423 | 0 | 0 | 2860.2167 | 0.010993 | 20 | Commercial_2027_Technical_MW_Before Competition Groups_20 | Furnace Tune-Up | 1.099% | 0 | 31.4423 | Commercial_2027_Technical_MW_Before Competition Groups_Furnace Tune-Up
Commercial | Com ¦ Demand Control Ventilation | 2027 | Technical | MW | Before Competition Groups | 30.8963 | 0 | 0 | 2860.2167 | 0.010802 | 21 | Commercial_2027_Technical_MW_Before Competition Groups_21 | Demand Control Ventilation | 1.08% | 0 | 30.8963 | Commercial_2027_Technical_MW_Before Competition Groups_Demand Control Ventilation
Commercial | Com ¦ Strip Curtains | 2027 | Technical | MW | Before Competition Groups | 30.7226 | 0 | 0 | 2860.2167 | 0.010741 | 22 | Commercial_2027_Technical_MW_Before Competition Groups_22 | Strip Curtains | 1.074% | 0 | 30.7226 | Commercial_2027_Technical_MW_Before Competition Groups_Strip Curtains
Commercial | Com ¦ LED or Equivalent Sign Lighting | 2027 | Technical | MW | Before Competition Groups | 25.3332 | 0 | 0 | 2860.2167 | 0.0088571 | 23 | Commercial_2027_Technical_MW_Before Competition Groups_23 | LED or Equivalent Sign Lighting | 0.8857% | 0 | 25.3332 | Commercial_2027_Technical_MW_Before Competition Groups_LED or Equivalent Sign Lighting
Commercial | Com ¦ Adding reflective (White) roof treatment or a green roof | 2027 | Technical | MW | Before Competition Groups | 24.4619 | 0 | 0 | 2860.2167 | 0.0085525 | 24 | Commercial_2027_Technical_MW_Before Competition Groups_24 | Adding reflective (White) roof treatment or a green roof | 0.8552% | 0 | 24.4619 | Commercial_2027_Technical_MW_Before Competition Groups_Adding reflective (White) roof treatment or a green roof
Commercial | Com ¦ Reach-in Shaded Pole to ECM/PSC Evaporator Fan Motor | 2027 | Technical | MW | Before Competition Groups | 24.3819 | 0 | 0 | 2860.2167 | 0.0085245 | 25 | Commercial_2027_Technical_MW_Before Competition Groups_25 | Reach-in Shaded Pole to ECM/PSC Evaporator Fan Motor | 0.8524% | 0 | 24.3819 | Commercial_2027_Technical_MW_Before Competition Groups_Reach-in Shaded Pole to ECM/PSC Evaporator Fan Motor
Commercial | Com ¦ Refrigerated Display Case LED | 2027 | Technical | MW | Before Competition Groups | 23.6225 | 0 | 0 | 2860.2167 | 0.008259 | 26 | Commercial_2027_Technical_MW_Before Competition Groups_26 | Refrigerated Display Case LED | 0.8259% | 0 | 23.6225 | Commercial_2027_Technical_MW_Before Competition Groups_Refrigerated Display Case LED
Commercial | Com ¦ Centrally controlled desktop PC/NETWORK PC POWER MANAGEMENT SOFTWARE | 2027 | Technical | MW | Before Competition Groups | 23.0994 | 0 | 0 | 2860.2167 | 0.0080761 | 27 | Commercial_2027_Technical_MW_Before Competition Groups_27 | Centrally controlled desktop PC/NETWORK PC POWER MANAGEMENT SOFTWARE | 0.8076% | 0 | 23.0994 | Commercial_2027_Technical_MW_Before Competition Groups_Centrally controlled desktop PC/NETWORK PC POWER MANAGEMENT SOFTWARE
Commercial | Com ¦ Door Gasket Freezer/Refrigerator | 2027 | Technical | MW | Before Competition Groups | 22.3849 | 0 | 0 | 2860.2167 | 0.0078263 | 28 | Commercial_2027_Technical_MW_Before Competition Groups_28 | Door Gasket Freezer/Refrigerator | 0.7826% | 0 | 22.3849 | Commercial_2027_Technical_MW_Before Competition Groups_Door Gasket Freezer/Refrigerator
Commercial | Com ¦ Variable Frequency Drive (VFD) | 2027 | Technical | MW | Before Competition Groups | 21.8844 | 0 | 0 | 2860.2167 | 0.0076513 | 29 | Commercial_2027_Technical_MW_Before Competition Groups_29 | Variable Frequency Drive (VFD) | 0.7651% | 0 | 21.8844 | Commercial_2027_Technical_MW_Before Competition Groups_Variable Frequency Drive (VFD)
Commercial | Com ¦ Chilled Water Optimization | 2027 | Technical | MW | Before Competition Groups | 20.5826 | 0 | 0 | 2860.2167 | 0.0071962 | 30 | Commercial_2027_Technical_MW_Before Competition Groups_30 | Chilled Water Optimization | 0.7196% | 0 | 20.5826 | Commercial_2027_Technical_MW_Before Competition Groups_Chilled Water Optimization
Commercial | Com ¦ VFD on Pumps | 2027 | Technical | MW | Before Competition Groups | 20.4812 | 0 | 0 | 2860.2167 | 0.0071607 | 31 | Commercial_2027_Technical_MW_Before Competition Groups_31 | VFD on Pumps | 0.7161% | 0 | 20.4812 | Commercial_2027_Technical_MW_Before Competition Groups_VFD on Pumps
Commercial | Com ¦ Refrigeration Optimization | 2027 | Technical | MW | Before Competition Groups | 20.0019 | 0 | 0 | 2860.2167 | 0.0069931 | 32 | Commercial_2027_Technical_MW_Before Competition Groups_32 | Refrigeration Optimization | 0.6993% | 0 | 20.0019 | Commercial_2027_Technical_MW_Before Competition Groups_Refrigeration Optimization
Commercial | Com ¦ HOTEL OCCUPANCY CONTROLS (HVAC + LIGHTING) | 2027 | Technical | MW | Before Competition Groups | 19.176 | 0 | 0 | 2860.2167 | 0.0067044 | 33 | Commercial_2027_Technical_MW_Before Competition Groups_33 | HOTEL OCCUPANCY CONTROLS (HVAC + LIGHTING) | 0.6704% | 0 | 19.176 | Commercial_2027_Technical_MW_Before Competition Groups_HOTEL OCCUPANCY CONTROLS (HVAC + LIGHTING)
Commercial | Com ¦ Air Handler with Dedicated Outdoor Air Systems | 2027 | Technical | MW | Before Competition Groups | 16.703 | 0 | 0 | 2860.2167 | 0.0058398 | 34 | Commercial_2027_Technical_MW_Before Competition Groups_34 | Air Handler with Dedicated Outdoor Air Systems | 0.584% | 0 | 16.703 | Commercial_2027_Technical_MW_Before Competition Groups_Air Handler with Dedicated Outdoor Air Systems
Commercial | Com ¦ ENERGY STAR LED LAMPS (General Service Lamps) | 2027 | Technical | MW | Before Competition Groups | 15.7236 | 0 | 0 | 2860.2167 | 0.0054973 | 35 | Commercial_2027_Technical_MW_Before Competition Groups_35 | ENERGY STAR LED LAMPS (General Service Lamps) | 0.5497% | 0 | 15.7236 | Commercial_2027_Technical_MW_Before Competition Groups_ENERGY STAR LED LAMPS (General Service Lamps)
Commercial | Com ¦ Indoor Daylight Sensors/Photocell Dimming Control | 2027 | Technical | MW | Before Competition Groups | 14.1756 | 0 | 0 | 2860.2167 | 0.0049561 | 36 | Commercial_2027_Technical_MW_Before Competition Groups_36 | Indoor Daylight Sensors/Photocell Dimming Control | 0.4956% | 0 | 14.1756 | Commercial_2027_Technical_MW_Before Competition Groups_Indoor Daylight Sensors/Photocell Dimming Control
Commercial | Com ¦ ENERGY STAR FREEZER | 2027 | Technical | MW | Before Competition Groups | 13.691 | 0 | 0 | 2860.2167 | 0.0047867 | 37 | Commercial_2027_Technical_MW_Before Competition Groups_37 | ENERGY STAR FREEZER | 0.4787% | 0 | 13.691 | Commercial_2027_Technical_MW_Before Competition Groups_ENERGY STAR FREEZER
Commercial | Com ¦ Ground Source Heat Pump | 2027 | Technical | MW | Before Competition Groups | 12.8997 | 0 | 0 | 2860.2167 | 0.00451 | 38 | Commercial_2027_Technical_MW_Before Competition Groups_38 | Ground Source Heat Pump | 0.451% | 0 | 12.8997 | Commercial_2027_Technical_MW_Before Competition Groups_Ground Source Heat Pump
Commercial | Com ¦ ECM MOTORS FOR EVAPORATOR FANS for refrigeration (WALK-IN) | 2027 | Technical | MW | Before Competition Groups | 11.3843 | 0 | 0 | 2860.2167 | 0.0039802 | 39 | Commercial_2027_Technical_MW_Before Competition Groups_39 | ECM MOTORS FOR EVAPORATOR FANS for refrigeration (WALK-IN) | 0.398% | 0 | 11.3843 | Commercial_2027_Technical_MW_Before Competition Groups_ECM MOTORS FOR EVAPORATOR FANS for refrigeration (WALK-IN)
Commercial | Com ¦ ENERGY STAR ICE MACHINES - Ice Making Head | 2027 | Technical | MW | Before Competition Groups | 10.887 | 0 | 0 | 2860.2167 | 0.0038064 | 40 | Commercial_2027_Technical_MW_Before Competition Groups_40 | ENERGY STAR ICE MACHINES - Ice Making Head | 0.3806% | 0 | 10.887 | Commercial_2027_Technical_MW_Before Competition Groups_ENERGY STAR ICE MACHINES - Ice Making Head
Commercial | Com ¦ High R-Value Glass Doors/no-heat glass door | 2027 | Technical | MW | Before Competition Groups | 10.7749 | 0 | 0 | 2860.2167 | 0.0037672 | 41 | Commercial_2027_Technical_MW_Before Competition Groups_41 | High R-Value Glass Doors/no-heat glass door | 0.3767% | 0 | 10.7749 | Commercial_2027_Technical_MW_Before Competition Groups_High R-Value Glass Doors/no-heat glass door
Commercial | Com ¦ Demand Control Kitchen Ventilation | 2027 | Technical | MW | Before Competition Groups | 10.6955 | 0 | 0 | 2860.2167 | 0.0037394 | 42 | Commercial_2027_Technical_MW_Before Competition Groups_42 | Demand Control Kitchen Ventilation | 0.3739% | 0 | 10.6955 | Commercial_2027_Technical_MW_Before Competition Groups_Demand Control Kitchen Ventilation
Commercial | Com ¦ Occupancy Sensors | 2027 | Technical | MW | Before Competition Groups | 9.9036 | 0 | 0 | 2860.2167 | 0.0034625 | 43 | Commercial_2027_Technical_MW_Before Competition Groups_43 | Occupancy Sensors | 0.3463% | 0 | 9.9036 | Commercial_2027_Technical_MW_Before Competition Groups_Occupancy Sensors
Commercial | Com ¦ Freezer Case Light Sensor | 2027 | Technical | MW | Before Competition Groups | 9.8498 | 0 | 0 | 2860.2167 | 0.0034437 | 44 | Commercial_2027_Technical_MW_Before Competition Groups_44 | Freezer Case Light Sensor | 0.3444% | 0 | 9.8498 | Commercial_2027_Technical_MW_Before Competition Groups_Freezer Case Light Sensor
Commercial | Com ¦ Evaporator Fan Controls | 2027 | Technical | MW | Before Competition Groups | 9.5962 | 0 | 0 | 2860.2167 | 0.0033551 | 45 | Commercial_2027_Technical_MW_Before Competition Groups_45 | Evaporator Fan Controls | 0.3355% | 0 | 9.5962 | Commercial_2027_Technical_MW_Before Competition Groups_Evaporator Fan Controls
Commercial | Com ¦ Water Source Heat Pump (4 ton) | 2027 | Technical | MW | Before Competition Groups | 6.9381 | 0 | 0 | 2860.2167 | 0.0024257 | 46 | Commercial_2027_Technical_MW_Before Competition Groups_46 | Water Source Heat Pump (4 ton) | 0.2426% | 0 | 6.9381 | Commercial_2027_Technical_MW_Before Competition Groups_Water Source Heat Pump (4 ton)
Commercial | Com ¦ Refrigeration Commissioning | 2027 | Technical | MW | Before Competition Groups | 6.6837 | 0 | 0 | 2860.2167 | 0.0023368 | 47 | Commercial_2027_Technical_MW_Before Competition Groups_47 | Refrigeration Commissioning | 0.2337% | 0 | 6.6837 | Commercial_2027_Technical_MW_Before Competition Groups_Refrigeration Commissioning
Commercial | Com ¦ ENERGY STAR Refrigerator | 2027 | Technical | MW | Before Competition Groups | 6.5988 | 0 | 0 | 2860.2167 | 0.0023071 | 48 | Commercial_2027_Technical_MW_Before Competition Groups_48 | ENERGY STAR Refrigerator | 0.2307% | 0 | 6.5988 | Commercial_2027_Technical_MW_Before Competition Groups_ENERGY STAR Refrigerator
Commercial | Com ¦ LED EXTERIOR AREA LIGHTS - LED fixture (200W) | 2027 | Technical | MW | Before Competition Groups | 6.4846 | 0 | 0 | 2860.2167 | 0.0022672 | 49 | Commercial_2027_Technical_MW_Before Competition Groups_49 | LED EXTERIOR AREA LIGHTS - LED fixture (200W) | 0.2267% | 0 | 6.4846 | Commercial_2027_Technical_MW_Before Competition Groups_LED EXTERIOR AREA LIGHTS - LED fixture (200W)
Commercial | Com ¦ LED parking lot fixture | 2027 | Technical | MW | Before Competition Groups | 6.2535 | 0 | 0 | 2860.2167 | 0.0021864 | 50 | Commercial_2027_Technical_MW_Before Competition Groups_50 | LED parking lot fixture | 0.2186% | 0 | 6.2535 | Commercial_2027_Technical_MW_Before Competition Groups_LED parking lot fixture
Commercial | Com ¦ Duct Insulation, R8 | 2027 | Technical | MW | Before Competition Groups | 5.772 | 0 | 0 | 2860.2167 | 0.002018 | 51 | Commercial_2027_Technical_MW_Before Competition Groups_51 | Duct Insulation, R8 | 0.2018% | 0 | 5.772 | Commercial_2027_Technical_MW_Before Competition Groups_Duct Insulation, R8
Commercial | Com ¦ ENERGY STAR Griddle (74% eff) | 2027 | Technical | MW | Before Competition Groups | 5.0597 | 0 | 0 | 2860.2167 | 0.001769 | 52 | Commercial_2027_Technical_MW_Before Competition Groups_52 | ENERGY STAR Griddle (74% eff) | 0.1769% | 0 | 5.0597 | Commercial_2027_Technical_MW_Before Competition Groups_ENERGY STAR Griddle (74% eff)
Commercial | Com ¦ Condensing Make Up Air Unit | 2027 | Technical | MW | Before Competition Groups | 4.9097 | 0 | 0 | 2860.2167 | 0.0017166 | 53 | Commercial_2027_Technical_MW_Before Competition Groups_53 | Condensing Make Up Air Unit | 0.1717% | 0 | 4.9097 | Commercial_2027_Technical_MW_Before Competition Groups_Condensing Make Up Air Unit
Commercial | Com ¦ Elec Storage WH 2.30 Et | 2027 | Technical | MW | Before Competition Groups | 4.7375 | 0 | 0 | 2860.2167 | 0.0016563 | 54 | Commercial_2027_Technical_MW_Before Competition Groups_54 | Elec Storage WH 2.30 Et | 0.1656% | 0 | 4.7375 | Commercial_2027_Technical_MW_Before Competition Groups_Elec Storage WH 2.30 Et
Commercial | Com ¦ Super-High Efficiency Furnaces (Emerging Tech) | 2027 | Technical | MW | Before Competition Groups | 4.7302 | 0 | 0 | 2860.2167 | 0.0016538 | 55 | Commercial_2027_Technical_MW_Before Competition Groups_55 | Super-High Efficiency Furnaces (Emerging Tech) | 0.1654% | 0 | 4.7302 | Commercial_2027_Technical_MW_Before Competition Groups_Super-High Efficiency Furnaces (Emerging Tech)
Commercial | Com ¦ BEVERAGE VENDING MACHINE CONTROLS | 2027 | Technical | MW | Before Competition Groups | 4.6084 | 0 | 0 | 2860.2167 | 0.0016112 | 56 | Commercial_2027_Technical_MW_Before Competition Groups_56 | BEVERAGE VENDING MACHINE CONTROLS | 0.1611% | 0 | 4.6084 | Commercial_2027_Technical_MW_Before Competition Groups_BEVERAGE VENDING MACHINE CONTROLS
Commercial | Com ¦ Roof Insulation/Ceiling Insulation (R25 Code to R35) | 2027 | Technical | MW | Before Competition Groups | 3.8816 | 0 | 0 | 2860.2167 | 0.0013571 | 57 | Commercial_2027_Technical_MW_Before Competition Groups_57 | Roof Insulation/Ceiling Insulation (R25 Code to R35) | 0.1357% | 0 | 3.8816 | Commercial_2027_Technical_MW_Before Competition Groups_Roof Insulation/Ceiling Insulation (R25 Code to R35)
Commercial | Com ¦ LED street light fixture | 2027 | Technical | MW | Before Competition Groups | 3.8402 | 0 | 0 | 2860.2167 | 0.0013426 | 58 | Commercial_2027_Technical_MW_Before Competition Groups_58 | LED street light fixture | 0.1343% | 0 | 3.8402 | Commercial_2027_Technical_MW_Before Competition Groups_LED street light fixture
Commercial | Com ¦ Temperature Adjustment in Commercial Freezers | 2027 | Technical | MW | Before Competition Groups | 3.5083 | 0 | 0 | 2860.2167 | 0.0012266 | 59 | Commercial_2027_Technical_MW_Before Competition Groups_59 | Temperature Adjustment in Commercial Freezers | 0.1227% | 0 | 3.5083 | Commercial_2027_Technical_MW_Before Competition Groups_Temperature Adjustment in Commercial Freezers
Commercial | Com ¦ Anti-sweat heat (ASH) controls - Cooler/Freezer | 2027 | Technical | MW | Before Competition Groups | 3.196 | 0 | 0 | 2860.2167 | 0.0011174 | 60 | Commercial_2027_Technical_MW_Before Competition Groups_60 | Anti-sweat heat (ASH) controls - Cooler/Freezer | 0.1117% | 0 | 3.196 | Commercial_2027_Technical_MW_Before Competition Groups_Anti-sweat heat (ASH) controls - Cooler/Freezer
Commercial | Com ¦ CO Sensors for parking garage exhaust fans | 2027 | Technical | MW | Before Competition Groups | 3.1643 | 0 | 0 | 2860.2167 | 0.0011063 | 61 | Commercial_2027_Technical_MW_Before Competition Groups_61 | CO Sensors for parking garage exhaust fans | 0.1106% | 0 | 3.1643 | Commercial_2027_Technical_MW_Before Competition Groups_CO Sensors for parking garage exhaust fans
Commercial | Com ¦ Vertical Night Covers | 2027 | Technical | MW | Before Competition Groups | 2.9013 | 0 | 0 | 2860.2167 | 0.0010143 | 62 | Commercial_2027_Technical_MW_Before Competition Groups_62 | Vertical Night Covers | 0.1014% | 0 | 2.9013 | Commercial_2027_Technical_MW_Before Competition Groups_Vertical Night Covers
Commercial | Com ¦ Energy Efficient Laboratory Fume Hood | 2027 | Technical | MW | Before Competition Groups | 2.8366 | 0 | 0 | 2860.2167 | 0.00099175 | 63 | Commercial_2027_Technical_MW_Before Competition Groups_63 | Energy Efficient Laboratory Fume Hood | 0.09918% | 0 | 2.8366 | Commercial_2027_Technical_MW_Before Competition Groups_Energy Efficient Laboratory Fume Hood
Commercial | Com ¦ Water Heating (DHW) Pipe Insulation (Add 3/4\ Foam)" | 2027 | Technical | MW | Before Competition Groups | 2.214 | 0 | 0 | 2860.2167 | 0.00077407 | 64 | Commercial_2027_Technical_MW_Before Competition Groups_64 | Water Heating (DHW) Pipe Insulation (Add 3/4\ Foam)" | 0.07741% | 0 | 2.214 | Commercial_2027_Technical_MW_Before Competition Groups_Water Heating (DHW) Pipe Insulation (Add 3/4\ Foam)"
Commercial | Com ¦ Outside Air Economizer | 2027 | Technical | MW | Before Competition Groups | 1.8515 | 0 | 0 | 2860.2167 | 0.00064734 | 65 | Commercial_2027_Technical_MW_Before Competition Groups_65 | Outside Air Economizer | 0.06473% | 0 | 1.8515 | Commercial_2027_Technical_MW_Before Competition Groups_Outside Air Economizer
Commercial | Com ¦ Suction Pipe Insulation Freezer/Refrigerator | 2027 | Technical | MW | Before Competition Groups | 1.5079 | 0 | 0 | 2860.2167 | 0.00052718 | 66 | Commercial_2027_Technical_MW_Before Competition Groups_66 | Suction Pipe Insulation Freezer/Refrigerator | 0.05272% | 0 | 1.5079 | Commercial_2027_Technical_MW_Before Competition Groups_Suction Pipe Insulation Freezer/Refrigerator
Commercial | Com ¦ ENERGY STAR Fryer (84% eff) | 2027 | Technical | MW | Before Competition Groups | 1.4559 | 0 | 0 | 2860.2167 | 0.00050902 | 67 | Commercial_2027_Technical_MW_Before Competition Groups_67 | ENERGY STAR Fryer (84% eff) | 0.0509% | 0 | 1.4559 | Commercial_2027_Technical_MW_Before Competition Groups_ENERGY STAR Fryer (84% eff)
Commercial | Com ¦ High Efficiency Small Instantaneous Water Heater | 2027 | Technical | MW | Before Competition Groups | 1.3351 | 0 | 0 | 2860.2167 | 0.00046677 | 68 | Commercial_2027_Technical_MW_Before Competition Groups_68 | High Efficiency Small Instantaneous Water Heater | 0.04668% | 0 | 1.3351 | Commercial_2027_Technical_MW_Before Competition Groups_High Efficiency Small Instantaneous Water Heater
Commercial | Com ¦ LED RECESSED DOWNLIGHTS | 2027 | Technical | MW | Before Competition Groups | 1.3083 | 0 | 0 | 2860.2167 | 0.0004574 | 69 | Commercial_2027_Technical_MW_Before Competition Groups_69 | LED RECESSED DOWNLIGHTS | 0.04574% | 0 | 1.3083 | Commercial_2027_Technical_MW_Before Competition Groups_LED RECESSED DOWNLIGHTS
Commercial | Com ¦ ENERGY STAR Dishwasher | 2027 | Technical | MW | Before Competition Groups | 1.2947 | 0 | 0 | 2860.2167 | 0.00045267 | 70 | Commercial_2027_Technical_MW_Before Competition Groups_70 | ENERGY STAR Dishwasher | 0.04527% | 0 | 1.2947 | Commercial_2027_Technical_MW_Before Competition Groups_ENERGY STAR Dishwasher
Commercial | Com ¦ Evaporator Coil Defrost (Cooler) | 2027 | Technical | MW | Before Competition Groups | 1.2829 | 0 | 0 | 2860.2167 | 0.00044852 | 71 | Commercial_2027_Technical_MW_Before Competition Groups_71 | Evaporator Coil Defrost (Cooler) | 0.04485% | 0 | 1.2829 | Commercial_2027_Technical_MW_Before Competition Groups_Evaporator Coil Defrost (Cooler)
Commercial | Com ¦ Room AC (w/ louvered sides) 14 SEER from 12 SEER code | 2027 | Technical | MW | Before Competition Groups | 1.2724 | 0 | 0 | 2860.2167 | 0.00044487 | 72 | Commercial_2027_Technical_MW_Before Competition Groups_72 | Room AC (w/ louvered sides) 14 SEER from 12 SEER code | 0.04449% | 0 | 1.2724 | Commercial_2027_Technical_MW_Before Competition Groups_Room AC (w/ louvered sides) 14 SEER from 12 SEER code
Commercial | Com ¦ ENERGY STAR Steam Cookers | 2027 | Technical | MW | Before Competition Groups | 0.95258 | 0 | 0 | 2860.2167 | 0.00033304 | 73 | Commercial_2027_Technical_MW_Before Competition Groups_73 | ENERGY STAR Steam Cookers | 0.0333% | 0 | 0.95258 | Commercial_2027_Technical_MW_Before Competition Groups_ENERGY STAR Steam Cookers
Commercial | Com ¦ Ozone Laundry Treatment | 2027 | Technical | MW | Before Competition Groups | 0.76192 | 0 | 0 | 2860.2167 | 0.00026638 | 74 | Commercial_2027_Technical_MW_Before Competition Groups_74 | Ozone Laundry Treatment | 0.02664% | 0 | 0.76192 | Commercial_2027_Technical_MW_Before Competition Groups_Ozone Laundry Treatment
Commercial | Com ¦ Wall Insulation | 2027 | Technical | MW | Before Competition Groups | 0.69452 | 0 | 0 | 2860.2167 | 0.00024282 | 75 | Commercial_2027_Technical_MW_Before Competition Groups_75 | Wall Insulation | 0.02428% | 0 | 0.69452 | Commercial_2027_Technical_MW_Before Competition Groups_Wall Insulation
Commercial | Com ¦ Solar Preheat Make up Air | 2027 | Technical | MW | Before Competition Groups | 0.68586 | 0 | 0 | 2860.2167 | 0.00023979 | 76 | Commercial_2027_Technical_MW_Before Competition Groups_76 | Solar Preheat Make up Air | 0.02398% | 0 | 0.68586 | Commercial_2027_Technical_MW_Before Competition Groups_Solar Preheat Make up Air
Commercial | Com ¦ SYNCHRONOUS BELT | 2027 | Technical | MW | Before Competition Groups | 0.66208 | 0 | 0 | 2860.2167 | 0.00023148 | 77 | Commercial_2027_Technical_MW_Before Competition Groups_77 | SYNCHRONOUS BELT | 0.02315% | 0 | 0.66208 | Commercial_2027_Technical_MW_Before Competition Groups_SYNCHRONOUS BELT
Commercial | Com ¦ Thermostat Setback | 2027 | Technical | MW | Before Competition Groups | 0.65602 | 0 | 0 | 2860.2167 | 0.00022936 | 78 | Commercial_2027_Technical_MW_Before Competition Groups_78 | Thermostat Setback | 0.02294% | 0 | 0.65602 | Commercial_2027_Technical_MW_Before Competition Groups_Thermostat Setback
Commercial | Com ¦ PTAC (12 EER/10,000 BTU) | 2027 | Technical | MW | Before Competition Groups | 0.5226 | 0 | 0 | 2860.2167 | 0.00018271 | 79 | Commercial_2027_Technical_MW_Before Competition Groups_79 | PTAC (12 EER/10,000 BTU) | 0.01827% | 0 | 0.5226 | Commercial_2027_Technical_MW_Before Competition Groups_PTAC (12 EER/10,000 BTU)
Commercial | Com ¦ Efficient compressor motor | 2027 | Technical | MW | Before Competition Groups | 0.52202 | 0 | 0 | 2860.2167 | 0.00018251 | 80 | Commercial_2027_Technical_MW_Before Competition Groups_80 | Efficient compressor motor | 0.01825% | 0 | 0.52202 | Commercial_2027_Technical_MW_Before Competition Groups_Efficient compressor motor
Commercial | Com ¦ Notched V belts for HVAC Systems | 2027 | Technical | MW | Before Competition Groups | 0.33104 | 0 | 0 | 2860.2167 | 0.00011574 | 81 | Commercial_2027_Technical_MW_Before Competition Groups_81 | Notched V belts for HVAC Systems | 0.01157% | 0 | 0.33104 | Commercial_2027_Technical_MW_Before Competition Groups_Notched V belts for HVAC Systems
Commercial | Com ¦ ECM MOTORS FOR HVAC APPLICATION (FAN-POWERED VAV BOX) | 2027 | Technical | MW | Before Competition Groups | 0.30719 | 0 | 0 | 2860.2167 | 0.0001074 | 82 | Commercial_2027_Technical_MW_Before Competition Groups_82 | ECM MOTORS FOR HVAC APPLICATION (FAN-POWERED VAV BOX) | 0.01074% | 0 | 0.30719 | Commercial_2027_Technical_MW_Before Competition Groups_ECM MOTORS FOR HVAC APPLICATION (FAN-POWERED VAV BOX)
Commercial | Com ¦ Solar Water Preheat (Pools/DHW) | 2027 | Technical | MW | Before Competition Groups | 0.29079 | 0 | 0 | 2860.2167 | 0.00010167 | 83 | Commercial_2027_Technical_MW_Before Competition Groups_83 | Solar Water Preheat (Pools/DHW) | 0.01017% | 0 | 0.29079 | Commercial_2027_Technical_MW_Before Competition Groups_Solar Water Preheat (Pools/DHW)
Commercial | COM ¦ Ductless Mini-Split Heat Pumps | 2027 | Technical | MW | Before Competition Groups | 0.28209 | 0 | 0 | 2860.2167 | 9.8624e-05 | 84 | Commercial_2027_Technical_MW_Before Competition Groups_84 | Ductless Mini-Split Heat Pumps | 0.009862% | 0 | 0.28209 | Commercial_2027_Technical_MW_Before Competition Groups_Ductless Mini-Split Heat Pumps
Commercial | Com ¦ High Efficiency Chiller (avg of water and air cooled) | 2027 | Technical | MW | Before Competition Groups | 0.28124 | 0 | 0 | 2860.2167 | 9.8328e-05 | 85 | Commercial_2027_Technical_MW_Before Competition Groups_85 | High Efficiency Chiller (avg of water and air cooled) | 0.009833% | 0 | 0.28124 | Commercial_2027_Technical_MW_Before Competition Groups_High Efficiency Chiller (avg of water and air cooled)
Commercial | Com ¦ Heat Pump Water Heater (50 Gallons) | 2027 | Technical | MW | Before Competition Groups | 0.2719 | 0 | 0 | 2860.2167 | 9.5062e-05 | 86 | Commercial_2027_Technical_MW_Before Competition Groups_86 | Heat Pump Water Heater (50 Gallons) | 0.009506% | 0 | 0.2719 | Commercial_2027_Technical_MW_Before Competition Groups_Heat Pump Water Heater (50 Gallons)
Commercial | Com ¦ Commercial Hot Food Holding Cabinets | 2027 | Technical | MW | Before Competition Groups | 0.22037 | 0 | 0 | 2860.2167 | 7.7047e-05 | 87 | Commercial_2027_Technical_MW_Before Competition Groups_87 | Commercial Hot Food Holding Cabinets | 0.007705% | 0 | 0.22037 | Commercial_2027_Technical_MW_Before Competition Groups_Commercial Hot Food Holding Cabinets
Commercial | Com ¦ HVAC Optimization | 2027 | Technical | MW | Before Competition Groups | 0.21172 | 0 | 0 | 2860.2167 | 7.4021e-05 | 88 | Commercial_2027_Technical_MW_Before Competition Groups_88 | HVAC Optimization | 0.007402% | 0 | 0.21172 | Commercial_2027_Technical_MW_Before Competition Groups_HVAC Optimization
Commercial | Com ¦ Auto Off Time Switch or Time Clock control | 2027 | Technical | MW | Before Competition Groups | 0.1859 | 0 | 0 | 2860.2167 | 6.4995e-05 | 89 | Commercial_2027_Technical_MW_Before Competition Groups_89 | Auto Off Time Switch or Time Clock control | 0.0065% | 0 | 0.1859 | Commercial_2027_Technical_MW_Before Competition Groups_Auto Off Time Switch or Time Clock control
Commercial | Com ¦ CEE Tier 2/Energy Star Clothes Washers | 2027 | Technical | MW | Before Competition Groups | 0.14362 | 0 | 0 | 2860.2167 | 5.0213e-05 | 90 | Commercial_2027_Technical_MW_Before Competition Groups_90 | CEE Tier 2/Energy Star Clothes Washers | 0.005021% | 0 | 0.14362 | Commercial_2027_Technical_MW_Before Competition Groups_CEE Tier 2/Energy Star Clothes Washers
Commercial | Com ¦ Demand controlled Circulating Systems | 2027 | Technical | MW | Before Competition Groups | 0.14205 | 0 | 0 | 2860.2167 | 4.9664e-05 | 91 | Commercial_2027_Technical_MW_Before Competition Groups_91 | Demand controlled Circulating Systems | 0.004966% | 0 | 0.14205 | Commercial_2027_Technical_MW_Before Competition Groups_Demand controlled Circulating Systems
Commercial | Com ¦ Solar Electric Water Heater (50 Gallon) | 2027 | Technical | MW | Before Competition Groups | 0.11244 | 0 | 0 | 2860.2167 | 3.9311e-05 | 92 | Commercial_2027_Technical_MW_Before Competition Groups_92 | Solar Electric Water Heater (50 Gallon) | 0.003931% | 0 | 0.11244 | Commercial_2027_Technical_MW_Before Competition Groups_Solar Electric Water Heater (50 Gallon)
Commercial | Com ¦ Low Flow Pre-Rinse Spray Nozzle | 2027 | Technical | MW | Before Competition Groups | 0.099731 | 0 | 0 | 2860.2167 | 3.4868e-05 | 93 | Commercial_2027_Technical_MW_Before Competition Groups_93 | Low Flow Pre-Rinse Spray Nozzle | 0.003487% | 0 | 0.099731 | Commercial_2027_Technical_MW_Before Competition Groups_Low Flow Pre-Rinse Spray Nozzle
Commercial | Com ¦ Condensing Unit Heaters or other Efficient Unit Heating System | 2027 | Technical | MW | Before Competition Groups | 0.049472 | 0 | 0 | 2860.2167 | 1.7297e-05 | 94 | Commercial_2027_Technical_MW_Before Competition Groups_94 | Condensing Unit Heaters or other Efficient Unit Heating System | 0.00173% | 0 | 0.049472 | Commercial_2027_Technical_MW_Before Competition Groups_Condensing Unit Heaters or other Efficient Unit Heating System
Commercial | Com ¦ VSD Air Compressor | 2027 | Technical | MW | Before Competition Groups | 0.023917 | 0 | 0 | 2860.2167 | 8.3619e-06 | 95 | Commercial_2027_Technical_MW_Before Competition Groups_95 | VSD Air Compressor | 0.0008362% | 0 | 0.023917 | Commercial_2027_Technical_MW_Before Competition Groups_VSD Air Compressor
Commercial | Com ¦ EC Plug Fan for Data Center (under cabinet) | 2027 | Technical | MW | Before Competition Groups | 0.022772 | 0 | 0 | 2860.2167 | 7.9618e-06 | 96 | Commercial_2027_Technical_MW_Before Competition Groups_96 | EC Plug Fan for Data Center (under cabinet) | 0.0007962% | 0 | 0.022772 | Commercial_2027_Technical_MW_Before Competition Groups_EC Plug Fan for Data Center (under cabinet)
Commercial | Com ¦ eCube | 2027 | Technical | MW | Before Competition Groups | 0.020501 | 0 | 0 | 2860.2167 | 7.1678e-06 | 97 | Commercial_2027_Technical_MW_Before Competition Groups_97 | eCube | 0.0007168% | 0 | 0.020501 | Commercial_2027_Technical_MW_Before Competition Groups_eCube
Commercial | Com ¦ Exterior Photocell | 2027 | Technical | MW | Before Competition Groups | 0.016093 | 0 | 0 | 2860.2167 | 5.6266e-06 | 98 | Commercial_2027_Technical_MW_Before Competition Groups_98 | Exterior Photocell | 0.0005627% | 0 | 0.016093 | Commercial_2027_Technical_MW_Before Competition Groups_Exterior Photocell
Commercial | Com ¦ Air Curtains | 2027 | Technical | MW | Before Competition Groups | 0.006788 | 0 | 0 | 2860.2167 | 2.3733e-06 | 99 | Commercial_2027_Technical_MW_Before Competition Groups_99 | Air Curtains | 0.0002373% | 0 | 0.006788 | Commercial_2027_Technical_MW_Before Competition Groups_Air Curtains
Commercial | Com ¦ High Efficiency Induction Cooking | 2027 | Technical | MW | Before Competition Groups | 0.0012378 | 0 | 0 | 2860.2167 | 4.3276e-07 | 100 | Commercial_2027_Technical_MW_Before Competition Groups_100 | High Efficiency Induction Cooking | 4.328e-05% | 0 | 0.0012378 | Commercial_2027_Technical_MW_Before Competition Groups_High Efficiency Induction Cooking
Commercial | Com ¦ Electric Convection Combination Ovens | 2027 | Technical | MW | Before Competition Groups | 0.00029979 | 0 | 0 | 2860.2167 | 1.0481e-07 | 101 | Commercial_2027_Technical_MW_Before Competition Groups_101 | Electric Convection Combination Ovens | 1.048e-05% | 0 | 0.00029979 | Commercial_2027_Technical_MW_Before Competition Groups_Electric Convection Combination Ovens
Commercial | Com ¦ Building Recommissioning, Operations and Maintenance (O&M) Improvements | 2028 | Economic | MW | Before Competition Groups | 258.0079 | 0 | 0 | 1920.4104 | 0.13435 | 1 | Commercial_2028_Economic_MW_Before Competition Groups_1 | Building Recommissioning, Operations and Maintenance (O&M) Improvements | 13.44% | 0 | 258.0079 | Commercial_2028_Economic_MW_Before Competition Groups_Building Recommissioning, Operations and Maintenance (O&M) Improvements
Commercial | Com ¦ Education and Capacity Building/Energy Behavior | 2028 | Economic | MW | Before Competition Groups | 230.471 | 0 | 0 | 1920.4104 | 0.12001 | 2 | Commercial_2028_Economic_MW_Before Competition Groups_2 | Education and Capacity Building/Energy Behavior | 12% | 0 | 230.471 | Commercial_2028_Economic_MW_Before Competition Groups_Education and Capacity Building/Energy Behavior
Commercial | Com ¦ LED Low/High Bay | 2028 | Economic | MW | Before Competition Groups | 182.9552 | 0 | 0 | 1920.4104 | 0.095269 | 3 | Commercial_2028_Economic_MW_Before Competition Groups_3 | LED Low/High Bay | 9.527% | 0 | 182.9552 | Commercial_2028_Economic_MW_Before Competition Groups_LED Low/High Bay
Commercial | Com ¦ High Efficiency Air Source Heat Pump | 2028 | Economic | MW | Before Competition Groups | 138.2913 | 0 | 0 | 1920.4104 | 0.072011 | 4 | Commercial_2028_Economic_MW_Before Competition Groups_4 | High Efficiency Air Source Heat Pump | 7.201% | 0 | 138.2913 | Commercial_2028_Economic_MW_Before Competition Groups_High Efficiency Air Source Heat Pump
Commercial | Com ¦ LED Troffer/Surface/Suspended | 2028 | Economic | MW | Before Competition Groups | 138.1518 | 0 | 0 | 1920.4104 | 0.071939 | 5 | Commercial_2028_Economic_MW_Before Competition Groups_5 | LED Troffer/Surface/Suspended | 7.194% | 0 | 138.1518 | Commercial_2028_Economic_MW_Before Competition Groups_LED Troffer/Surface/Suspended
Commercial | Com ¦ ENERGY STAR LED LAMPS (REFLECTOR LAMPs/MR16/PAR 16) | 2028 | Economic | MW | Before Competition Groups | 120.7374 | 0 | 0 | 1920.4104 | 0.062871 | 6 | Commercial_2028_Economic_MW_Before Competition Groups_6 | ENERGY STAR LED LAMPS (REFLECTOR LAMPs/MR16/PAR 16) | 6.287% | 0 | 120.7374 | Commercial_2028_Economic_MW_Before Competition Groups_ENERGY STAR LED LAMPS (REFLECTOR LAMPs/MR16/PAR 16)
Commercial | Com ¦ Advanced BAS/Controllers | 2028 | Economic | MW | Before Competition Groups | 94.4653 | 0 | 0 | 1920.4104 | 0.04919 | 7 | Commercial_2028_Economic_MW_Before Competition Groups_7 | Advanced BAS/Controllers | 4.919% | 0 | 94.4653 | Commercial_2028_Economic_MW_Before Competition Groups_Advanced BAS/Controllers
Commercial | Com ¦ Unitary Air-Conditioning Unit | 2028 | Economic | MW | Before Competition Groups | 91.9472 | 0 | 0 | 1920.4104 | 0.047879 | 8 | Commercial_2028_Economic_MW_Before Competition Groups_8 | Unitary Air-Conditioning Unit | 4.788% | 0 | 91.9472 | Commercial_2028_Economic_MW_Before Competition Groups_Unitary Air-Conditioning Unit
Commercial | Com ¦ LED Replacement Lamp (Tube) | 2028 | Economic | MW | Before Competition Groups | 67.774 | 0 | 0 | 1920.4104 | 0.035291 | 9 | Commercial_2028_Economic_MW_Before Competition Groups_9 | LED Replacement Lamp (Tube) | 3.529% | 0 | 67.774 | Commercial_2028_Economic_MW_Before Competition Groups_LED Replacement Lamp (Tube)
Commercial | Com ¦ LLLC - Low Impact Application | 2028 | Economic | MW | Before Competition Groups | 44.628 | 0 | 0 | 1920.4104 | 0.023239 | 10 | Commercial_2028_Economic_MW_Before Competition Groups_10 | LLLC - Low Impact Application | 2.324% | 0 | 44.628 | Commercial_2028_Economic_MW_Before Competition Groups_LLLC - Low Impact Application
Commercial | Com ¦ Adaptive Thermostats | 2028 | Economic | MW | Before Competition Groups | 41.3351 | 0 | 0 | 1920.4104 | 0.021524 | 11 | Commercial_2028_Economic_MW_Before Competition Groups_11 | Adaptive Thermostats | 2.152% | 0 | 41.3351 | Commercial_2028_Economic_MW_Before Competition Groups_Adaptive Thermostats
Commercial | Com ¦ Data Center Storage/Server Virtualization | 2028 | Economic | MW | Before Competition Groups | 35.6829 | 0 | 0 | 1920.4104 | 0.018581 | 12 | Commercial_2028_Economic_MW_Before Competition Groups_12 | Data Center Storage/Server Virtualization | 1.858% | 0 | 35.6829 | Commercial_2028_Economic_MW_Before Competition Groups_Data Center Storage/Server Virtualization
Commercial | Com ¦ Demand Control Ventilation | 2028 | Economic | MW | Before Competition Groups | 31.2079 | 0 | 0 | 1920.4104 | 0.016251 | 13 | Commercial_2028_Economic_MW_Before Competition Groups_13 | Demand Control Ventilation | 1.625% | 0 | 31.2079 | Commercial_2028_Economic_MW_Before Competition Groups_Demand Control Ventilation
Commercial | Com ¦ Strip Curtains | 2028 | Economic | MW | Before Competition Groups | 30.9232 | 0 | 0 | 1920.4104 | 0.016102 | 14 | Commercial_2028_Economic_MW_Before Competition Groups_14 | Strip Curtains | 1.61% | 0 | 30.9232 | Commercial_2028_Economic_MW_Before Competition Groups_Strip Curtains
Commercial | Com ¦ Furnace Tune-Up | 2028 | Economic | MW | Before Competition Groups | 30.8103 | 0 | 0 | 1920.4104 | 0.016044 | 15 | Commercial_2028_Economic_MW_Before Competition Groups_15 | Furnace Tune-Up | 1.604% | 0 | 30.8103 | Commercial_2028_Economic_MW_Before Competition Groups_Furnace Tune-Up
Commercial | Com ¦ LLLC - High Impact Application | 2028 | Economic | MW | Before Competition Groups | 30.5648 | 0 | 0 | 1920.4104 | 0.015916 | 16 | Commercial_2028_Economic_MW_Before Competition Groups_16 | LLLC - High Impact Application | 1.592% | 0 | 30.5648 | Commercial_2028_Economic_MW_Before Competition Groups_LLLC - High Impact Application
Commercial | Com ¦ Refrigerated Display Case Doors | 2028 | Economic | MW | Before Competition Groups | 28.0624 | 0 | 0 | 1920.4104 | 0.014613 | 17 | Commercial_2028_Economic_MW_Before Competition Groups_17 | Refrigerated Display Case Doors | 1.461% | 0 | 28.0624 | Commercial_2028_Economic_MW_Before Competition Groups_Refrigerated Display Case Doors
Commercial | Com ¦ Reach-in Shaded Pole to ECM/PSC Evaporator Fan Motor | 2028 | Economic | MW | Before Competition Groups | 26.4638 | 0 | 0 | 1920.4104 | 0.01378 | 18 | Commercial_2028_Economic_MW_Before Competition Groups_18 | Reach-in Shaded Pole to ECM/PSC Evaporator Fan Motor | 1.378% | 0 | 26.4638 | Commercial_2028_Economic_MW_Before Competition Groups_Reach-in Shaded Pole to ECM/PSC Evaporator Fan Motor
Commercial | Com ¦ LED or Equivalent Sign Lighting | 2028 | Economic | MW | Before Competition Groups | 25.8553 | 0 | 0 | 1920.4104 | 0.013463 | 19 | Commercial_2028_Economic_MW_Before Competition Groups_19 | LED or Equivalent Sign Lighting | 1.346% | 0 | 25.8553 | Commercial_2028_Economic_MW_Before Competition Groups_LED or Equivalent Sign Lighting
Commercial | Com ¦ Centrally controlled desktop PC/NETWORK PC POWER MANAGEMENT SOFTWARE | 2028 | Economic | MW | Before Competition Groups | 23.5234 | 0 | 0 | 1920.4104 | 0.012249 | 20 | Commercial_2028_Economic_MW_Before Competition Groups_20 | Centrally controlled desktop PC/NETWORK PC POWER MANAGEMENT SOFTWARE | 1.225% | 0 | 23.5234 | Commercial_2028_Economic_MW_Before Competition Groups_Centrally controlled desktop PC/NETWORK PC POWER MANAGEMENT SOFTWARE
Commercial | Com ¦ Chilled Water Optimization | 2028 | Economic | MW | Before Competition Groups | 22.3993 | 0 | 0 | 1920.4104 | 0.011664 | 21 | Commercial_2028_Economic_MW_Before Competition Groups_21 | Chilled Water Optimization | 1.166% | 0 | 22.3993 | Commercial_2028_Economic_MW_Before Competition Groups_Chilled Water Optimization
Commercial | Com ¦ Variable Frequency Drive (VFD) | 2028 | Economic | MW | Before Competition Groups | 21.4445 | 0 | 0 | 1920.4104 | 0.011167 | 22 | Commercial_2028_Economic_MW_Before Competition Groups_22 | Variable Frequency Drive (VFD) | 1.117% | 0 | 21.4445 | Commercial_2028_Economic_MW_Before Competition Groups_Variable Frequency Drive (VFD)
Commercial | Com ¦ VFD on Pumps | 2028 | Economic | MW | Before Competition Groups | 20.0695 | 0 | 0 | 1920.4104 | 0.010451 | 23 | Commercial_2028_Economic_MW_Before Competition Groups_23 | VFD on Pumps | 1.045% | 0 | 20.0695 | Commercial_2028_Economic_MW_Before Competition Groups_VFD on Pumps
Commercial | Com ¦ Refrigerated Display Case LED | 2028 | Economic | MW | Before Competition Groups | 17.9902 | 0 | 0 | 1920.4104 | 0.0093679 | 24 | Commercial_2028_Economic_MW_Before Competition Groups_24 | Refrigerated Display Case LED | 0.9368% | 0 | 17.9902 | Commercial_2028_Economic_MW_Before Competition Groups_Refrigerated Display Case LED
Commercial | Com ¦ Air Handler with Dedicated Outdoor Air Systems | 2028 | Economic | MW | Before Competition Groups | 16.3672 | 0 | 0 | 1920.4104 | 0.0085228 | 25 | Commercial_2028_Economic_MW_Before Competition Groups_25 | Air Handler with Dedicated Outdoor Air Systems | 0.8523% | 0 | 16.3672 | Commercial_2028_Economic_MW_Before Competition Groups_Air Handler with Dedicated Outdoor Air Systems
Commercial | Com ¦ ENERGY STAR LED LAMPS (General Service Lamps) | 2028 | Economic | MW | Before Competition Groups | 15.7705 | 0 | 0 | 1920.4104 | 0.008212 | 26 | Commercial_2028_Economic_MW_Before Competition Groups_26 | ENERGY STAR LED LAMPS (General Service Lamps) | 0.8212% | 0 | 15.7705 | Commercial_2028_Economic_MW_Before Competition Groups_ENERGY STAR LED LAMPS (General Service Lamps)
Commercial | Com ¦ ECM MOTORS FOR EVAPORATOR FANS for refrigeration (WALK-IN) | 2028 | Economic | MW | Before Competition Groups | 11.1555 | 0 | 0 | 1920.4104 | 0.0058089 | 27 | Commercial_2028_Economic_MW_Before Competition Groups_27 | ECM MOTORS FOR EVAPORATOR FANS for refrigeration (WALK-IN) | 0.5809% | 0 | 11.1555 | Commercial_2028_Economic_MW_Before Competition Groups_ECM MOTORS FOR EVAPORATOR FANS for refrigeration (WALK-IN)
Commercial | Com ¦ Demand Control Kitchen Ventilation | 2028 | Economic | MW | Before Competition Groups | 10.0419 | 0 | 0 | 1920.4104 | 0.005229 | 28 | Commercial_2028_Economic_MW_Before Competition Groups_28 | Demand Control Kitchen Ventilation | 0.5229% | 0 | 10.0419 | Commercial_2028_Economic_MW_Before Competition Groups_Demand Control Kitchen Ventilation
Commercial | Com ¦ Occupancy Sensors | 2028 | Economic | MW | Before Competition Groups | 9.9831 | 0 | 0 | 1920.4104 | 0.0051984 | 29 | Commercial_2028_Economic_MW_Before Competition Groups_29 | Occupancy Sensors | 0.5198% | 0 | 9.9831 | Commercial_2028_Economic_MW_Before Competition Groups_Occupancy Sensors
Commercial | Com ¦ Freezer Case Light Sensor | 2028 | Economic | MW | Before Competition Groups | 9.6519 | 0 | 0 | 1920.4104 | 0.0050259 | 30 | Commercial_2028_Economic_MW_Before Competition Groups_30 | Freezer Case Light Sensor | 0.5026% | 0 | 9.6519 | Commercial_2028_Economic_MW_Before Competition Groups_Freezer Case Light Sensor
Commercial | Com ¦ Evaporator Fan Controls | 2028 | Economic | MW | Before Competition Groups | 9.4033 | 0 | 0 | 1920.4104 | 0.0048965 | 31 | Commercial_2028_Economic_MW_Before Competition Groups_31 | Evaporator Fan Controls | 0.4897% | 0 | 9.4033 | Commercial_2028_Economic_MW_Before Competition Groups_Evaporator Fan Controls
Commercial | Com ¦ Water Source Heat Pump (4 ton) | 2028 | Economic | MW | Before Competition Groups | 7.5201 | 0 | 0 | 1920.4104 | 0.0039159 | 32 | Commercial_2028_Economic_MW_Before Competition Groups_32 | Water Source Heat Pump (4 ton) | 0.3916% | 0 | 7.5201 | Commercial_2028_Economic_MW_Before Competition Groups_Water Source Heat Pump (4 ton)
Commercial | Com ¦ LED EXTERIOR AREA LIGHTS - LED fixture (200W) | 2028 | Economic | MW | Before Competition Groups | 6.5891 | 0 | 0 | 1920.4104 | 0.0034311 | 33 | Commercial_2028_Economic_MW_Before Competition Groups_33 | LED EXTERIOR AREA LIGHTS - LED fixture (200W) | 0.3431% | 0 | 6.5891 | Commercial_2028_Economic_MW_Before Competition Groups_LED EXTERIOR AREA LIGHTS - LED fixture (200W)
Commercial | Com ¦ LED parking lot fixture | 2028 | Economic | MW | Before Competition Groups | 6.3385 | 0 | 0 | 1920.4104 | 0.0033006 | 34 | Commercial_2028_Economic_MW_Before Competition Groups_34 | LED parking lot fixture | 0.3301% | 0 | 6.3385 | Commercial_2028_Economic_MW_Before Competition Groups_LED parking lot fixture
Commercial | Com ¦ Duct Insulation, R8 | 2028 | Economic | MW | Before Competition Groups | 5.656 | 0 | 0 | 1920.4104 | 0.0029452 | 35 | Commercial_2028_Economic_MW_Before Competition Groups_35 | Duct Insulation, R8 | 0.2945% | 0 | 5.656 | Commercial_2028_Economic_MW_Before Competition Groups_Duct Insulation, R8
Commercial | Com ¦ ENERGY STAR Griddle (74% eff) | 2028 | Economic | MW | Before Competition Groups | 5.4545 | 0 | 0 | 1920.4104 | 0.0028403 | 36 | Commercial_2028_Economic_MW_Before Competition Groups_36 | ENERGY STAR Griddle (74% eff) | 0.284% | 0 | 5.4545 | Commercial_2028_Economic_MW_Before Competition Groups_ENERGY STAR Griddle (74% eff)
Commercial | Com ¦ Door Gasket Freezer/Refrigerator | 2028 | Economic | MW | Before Competition Groups | 5.1402 | 0 | 0 | 1920.4104 | 0.0026766 | 37 | Commercial_2028_Economic_MW_Before Competition Groups_37 | Door Gasket Freezer/Refrigerator | 0.2677% | 0 | 5.1402 | Commercial_2028_Economic_MW_Before Competition Groups_Door Gasket Freezer/Refrigerator
Commercial | Com ¦ Elec Storage WH 2.30 Et | 2028 | Economic | MW | Before Competition Groups | 4.8733 | 0 | 0 | 1920.4104 | 0.0025376 | 38 | Commercial_2028_Economic_MW_Before Competition Groups_38 | Elec Storage WH 2.30 Et | 0.2538% | 0 | 4.8733 | Commercial_2028_Economic_MW_Before Competition Groups_Elec Storage WH 2.30 Et
Commercial | Com ¦ BEVERAGE VENDING MACHINE CONTROLS | 2028 | Economic | MW | Before Competition Groups | 4.6913 | 0 | 0 | 1920.4104 | 0.0024429 | 39 | Commercial_2028_Economic_MW_Before Competition Groups_39 | BEVERAGE VENDING MACHINE CONTROLS | 0.2443% | 0 | 4.6913 | Commercial_2028_Economic_MW_Before Competition Groups_BEVERAGE VENDING MACHINE CONTROLS
Commercial | Com ¦ LED street light fixture | 2028 | Economic | MW | Before Competition Groups | 3.9246 | 0 | 0 | 1920.4104 | 0.0020436 | 40 | Commercial_2028_Economic_MW_Before Competition Groups_40 | LED street light fixture | 0.2044% | 0 | 3.9246 | Commercial_2028_Economic_MW_Before Competition Groups_LED street light fixture
Commercial | Com ¦ Networked/Connected - Low Impact Application | 2028 | Economic | MW | Before Competition Groups | 3.7351 | 0 | 0 | 1920.4104 | 0.0019449 | 41 | Commercial_2028_Economic_MW_Before Competition Groups_41 | Networked/Connected - Low Impact Application | 0.1945% | 0 | 3.7351 | Commercial_2028_Economic_MW_Before Competition Groups_Networked/Connected - Low Impact Application
Commercial | Com ¦ Temperature Adjustment in Commercial Freezers | 2028 | Economic | MW | Before Competition Groups | 3.4378 | 0 | 0 | 1920.4104 | 0.0017901 | 42 | Commercial_2028_Economic_MW_Before Competition Groups_42 | Temperature Adjustment in Commercial Freezers | 0.179% | 0 | 3.4378 | Commercial_2028_Economic_MW_Before Competition Groups_Temperature Adjustment in Commercial Freezers
Commercial | Com ¦ CO Sensors for parking garage exhaust fans | 2028 | Economic | MW | Before Competition Groups | 3.1915 | 0 | 0 | 1920.4104 | 0.0016619 | 43 | Commercial_2028_Economic_MW_Before Competition Groups_43 | CO Sensors for parking garage exhaust fans | 0.1662% | 0 | 3.1915 | Commercial_2028_Economic_MW_Before Competition Groups_CO Sensors for parking garage exhaust fans
Commercial | Com ¦ Networked/Connected - High Impact Application | 2028 | Economic | MW | Before Competition Groups | 3.1286 | 0 | 0 | 1920.4104 | 0.0016291 | 44 | Commercial_2028_Economic_MW_Before Competition Groups_44 | Networked/Connected - High Impact Application | 0.1629% | 0 | 3.1286 | Commercial_2028_Economic_MW_Before Competition Groups_Networked/Connected - High Impact Application
Commercial | Com ¦ Vertical Night Covers | 2028 | Economic | MW | Before Competition Groups | 2.8429 | 0 | 0 | 1920.4104 | 0.0014804 | 45 | Commercial_2028_Economic_MW_Before Competition Groups_45 | Vertical Night Covers | 0.148% | 0 | 2.8429 | Commercial_2028_Economic_MW_Before Competition Groups_Vertical Night Covers
Commercial | Com ¦ Energy Efficient Laboratory Fume Hood | 2028 | Economic | MW | Before Competition Groups | 2.7796 | 0 | 0 | 1920.4104 | 0.0014474 | 46 | Commercial_2028_Economic_MW_Before Competition Groups_46 | Energy Efficient Laboratory Fume Hood | 0.1447% | 0 | 2.7796 | Commercial_2028_Economic_MW_Before Competition Groups_Energy Efficient Laboratory Fume Hood
Commercial | Com ¦ Water Heating (DHW) Pipe Insulation (Add 3/4\ Foam)" | 2028 | Economic | MW | Before Competition Groups | 2.1695 | 0 | 0 | 1920.4104 | 0.0011297 | 47 | Commercial_2028_Economic_MW_Before Competition Groups_47 | Water Heating (DHW) Pipe Insulation (Add 3/4\ Foam)" | 0.113% | 0 | 2.1695 | Commercial_2028_Economic_MW_Before Competition Groups_Water Heating (DHW) Pipe Insulation (Add 3/4\ Foam)"
Commercial | Com ¦ Outside Air Economizer | 2028 | Economic | MW | Before Competition Groups | 1.8667 | 0 | 0 | 1920.4104 | 0.00097206 | 48 | Commercial_2028_Economic_MW_Before Competition Groups_48 | Outside Air Economizer | 0.09721% | 0 | 1.8667 | Commercial_2028_Economic_MW_Before Competition Groups_Outside Air Economizer
Commercial | Com ¦ ENERGY STAR Fryer (84% eff) | 2028 | Economic | MW | Before Competition Groups | 1.5727 | 0 | 0 | 1920.4104 | 0.00081896 | 49 | Commercial_2028_Economic_MW_Before Competition Groups_49 | ENERGY STAR Fryer (84% eff) | 0.0819% | 0 | 1.5727 | Commercial_2028_Economic_MW_Before Competition Groups_ENERGY STAR Fryer (84% eff)
Commercial | Com ¦ Suction Pipe Insulation Freezer/Refrigerator | 2028 | Economic | MW | Before Competition Groups | 1.4776 | 0 | 0 | 1920.4104 | 0.00076939 | 50 | Commercial_2028_Economic_MW_Before Competition Groups_50 | Suction Pipe Insulation Freezer/Refrigerator | 0.07694% | 0 | 1.4776 | Commercial_2028_Economic_MW_Before Competition Groups_Suction Pipe Insulation Freezer/Refrigerator
Commercial | Com ¦ ENERGY STAR Dishwasher | 2028 | Economic | MW | Before Competition Groups | 1.3311 | 0 | 0 | 1920.4104 | 0.00069315 | 51 | Commercial_2028_Economic_MW_Before Competition Groups_51 | ENERGY STAR Dishwasher | 0.06932% | 0 | 1.3311 | Commercial_2028_Economic_MW_Before Competition Groups_ENERGY STAR Dishwasher
Commercial | Com ¦ ENERGY STAR Steam Cookers | 2028 | Economic | MW | Before Competition Groups | 1.0295 | 0 | 0 | 1920.4104 | 0.0005361 | 52 | Commercial_2028_Economic_MW_Before Competition Groups_52 | ENERGY STAR Steam Cookers | 0.05361% | 0 | 1.0295 | Commercial_2028_Economic_MW_Before Competition Groups_ENERGY STAR Steam Cookers
Commercial | Com ¦ Ozone Laundry Treatment | 2028 | Economic | MW | Before Competition Groups | 0.76652 | 0 | 0 | 1920.4104 | 0.00039914 | 53 | Commercial_2028_Economic_MW_Before Competition Groups_53 | Ozone Laundry Treatment | 0.03991% | 0 | 0.76652 | Commercial_2028_Economic_MW_Before Competition Groups_Ozone Laundry Treatment
Commercial | Com ¦ High Efficiency Small Instantaneous Water Heater | 2028 | Economic | MW | Before Competition Groups | 0.71004 | 0 | 0 | 1920.4104 | 0.00036973 | 54 | Commercial_2028_Economic_MW_Before Competition Groups_54 | High Efficiency Small Instantaneous Water Heater | 0.03697% | 0 | 0.71004 | Commercial_2028_Economic_MW_Before Competition Groups_High Efficiency Small Instantaneous Water Heater
Commercial | Com ¦ Thermostat Setback | 2028 | Economic | MW | Before Competition Groups | 0.6813 | 0 | 0 | 1920.4104 | 0.00035477 | 55 | Commercial_2028_Economic_MW_Before Competition Groups_55 | Thermostat Setback | 0.03548% | 0 | 0.6813 | Commercial_2028_Economic_MW_Before Competition Groups_Thermostat Setback
Commercial | Com ¦ Condensing Make Up Air Unit | 2028 | Economic | MW | Before Competition Groups | 0.5592 | 0 | 0 | 1920.4104 | 0.00029119 | 56 | Commercial_2028_Economic_MW_Before Competition Groups_56 | Condensing Make Up Air Unit | 0.02912% | 0 | 0.5592 | Commercial_2028_Economic_MW_Before Competition Groups_Condensing Make Up Air Unit
Commercial | Com ¦ PTAC (12 EER/10,000 BTU) | 2028 | Economic | MW | Before Competition Groups | 0.53797 | 0 | 0 | 1920.4104 | 0.00028013 | 57 | Commercial_2028_Economic_MW_Before Competition Groups_57 | PTAC (12 EER/10,000 BTU) | 0.02801% | 0 | 0.53797 | Commercial_2028_Economic_MW_Before Competition Groups_PTAC (12 EER/10,000 BTU)
Commercial | Com ¦ Solar Water Preheat (Pools/DHW) | 2028 | Economic | MW | Before Competition Groups | 0.31622 | 0 | 0 | 1920.4104 | 0.00016466 | 58 | Commercial_2028_Economic_MW_Before Competition Groups_58 | Solar Water Preheat (Pools/DHW) | 0.01647% | 0 | 0.31622 | Commercial_2028_Economic_MW_Before Competition Groups_Solar Water Preheat (Pools/DHW)
Commercial | Com ¦ ECM MOTORS FOR HVAC APPLICATION (FAN-POWERED VAV BOX) | 2028 | Economic | MW | Before Competition Groups | 0.30752 | 0 | 0 | 1920.4104 | 0.00016013 | 59 | Commercial_2028_Economic_MW_Before Competition Groups_59 | ECM MOTORS FOR HVAC APPLICATION (FAN-POWERED VAV BOX) | 0.01601% | 0 | 0.30752 | Commercial_2028_Economic_MW_Before Competition Groups_ECM MOTORS FOR HVAC APPLICATION (FAN-POWERED VAV BOX)
Commercial | COM ¦ Ductless Mini-Split Heat Pumps | 2028 | Economic | MW | Before Competition Groups | 0.30624 | 0 | 0 | 1920.4104 | 0.00015947 | 60 | Commercial_2028_Economic_MW_Before Competition Groups_60 | Ductless Mini-Split Heat Pumps | 0.01595% | 0 | 0.30624 | Commercial_2028_Economic_MW_Before Competition Groups_Ductless Mini-Split Heat Pumps
Commercial | Com ¦ Notched V belts for HVAC Systems | 2028 | Economic | MW | Before Competition Groups | 0.247 | 0 | 0 | 1920.4104 | 0.00012862 | 61 | Commercial_2028_Economic_MW_Before Competition Groups_61 | Notched V belts for HVAC Systems | 0.01286% | 0 | 0.247 | Commercial_2028_Economic_MW_Before Competition Groups_Notched V belts for HVAC Systems
Commercial | Com ¦ Auto Off Time Switch or Time Clock control | 2028 | Economic | MW | Before Competition Groups | 0.1875 | 0 | 0 | 1920.4104 | 9.7636e-05 | 62 | Commercial_2028_Economic_MW_Before Competition Groups_62 | Auto Off Time Switch or Time Clock control | 0.009764% | 0 | 0.1875 | Commercial_2028_Economic_MW_Before Competition Groups_Auto Off Time Switch or Time Clock control
Commercial | Com ¦ CEE Tier 2/Energy Star Clothes Washers | 2028 | Economic | MW | Before Competition Groups | 0.15239 | 0 | 0 | 1920.4104 | 7.9352e-05 | 63 | Commercial_2028_Economic_MW_Before Competition Groups_63 | CEE Tier 2/Energy Star Clothes Washers | 0.007935% | 0 | 0.15239 | Commercial_2028_Economic_MW_Before Competition Groups_CEE Tier 2/Energy Star Clothes Washers
Commercial | Com ¦ Demand controlled Circulating Systems | 2028 | Economic | MW | Before Competition Groups | 0.13919 | 0 | 0 | 1920.4104 | 7.2481e-05 | 64 | Commercial_2028_Economic_MW_Before Competition Groups_64 | Demand controlled Circulating Systems | 0.007248% | 0 | 0.13919 | Commercial_2028_Economic_MW_Before Competition Groups_Demand controlled Circulating Systems
Commercial | Com ¦ HVAC Optimization | 2028 | Economic | MW | Before Competition Groups | 0.12166 | 0 | 0 | 1920.4104 | 6.3349e-05 | 65 | Commercial_2028_Economic_MW_Before Competition Groups_65 | HVAC Optimization | 0.006335% | 0 | 0.12166 | Commercial_2028_Economic_MW_Before Competition Groups_HVAC Optimization
Commercial | Com ¦ Low Flow Pre-Rinse Spray Nozzle | 2028 | Economic | MW | Before Competition Groups | 0.10282 | 0 | 0 | 1920.4104 | 5.3542e-05 | 66 | Commercial_2028_Economic_MW_Before Competition Groups_66 | Low Flow Pre-Rinse Spray Nozzle | 0.005354% | 0 | 0.10282 | Commercial_2028_Economic_MW_Before Competition Groups_Low Flow Pre-Rinse Spray Nozzle
Commercial | Com ¦ Commercial Hot Food Holding Cabinets | 2028 | Economic | MW | Before Competition Groups | 0.090447 | 0 | 0 | 1920.4104 | 4.7098e-05 | 67 | Commercial_2028_Economic_MW_Before Competition Groups_67 | Commercial Hot Food Holding Cabinets | 0.00471% | 0 | 0.090447 | Commercial_2028_Economic_MW_Before Competition Groups_Commercial Hot Food Holding Cabinets
Commercial | Com ¦ Room AC (w/ louvered sides) 14 SEER from 12 SEER code | 2028 | Economic | MW | Before Competition Groups | 0.074691 | 0 | 0 | 1920.4104 | 3.8893e-05 | 68 | Commercial_2028_Economic_MW_Before Competition Groups_68 | Room AC (w/ louvered sides) 14 SEER from 12 SEER code | 0.003889% | 0 | 0.074691 | Commercial_2028_Economic_MW_Before Competition Groups_Room AC (w/ louvered sides) 14 SEER from 12 SEER code
Commercial | Com ¦ Wall Insulation | 2028 | Economic | MW | Before Competition Groups | 0.051955 | 0 | 0 | 1920.4104 | 2.7054e-05 | 69 | Commercial_2028_Economic_MW_Before Competition Groups_69 | Wall Insulation | 0.002705% | 0 | 0.051955 | Commercial_2028_Economic_MW_Before Competition Groups_Wall Insulation
Commercial | Com ¦ Condensing Unit Heaters or other Efficient Unit Heating System | 2028 | Economic | MW | Before Competition Groups | 0.048478 | 0 | 0 | 1920.4104 | 2.5243e-05 | 70 | Commercial_2028_Economic_MW_Before Competition Groups_70 | Condensing Unit Heaters or other Efficient Unit Heating System | 0.002524% | 0 | 0.048478 | Commercial_2028_Economic_MW_Before Competition Groups_Condensing Unit Heaters or other Efficient Unit Heating System
Commercial | Com ¦ Energy Recovery Ventilation and Ventilation (Enhanced) | 2028 | Economic | MW | Before Competition Groups | 0.047636 | 0 | 0 | 1920.4104 | 2.4805e-05 | 71 | Commercial_2028_Economic_MW_Before Competition Groups_71 | Energy Recovery Ventilation and Ventilation (Enhanced) | 0.002481% | 0 | 0.047636 | Commercial_2028_Economic_MW_Before Competition Groups_Energy Recovery Ventilation and Ventilation (Enhanced)
Commercial | Com ¦ High Efficiency Chiller (avg of water and air cooled) | 2028 | Economic | MW | Before Competition Groups | 0.031717 | 0 | 0 | 1920.4104 | 1.6516e-05 | 72 | Commercial_2028_Economic_MW_Before Competition Groups_72 | High Efficiency Chiller (avg of water and air cooled) | 0.001652% | 0 | 0.031717 | Commercial_2028_Economic_MW_Before Competition Groups_High Efficiency Chiller (avg of water and air cooled)
Commercial | Com ¦ VSD Air Compressor | 2028 | Economic | MW | Before Competition Groups | 0.025835 | 0 | 0 | 1920.4104 | 1.3453e-05 | 73 | Commercial_2028_Economic_MW_Before Competition Groups_73 | VSD Air Compressor | 0.001345% | 0 | 0.025835 | Commercial_2028_Economic_MW_Before Competition Groups_VSD Air Compressor
Commercial | Com ¦ Air Curtains | 2028 | Economic | MW | Before Competition Groups | 0.0068866 | 0 | 0 | 1920.4104 | 3.586e-06 | 74 | Commercial_2028_Economic_MW_Before Competition Groups_74 | Air Curtains | 0.0003586% | 0 | 0.0068866 | Commercial_2028_Economic_MW_Before Competition Groups_Air Curtains
Commercial | Com ¦ EC Plug Fan for Data Center (under cabinet) | 2028 | Economic | MW | Before Competition Groups | 0.0066793 | 0 | 0 | 1920.4104 | 3.478e-06 | 75 | Commercial_2028_Economic_MW_Before Competition Groups_75 | EC Plug Fan for Data Center (under cabinet) | 0.0003478% | 0 | 0.0066793 | Commercial_2028_Economic_MW_Before Competition Groups_EC Plug Fan for Data Center (under cabinet)
Commercial | Com ¦ LED RECESSED DOWNLIGHTS | 2028 | Economic | MW | Before Competition Groups | 0.0048012 | 0 | 0 | 1920.4104 | 2.5001e-06 | 76 | Commercial_2028_Economic_MW_Before Competition Groups_76 | LED RECESSED DOWNLIGHTS | 0.00025% | 0 | 0.0048012 | Commercial_2028_Economic_MW_Before Competition Groups_LED RECESSED DOWNLIGHTS
Commercial | Com ¦ Electric Convection Combination Ovens | 2028 | Economic | MW | Before Competition Groups | 0.00032405 | 0 | 0 | 1920.4104 | 1.6874e-07 | 77 | Commercial_2028_Economic_MW_Before Competition Groups_77 | Electric Convection Combination Ovens | 1.687e-05% | 0 | 0.00032405 | Commercial_2028_Economic_MW_Before Competition Groups_Electric Convection Combination Ovens
Commercial | Com ¦ Efficient compressor motor | 2028 | Economic | MW | Before Competition Groups | 0 | 0 | 0 | 1920.4104 | 0 | 78 | Commercial_2028_Economic_MW_Before Competition Groups_78 | Efficient compressor motor | 0% | 0 | 0 | Commercial_2028_Economic_MW_Before Competition Groups_Efficient compressor motor
Commercial | Com ¦ Indoor Daylight Sensors/Photocell Dimming Control | 2028 | Economic | MW | Before Competition Groups | 0 | 0 | 0 | 1920.4104 | 0 | 79 | Commercial_2028_Economic_MW_Before Competition Groups_79 | Indoor Daylight Sensors/Photocell Dimming Control | 0% | 0 | 0 | Commercial_2028_Economic_MW_Before Competition Groups_Indoor Daylight Sensors/Photocell Dimming Control
Commercial | Com ¦ Variable Refrigerant Flow Heat Pump | 2028 | Economic | MW | Before Competition Groups | 0 | 0 | 0 | 1920.4104 | 0 | 80 | Commercial_2028_Economic_MW_Before Competition Groups_80 | Variable Refrigerant Flow Heat Pump | 0% | 0 | 0 | Commercial_2028_Economic_MW_Before Competition Groups_Variable Refrigerant Flow Heat Pump
Commercial | Com ¦ ENERGY STAR LED LAMPS (REFLECTOR LAMPs/MR16/PAR 16) | 2028 | SC A | MW | Before Competition Groups | 104.4652 | 0 | 0 | 721.0528 | 0.14488 | 1 | Commercial_2028_SC A_MW_Before Competition Groups_1 | ENERGY STAR LED LAMPS (REFLECTOR LAMPs/MR16/PAR 16) | 14.49% | 0 | 104.4652 | Commercial_2028_SC A_MW_Before Competition Groups_ENERGY STAR LED LAMPS (REFLECTOR LAMPs/MR16/PAR 16)
Commercial | Com ¦ LED Low/High Bay | 2028 | SC A | MW | Before Competition Groups | 99.5861 | 0 | 0 | 721.0528 | 0.13811 | 2 | Commercial_2028_SC A_MW_Before Competition Groups_2 | LED Low/High Bay | 13.81% | 0 | 99.5861 | Commercial_2028_SC A_MW_Before Competition Groups_LED Low/High Bay
Commercial | Com ¦ LED Troffer/Surface/Suspended | 2028 | SC A | MW | Before Competition Groups | 92.1407 | 0 | 0 | 721.0528 | 0.12779 | 3 | Commercial_2028_SC A_MW_Before Competition Groups_3 | LED Troffer/Surface/Suspended | 12.78% | 0 | 92.1407 | Commercial_2028_SC A_MW_Before Competition Groups_LED Troffer/Surface/Suspended
Commercial | Com ¦ LED Replacement Lamp (Tube) | 2028 | SC A | MW | Before Competition Groups | 55.3003 | 0 | 0 | 721.0528 | 0.076694 | 4 | Commercial_2028_SC A_MW_Before Competition Groups_4 | LED Replacement Lamp (Tube) | 7.669% | 0 | 55.3003 | Commercial_2028_SC A_MW_Before Competition Groups_LED Replacement Lamp (Tube)
Commercial | Com ¦ High Efficiency Air Source Heat Pump | 2028 | SC A | MW | Before Competition Groups | 45.8503 | 0 | 0 | 721.0528 | 0.063588 | 5 | Commercial_2028_SC A_MW_Before Competition Groups_5 | High Efficiency Air Source Heat Pump | 6.359% | 0 | 45.8503 | Commercial_2028_SC A_MW_Before Competition Groups_High Efficiency Air Source Heat Pump
Commercial | Com ¦ Building Recommissioning, Operations and Maintenance (O&M) Improvements | 2028 | SC A | MW | Before Competition Groups | 38.1769 | 0 | 0 | 721.0528 | 0.052946 | 6 | Commercial_2028_SC A_MW_Before Competition Groups_6 | Building Recommissioning, Operations and Maintenance (O&M) Improvements | 5.295% | 0 | 38.1769 | Commercial_2028_SC A_MW_Before Competition Groups_Building Recommissioning, Operations and Maintenance (O&M) Improvements
Commercial | Com ¦ Education and Capacity Building/Energy Behavior | 2028 | SC A | MW | Before Competition Groups | 29.9322 | 0 | 0 | 721.0528 | 0.041512 | 7 | Commercial_2028_SC A_MW_Before Competition Groups_7 | Education and Capacity Building/Energy Behavior | 4.151% | 0 | 29.9322 | Commercial_2028_SC A_MW_Before Competition Groups_Education and Capacity Building/Energy Behavior
Commercial | Com ¦ Data Center Storage/Server Virtualization | 2028 | SC A | MW | Before Competition Groups | 21.7619 | 0 | 0 | 721.0528 | 0.030181 | 8 | Commercial_2028_SC A_MW_Before Competition Groups_8 | Data Center Storage/Server Virtualization | 3.018% | 0 | 21.7619 | Commercial_2028_SC A_MW_Before Competition Groups_Data Center Storage/Server Virtualization
Commercial | Com ¦ Advanced BAS/Controllers | 2028 | SC A | MW | Before Competition Groups | 21.553 | 0 | 0 | 721.0528 | 0.029891 | 9 | Commercial_2028_SC A_MW_Before Competition Groups_9 | Advanced BAS/Controllers | 2.989% | 0 | 21.553 | Commercial_2028_SC A_MW_Before Competition Groups_Advanced BAS/Controllers
Commercial | Com ¦ Reach-in Shaded Pole to ECM/PSC Evaporator Fan Motor | 2028 | SC A | MW | Before Competition Groups | 17.4668 | 0 | 0 | 721.0528 | 0.024224 | 10 | Commercial_2028_SC A_MW_Before Competition Groups_10 | Reach-in Shaded Pole to ECM/PSC Evaporator Fan Motor | 2.422% | 0 | 17.4668 | Commercial_2028_SC A_MW_Before Competition Groups_Reach-in Shaded Pole to ECM/PSC Evaporator Fan Motor
Commercial | Com ¦ LED or Equivalent Sign Lighting | 2028 | SC A | MW | Before Competition Groups | 15.2503 | 0 | 0 | 721.0528 | 0.02115 | 11 | Commercial_2028_SC A_MW_Before Competition Groups_11 | LED or Equivalent Sign Lighting | 2.115% | 0 | 15.2503 | Commercial_2028_SC A_MW_Before Competition Groups_LED or Equivalent Sign Lighting
Commercial | Com ¦ Adaptive Thermostats | 2028 | SC A | MW | Before Competition Groups | 14.5581 | 0 | 0 | 721.0528 | 0.02019 | 12 | Commercial_2028_SC A_MW_Before Competition Groups_12 | Adaptive Thermostats | 2.019% | 0 | 14.5581 | Commercial_2028_SC A_MW_Before Competition Groups_Adaptive Thermostats
Commercial | Com ¦ Strip Curtains | 2028 | SC A | MW | Before Competition Groups | 13.3308 | 0 | 0 | 721.0528 | 0.018488 | 13 | Commercial_2028_SC A_MW_Before Competition Groups_13 | Strip Curtains | 1.849% | 0 | 13.3308 | Commercial_2028_SC A_MW_Before Competition Groups_Strip Curtains
Commercial | Com ¦ ENERGY STAR LED LAMPS (General Service Lamps) | 2028 | SC A | MW | Before Competition Groups | 13.2532 | 0 | 0 | 721.0528 | 0.01838 | 14 | Commercial_2028_SC A_MW_Before Competition Groups_14 | ENERGY STAR LED LAMPS (General Service Lamps) | 1.838% | 0 | 13.2532 | Commercial_2028_SC A_MW_Before Competition Groups_ENERGY STAR LED LAMPS (General Service Lamps)
Commercial | Com ¦ Unitary Air-Conditioning Unit | 2028 | SC A | MW | Before Competition Groups | 12.9934 | 0 | 0 | 721.0528 | 0.01802 | 15 | Commercial_2028_SC A_MW_Before Competition Groups_15 | Unitary Air-Conditioning Unit | 1.802% | 0 | 12.9934 | Commercial_2028_SC A_MW_Before Competition Groups_Unitary Air-Conditioning Unit
Commercial | Com ¦ Refrigerated Display Case Doors | 2028 | SC A | MW | Before Competition Groups | 12.2997 | 0 | 0 | 721.0528 | 0.017058 | 16 | Commercial_2028_SC A_MW_Before Competition Groups_16 | Refrigerated Display Case Doors | 1.706% | 0 | 12.2997 | Commercial_2028_SC A_MW_Before Competition Groups_Refrigerated Display Case Doors
Commercial | Com ¦ Furnace Tune-Up | 2028 | SC A | MW | Before Competition Groups | 11.0751 | 0 | 0 | 721.0528 | 0.01536 | 17 | Commercial_2028_SC A_MW_Before Competition Groups_17 | Furnace Tune-Up | 1.536% | 0 | 11.0751 | Commercial_2028_SC A_MW_Before Competition Groups_Furnace Tune-Up
Commercial | Com ¦ Centrally controlled desktop PC/NETWORK PC POWER MANAGEMENT SOFTWARE | 2028 | SC A | MW | Before Competition Groups | 9.0939 | 0 | 0 | 721.0528 | 0.012612 | 18 | Commercial_2028_SC A_MW_Before Competition Groups_18 | Centrally controlled desktop PC/NETWORK PC POWER MANAGEMENT SOFTWARE | 1.261% | 0 | 9.0939 | Commercial_2028_SC A_MW_Before Competition Groups_Centrally controlled desktop PC/NETWORK PC POWER MANAGEMENT SOFTWARE
Commercial | Com ¦ Chilled Water Optimization | 2028 | SC A | MW | Before Competition Groups | 8.9283 | 0 | 0 | 721.0528 | 0.012382 | 19 | Commercial_2028_SC A_MW_Before Competition Groups_19 | Chilled Water Optimization | 1.238% | 0 | 8.9283 | Commercial_2028_SC A_MW_Before Competition Groups_Chilled Water Optimization
Commercial | Com ¦ Variable Frequency Drive (VFD) | 2028 | SC A | MW | Before Competition Groups | 7.807 | 0 | 0 | 721.0528 | 0.010827 | 20 | Commercial_2028_SC A_MW_Before Competition Groups_20 | Variable Frequency Drive (VFD) | 1.083% | 0 | 7.807 | Commercial_2028_SC A_MW_Before Competition Groups_Variable Frequency Drive (VFD)
Commercial | Com ¦ Demand Control Ventilation | 2028 | SC A | MW | Before Competition Groups | 7.5636 | 0 | 0 | 721.0528 | 0.01049 | 21 | Commercial_2028_SC A_MW_Before Competition Groups_21 | Demand Control Ventilation | 1.049% | 0 | 7.5636 | Commercial_2028_SC A_MW_Before Competition Groups_Demand Control Ventilation
Commercial | Com ¦ VFD on Pumps | 2028 | SC A | MW | Before Competition Groups | 7.2479 | 0 | 0 | 721.0528 | 0.010052 | 22 | Commercial_2028_SC A_MW_Before Competition Groups_22 | VFD on Pumps | 1.005% | 0 | 7.2479 | Commercial_2028_SC A_MW_Before Competition Groups_VFD on Pumps
Commercial | Com ¦ Refrigerated Display Case LED | 2028 | SC A | MW | Before Competition Groups | 5.8563 | 0 | 0 | 721.0528 | 0.0081218 | 23 | Commercial_2028_SC A_MW_Before Competition Groups_23 | Refrigerated Display Case LED | 0.8122% | 0 | 5.8563 | Commercial_2028_SC A_MW_Before Competition Groups_Refrigerated Display Case LED
Commercial | Com ¦ LED EXTERIOR AREA LIGHTS - LED fixture (200W) | 2028 | SC A | MW | Before Competition Groups | 5.4164 | 0 | 0 | 721.0528 | 0.0075118 | 24 | Commercial_2028_SC A_MW_Before Competition Groups_24 | LED EXTERIOR AREA LIGHTS - LED fixture (200W) | 0.7512% | 0 | 5.4164 | Commercial_2028_SC A_MW_Before Competition Groups_LED EXTERIOR AREA LIGHTS - LED fixture (200W)
Commercial | Com ¦ LED parking lot fixture | 2028 | SC A | MW | Before Competition Groups | 5.2536 | 0 | 0 | 721.0528 | 0.007286 | 25 | Commercial_2028_SC A_MW_Before Competition Groups_25 | LED parking lot fixture | 0.7286% | 0 | 5.2536 | Commercial_2028_SC A_MW_Before Competition Groups_LED parking lot fixture
Commercial | Com ¦ ECM MOTORS FOR EVAPORATOR FANS for refrigeration (WALK-IN) | 2028 | SC A | MW | Before Competition Groups | 3.9938 | 0 | 0 | 721.0528 | 0.0055388 | 26 | Commercial_2028_SC A_MW_Before Competition Groups_26 | ECM MOTORS FOR EVAPORATOR FANS for refrigeration (WALK-IN) | 0.5539% | 0 | 3.9938 | Commercial_2028_SC A_MW_Before Competition Groups_ECM MOTORS FOR EVAPORATOR FANS for refrigeration (WALK-IN)
Commercial | Com ¦ Air Handler with Dedicated Outdoor Air Systems | 2028 | SC A | MW | Before Competition Groups | 3.5663 | 0 | 0 | 721.0528 | 0.004946 | 27 | Commercial_2028_SC A_MW_Before Competition Groups_27 | Air Handler with Dedicated Outdoor Air Systems | 0.4946% | 0 | 3.5663 | Commercial_2028_SC A_MW_Before Competition Groups_Air Handler with Dedicated Outdoor Air Systems
Commercial | Com ¦ Evaporator Fan Controls | 2028 | SC A | MW | Before Competition Groups | 3.3553 | 0 | 0 | 721.0528 | 0.0046533 | 28 | Commercial_2028_SC A_MW_Before Competition Groups_28 | Evaporator Fan Controls | 0.4653% | 0 | 3.3553 | Commercial_2028_SC A_MW_Before Competition Groups_Evaporator Fan Controls
Commercial | Com ¦ ENERGY STAR Griddle (74% eff) | 2028 | SC A | MW | Before Competition Groups | 3.2958 | 0 | 0 | 721.0528 | 0.0045708 | 29 | Commercial_2028_SC A_MW_Before Competition Groups_29 | ENERGY STAR Griddle (74% eff) | 0.4571% | 0 | 3.2958 | Commercial_2028_SC A_MW_Before Competition Groups_ENERGY STAR Griddle (74% eff)
Commercial | Com ¦ LED street light fixture | 2028 | SC A | MW | Before Competition Groups | 3.1638 | 0 | 0 | 721.0528 | 0.0043877 | 30 | Commercial_2028_SC A_MW_Before Competition Groups_30 | LED street light fixture | 0.4388% | 0 | 3.1638 | Commercial_2028_SC A_MW_Before Competition Groups_LED street light fixture
Commercial | Com ¦ Demand Control Kitchen Ventilation | 2028 | SC A | MW | Before Competition Groups | 3.1426 | 0 | 0 | 721.0528 | 0.0043583 | 31 | Commercial_2028_SC A_MW_Before Competition Groups_31 | Demand Control Kitchen Ventilation | 0.4358% | 0 | 3.1426 | Commercial_2028_SC A_MW_Before Competition Groups_Demand Control Kitchen Ventilation
Commercial | Com ¦ Door Gasket Freezer/Refrigerator | 2028 | SC A | MW | Before Competition Groups | 2.9374 | 0 | 0 | 721.0528 | 0.0040737 | 32 | Commercial_2028_SC A_MW_Before Competition Groups_32 | Door Gasket Freezer/Refrigerator | 0.4074% | 0 | 2.9374 | Commercial_2028_SC A_MW_Before Competition Groups_Door Gasket Freezer/Refrigerator
Commercial | Com ¦ Freezer Case Light Sensor | 2028 | SC A | MW | Before Competition Groups | 2.8058 | 0 | 0 | 721.0528 | 0.0038912 | 33 | Commercial_2028_SC A_MW_Before Competition Groups_33 | Freezer Case Light Sensor | 0.3891% | 0 | 2.8058 | Commercial_2028_SC A_MW_Before Competition Groups_Freezer Case Light Sensor
Commercial | Com ¦ Occupancy Sensors | 2028 | SC A | MW | Before Competition Groups | 2.4182 | 0 | 0 | 721.0528 | 0.0033537 | 34 | Commercial_2028_SC A_MW_Before Competition Groups_34 | Occupancy Sensors | 0.3354% | 0 | 2.4182 | Commercial_2028_SC A_MW_Before Competition Groups_Occupancy Sensors
Commercial | Com ¦ Duct Insulation, R8 | 2028 | SC A | MW | Before Competition Groups | 2.016 | 0 | 0 | 721.0528 | 0.002796 | 35 | Commercial_2028_SC A_MW_Before Competition Groups_35 | Duct Insulation, R8 | 0.2796% | 0 | 2.016 | Commercial_2028_SC A_MW_Before Competition Groups_Duct Insulation, R8
Commercial | Com ¦ Water Source Heat Pump (4 ton) | 2028 | SC A | MW | Before Competition Groups | 1.6812 | 0 | 0 | 721.0528 | 0.0023315 | 36 | Commercial_2028_SC A_MW_Before Competition Groups_36 | Water Source Heat Pump (4 ton) | 0.2332% | 0 | 1.6812 | Commercial_2028_SC A_MW_Before Competition Groups_Water Source Heat Pump (4 ton)
Commercial | Com ¦ Elec Storage WH 2.30 Et | 2028 | SC A | MW | Before Competition Groups | 1.2585 | 0 | 0 | 721.0528 | 0.0017454 | 37 | Commercial_2028_SC A_MW_Before Competition Groups_37 | Elec Storage WH 2.30 Et | 0.1745% | 0 | 1.2585 | Commercial_2028_SC A_MW_Before Competition Groups_Elec Storage WH 2.30 Et
Commercial | Com ¦ BEVERAGE VENDING MACHINE CONTROLS | 2028 | SC A | MW | Before Competition Groups | 1.2294 | 0 | 0 | 721.0528 | 0.001705 | 38 | Commercial_2028_SC A_MW_Before Competition Groups_38 | BEVERAGE VENDING MACHINE CONTROLS | 0.1705% | 0 | 1.2294 | Commercial_2028_SC A_MW_Before Competition Groups_BEVERAGE VENDING MACHINE CONTROLS
Commercial | Com ¦ Temperature Adjustment in Commercial Freezers | 2028 | SC A | MW | Before Competition Groups | 1.228 | 0 | 0 | 721.0528 | 0.0017031 | 39 | Commercial_2028_SC A_MW_Before Competition Groups_39 | Temperature Adjustment in Commercial Freezers | 0.1703% | 0 | 1.228 | Commercial_2028_SC A_MW_Before Competition Groups_Temperature Adjustment in Commercial Freezers
Commercial | Com ¦ Vertical Night Covers | 2028 | SC A | MW | Before Competition Groups | 0.99193 | 0 | 0 | 721.0528 | 0.0013757 | 40 | Commercial_2028_SC A_MW_Before Competition Groups_40 | Vertical Night Covers | 0.1376% | 0 | 0.99193 | Commercial_2028_SC A_MW_Before Competition Groups_Vertical Night Covers
Commercial | Com ¦ ENERGY STAR Fryer (84% eff) | 2028 | SC A | MW | Before Competition Groups | 0.96991 | 0 | 0 | 721.0528 | 0.0013451 | 41 | Commercial_2028_SC A_MW_Before Competition Groups_41 | ENERGY STAR Fryer (84% eff) | 0.1345% | 0 | 0.96991 | Commercial_2028_SC A_MW_Before Competition Groups_ENERGY STAR Fryer (84% eff)
Commercial | Com ¦ CO Sensors for parking garage exhaust fans | 2028 | SC A | MW | Before Competition Groups | 0.93969 | 0 | 0 | 721.0528 | 0.0013032 | 42 | Commercial_2028_SC A_MW_Before Competition Groups_42 | CO Sensors for parking garage exhaust fans | 0.1303% | 0 | 0.93969 | Commercial_2028_SC A_MW_Before Competition Groups_CO Sensors for parking garage exhaust fans
Commercial | Com ¦ Energy Efficient Laboratory Fume Hood | 2028 | SC A | MW | Before Competition Groups | 0.89393 | 0 | 0 | 721.0528 | 0.0012398 | 43 | Commercial_2028_SC A_MW_Before Competition Groups_43 | Energy Efficient Laboratory Fume Hood | 0.124% | 0 | 0.89393 | Commercial_2028_SC A_MW_Before Competition Groups_Energy Efficient Laboratory Fume Hood
Commercial | Com ¦ Outside Air Economizer | 2028 | SC A | MW | Before Competition Groups | 0.82973 | 0 | 0 | 721.0528 | 0.0011507 | 44 | Commercial_2028_SC A_MW_Before Competition Groups_44 | Outside Air Economizer | 0.1151% | 0 | 0.82973 | Commercial_2028_SC A_MW_Before Competition Groups_Outside Air Economizer
Commercial | Com ¦ Water Heating (DHW) Pipe Insulation (Add 3/4\ Foam)" | 2028 | SC A | MW | Before Competition Groups | 0.77919 | 0 | 0 | 721.0528 | 0.0010806 | 45 | Commercial_2028_SC A_MW_Before Competition Groups_45 | Water Heating (DHW) Pipe Insulation (Add 3/4\ Foam)" | 0.1081% | 0 | 0.77919 | Commercial_2028_SC A_MW_Before Competition Groups_Water Heating (DHW) Pipe Insulation (Add 3/4\ Foam)"
Commercial | Com ¦ ENERGY STAR Steam Cookers | 2028 | SC A | MW | Before Competition Groups | 0.62119 | 0 | 0 | 721.0528 | 0.0008615 | 46 | Commercial_2028_SC A_MW_Before Competition Groups_46 | ENERGY STAR Steam Cookers | 0.08615% | 0 | 0.62119 | Commercial_2028_SC A_MW_Before Competition Groups_ENERGY STAR Steam Cookers
Commercial | Com ¦ Thermostat Setback | 2028 | SC A | MW | Before Competition Groups | 0.59122 | 0 | 0 | 721.0528 | 0.00081994 | 47 | Commercial_2028_SC A_MW_Before Competition Groups_47 | Thermostat Setback | 0.08199% | 0 | 0.59122 | Commercial_2028_SC A_MW_Before Competition Groups_Thermostat Setback
Commercial | Com ¦ Suction Pipe Insulation Freezer/Refrigerator | 2028 | SC A | MW | Before Competition Groups | 0.50988 | 0 | 0 | 721.0528 | 0.00070714 | 48 | Commercial_2028_SC A_MW_Before Competition Groups_48 | Suction Pipe Insulation Freezer/Refrigerator | 0.07071% | 0 | 0.50988 | Commercial_2028_SC A_MW_Before Competition Groups_Suction Pipe Insulation Freezer/Refrigerator
Commercial | Com ¦ ENERGY STAR Dishwasher | 2028 | SC A | MW | Before Competition Groups | 0.42914 | 0 | 0 | 721.0528 | 0.00059516 | 49 | Commercial_2028_SC A_MW_Before Competition Groups_49 | ENERGY STAR Dishwasher | 0.05952% | 0 | 0.42914 | Commercial_2028_SC A_MW_Before Competition Groups_ENERGY STAR Dishwasher
Commercial | Com ¦ Ozone Laundry Treatment | 2028 | SC A | MW | Before Competition Groups | 0.20523 | 0 | 0 | 721.0528 | 0.00028462 | 50 | Commercial_2028_SC A_MW_Before Competition Groups_50 | Ozone Laundry Treatment | 0.02846% | 0 | 0.20523 | Commercial_2028_SC A_MW_Before Competition Groups_Ozone Laundry Treatment
Commercial | Com ¦ Condensing Make Up Air Unit | 2028 | SC A | MW | Before Competition Groups | 0.18835 | 0 | 0 | 721.0528 | 0.00026121 | 51 | Commercial_2028_SC A_MW_Before Competition Groups_51 | Condensing Make Up Air Unit | 0.02612% | 0 | 0.18835 | Commercial_2028_SC A_MW_Before Competition Groups_Condensing Make Up Air Unit
Commercial | Com ¦ ECM MOTORS FOR HVAC APPLICATION (FAN-POWERED VAV BOX) | 2028 | SC A | MW | Before Competition Groups | 0.11842 | 0 | 0 | 721.0528 | 0.00016423 | 52 | Commercial_2028_SC A_MW_Before Competition Groups_52 | ECM MOTORS FOR HVAC APPLICATION (FAN-POWERED VAV BOX) | 0.01642% | 0 | 0.11842 | Commercial_2028_SC A_MW_Before Competition Groups_ECM MOTORS FOR HVAC APPLICATION (FAN-POWERED VAV BOX)
Commercial | COM ¦ Ductless Mini-Split Heat Pumps | 2028 | SC A | MW | Before Competition Groups | 0.11064 | 0 | 0 | 721.0528 | 0.00015345 | 53 | Commercial_2028_SC A_MW_Before Competition Groups_53 | Ductless Mini-Split Heat Pumps | 0.01534% | 0 | 0.11064 | Commercial_2028_SC A_MW_Before Competition Groups_Ductless Mini-Split Heat Pumps
Commercial | Com ¦ CEE Tier 2/Energy Star Clothes Washers | 2028 | SC A | MW | Before Competition Groups | 0.087008 | 0 | 0 | 721.0528 | 0.00012067 | 54 | Commercial_2028_SC A_MW_Before Competition Groups_54 | CEE Tier 2/Energy Star Clothes Washers | 0.01207% | 0 | 0.087008 | Commercial_2028_SC A_MW_Before Competition Groups_CEE Tier 2/Energy Star Clothes Washers
Commercial | Com ¦ PTAC (12 EER/10,000 BTU) | 2028 | SC A | MW | Before Competition Groups | 0.075786 | 0 | 0 | 721.0528 | 0.0001051 | 55 | Commercial_2028_SC A_MW_Before Competition Groups_55 | PTAC (12 EER/10,000 BTU) | 0.01051% | 0 | 0.075786 | Commercial_2028_SC A_MW_Before Competition Groups_PTAC (12 EER/10,000 BTU)
Commercial | Com ¦ HVAC Optimization | 2028 | SC A | MW | Before Competition Groups | 0.073477 | 0 | 0 | 721.0528 | 0.0001019 | 56 | Commercial_2028_SC A_MW_Before Competition Groups_56 | HVAC Optimization | 0.01019% | 0 | 0.073477 | Commercial_2028_SC A_MW_Before Competition Groups_HVAC Optimization
Commercial | Com ¦ Auto Off Time Switch or Time Clock control | 2028 | SC A | MW | Before Competition Groups | 0.0586 | 0 | 0 | 721.0528 | 8.127e-05 | 57 | Commercial_2028_SC A_MW_Before Competition Groups_57 | Auto Off Time Switch or Time Clock control | 0.008127% | 0 | 0.0586 | Commercial_2028_SC A_MW_Before Competition Groups_Auto Off Time Switch or Time Clock control
Commercial | Com ¦ Demand controlled Circulating Systems | 2028 | SC A | MW | Before Competition Groups | 0.053136 | 0 | 0 | 721.0528 | 7.3692e-05 | 58 | Commercial_2028_SC A_MW_Before Competition Groups_58 | Demand controlled Circulating Systems | 0.007369% | 0 | 0.053136 | Commercial_2028_SC A_MW_Before Competition Groups_Demand controlled Circulating Systems
Commercial | Com ¦ Notched V belts for HVAC Systems | 2028 | SC A | MW | Before Competition Groups | 0.051885 | 0 | 0 | 721.0528 | 7.1957e-05 | 59 | Commercial_2028_SC A_MW_Before Competition Groups_59 | Notched V belts for HVAC Systems | 0.007196% | 0 | 0.051885 | Commercial_2028_SC A_MW_Before Competition Groups_Notched V belts for HVAC Systems
Commercial | Com ¦ Low Flow Pre-Rinse Spray Nozzle | 2028 | SC A | MW | Before Competition Groups | 0.049569 | 0 | 0 | 721.0528 | 6.8746e-05 | 60 | Commercial_2028_SC A_MW_Before Competition Groups_60 | Low Flow Pre-Rinse Spray Nozzle | 0.006875% | 0 | 0.049569 | Commercial_2028_SC A_MW_Before Competition Groups_Low Flow Pre-Rinse Spray Nozzle
Commercial | Com ¦ Solar Water Preheat (Pools/DHW) | 2028 | SC A | MW | Before Competition Groups | 0.043796 | 0 | 0 | 721.0528 | 6.074e-05 | 61 | Commercial_2028_SC A_MW_Before Competition Groups_61 | Solar Water Preheat (Pools/DHW) | 0.006074% | 0 | 0.043796 | Commercial_2028_SC A_MW_Before Competition Groups_Solar Water Preheat (Pools/DHW)
Commercial | Com ¦ Commercial Hot Food Holding Cabinets | 2028 | SC A | MW | Before Competition Groups | 0.030646 | 0 | 0 | 721.0528 | 4.2502e-05 | 62 | Commercial_2028_SC A_MW_Before Competition Groups_62 | Commercial Hot Food Holding Cabinets | 0.00425% | 0 | 0.030646 | Commercial_2028_SC A_MW_Before Competition Groups_Commercial Hot Food Holding Cabinets
Commercial | Com ¦ Wall Insulation | 2028 | SC A | MW | Before Competition Groups | 0.01824 | 0 | 0 | 721.0528 | 2.5297e-05 | 63 | Commercial_2028_SC A_MW_Before Competition Groups_63 | Wall Insulation | 0.00253% | 0 | 0.01824 | Commercial_2028_SC A_MW_Before Competition Groups_Wall Insulation
Commercial | Com ¦ Condensing Unit Heaters or other Efficient Unit Heating System | 2028 | SC A | MW | Before Competition Groups | 0.01754 | 0 | 0 | 721.0528 | 2.4325e-05 | 64 | Commercial_2028_SC A_MW_Before Competition Groups_64 | Condensing Unit Heaters or other Efficient Unit Heating System | 0.002433% | 0 | 0.01754 | Commercial_2028_SC A_MW_Before Competition Groups_Condensing Unit Heaters or other Efficient Unit Heating System
Commercial | Com ¦ VSD Air Compressor | 2028 | SC A | MW | Before Competition Groups | 0.013442 | 0 | 0 | 721.0528 | 1.8642e-05 | 65 | Commercial_2028_SC A_MW_Before Competition Groups_65 | VSD Air Compressor | 0.001864% | 0 | 0.013442 | Commercial_2028_SC A_MW_Before Competition Groups_VSD Air Compressor
Commercial | Com ¦ Air Curtains | 2028 | SC A | MW | Before Competition Groups | 0.013143 | 0 | 0 | 721.0528 | 1.8228e-05 | 66 | Commercial_2028_SC A_MW_Before Competition Groups_66 | Air Curtains | 0.001823% | 0 | 0.013143 | Commercial_2028_SC A_MW_Before Competition Groups_Air Curtains
Commercial | Com ¦ Room AC (w/ louvered sides) 14 SEER from 12 SEER code | 2028 | SC A | MW | Before Competition Groups | 0.0085226 | 0 | 0 | 721.0528 | 1.182e-05 | 67 | Commercial_2028_SC A_MW_Before Competition Groups_67 | Room AC (w/ louvered sides) 14 SEER from 12 SEER code | 0.001182% | 0 | 0.0085226 | Commercial_2028_SC A_MW_Before Competition Groups_Room AC (w/ louvered sides) 14 SEER from 12 SEER code
Commercial | Com ¦ LED RECESSED DOWNLIGHTS | 2028 | SC A | MW | Before Competition Groups | 0.0062256 | 0 | 0 | 721.0528 | 8.634e-06 | 68 | Commercial_2028_SC A_MW_Before Competition Groups_68 | LED RECESSED DOWNLIGHTS | 0.0008634% | 0 | 0.0062256 | Commercial_2028_SC A_MW_Before Competition Groups_LED RECESSED DOWNLIGHTS
Commercial | Com ¦ High Efficiency Small Instantaneous Water Heater | 2028 | SC A | MW | Before Competition Groups | 0.0054196 | 0 | 0 | 721.0528 | 7.5162e-06 | 69 | Commercial_2028_SC A_MW_Before Competition Groups_69 | High Efficiency Small Instantaneous Water Heater | 0.0007516% | 0 | 0.0054196 | Commercial_2028_SC A_MW_Before Competition Groups_High Efficiency Small Instantaneous Water Heater
Commercial | Com ¦ Energy Recovery Ventilation and Ventilation (Enhanced) | 2028 | SC A | MW | Before Competition Groups | 0.0043015 | 0 | 0 | 721.0528 | 5.9655e-06 | 70 | Commercial_2028_SC A_MW_Before Competition Groups_70 | Energy Recovery Ventilation and Ventilation (Enhanced) | 0.0005966% | 0 | 0.0043015 | Commercial_2028_SC A_MW_Before Competition Groups_Energy Recovery Ventilation and Ventilation (Enhanced)
Commercial | Com ¦ LLLC - Low Impact Application | 2028 | SC A | MW | Before Competition Groups | 0.0032208 | 0 | 0 | 721.0528 | 4.4668e-06 | 71 | Commercial_2028_SC A_MW_Before Competition Groups_71 | LLLC - Low Impact Application | 0.0004467% | 0 | 0.0032208 | Commercial_2028_SC A_MW_Before Competition Groups_LLLC - Low Impact Application
Commercial | Com ¦ LLLC - High Impact Application | 2028 | SC A | MW | Before Competition Groups | 0.002908 | 0 | 0 | 721.0528 | 4.033e-06 | 72 | Commercial_2028_SC A_MW_Before Competition Groups_72 | LLLC - High Impact Application | 0.0004033% | 0 | 0.002908 | Commercial_2028_SC A_MW_Before Competition Groups_LLLC - High Impact Application
Commercial | Com ¦ High Efficiency Chiller (avg of water and air cooled) | 2028 | SC A | MW | Before Competition Groups | 0.0026233 | 0 | 0 | 721.0528 | 3.6381e-06 | 73 | Commercial_2028_SC A_MW_Before Competition Groups_73 | High Efficiency Chiller (avg of water and air cooled) | 0.0003638% | 0 | 0.0026233 | Commercial_2028_SC A_MW_Before Competition Groups_High Efficiency Chiller (avg of water and air cooled)
Commercial | Com ¦ EC Plug Fan for Data Center (under cabinet) | 2028 | SC A | MW | Before Competition Groups | 0.0016568 | 0 | 0 | 721.0528 | 2.2977e-06 | 74 | Commercial_2028_SC A_MW_Before Competition Groups_74 | EC Plug Fan for Data Center (under cabinet) | 0.0002298% | 0 | 0.0016568 | Commercial_2028_SC A_MW_Before Competition Groups_EC Plug Fan for Data Center (under cabinet)
Commercial | Com ¦ Electric Convection Combination Ovens | 2028 | SC A | MW | Before Competition Groups | 0.00022542 | 0 | 0 | 721.0528 | 3.1262e-07 | 75 | Commercial_2028_SC A_MW_Before Competition Groups_75 | Electric Convection Combination Ovens | 3.126e-05% | 0 | 0.00022542 | Commercial_2028_SC A_MW_Before Competition Groups_Electric Convection Combination Ovens
Commercial | Com ¦ Networked/Connected - High Impact Application | 2028 | SC A | MW | Before Competition Groups | 6.1734e-05 | 0 | 0 | 721.0528 | 8.5616e-08 | 76 | Commercial_2028_SC A_MW_Before Competition Groups_76 | Networked/Connected - High Impact Application | 8.562e-06% | 0 | 6.1734e-05 | Commercial_2028_SC A_MW_Before Competition Groups_Networked/Connected - High Impact Application
Commercial | Com ¦ Networked/Connected - Low Impact Application | 2028 | SC A | MW | Before Competition Groups | 2.8333e-06 | 0 | 0 | 721.0528 | 3.9295e-09 | 77 | Commercial_2028_SC A_MW_Before Competition Groups_77 | Networked/Connected - Low Impact Application | 3.929e-07% | 0 | 2.8333e-06 | Commercial_2028_SC A_MW_Before Competition Groups_Networked/Connected - Low Impact Application
Commercial | Com ¦ Efficient compressor motor | 2028 | SC A | MW | Before Competition Groups | 0 | 0 | 0 | 721.0528 | 0 | 78 | Commercial_2028_SC A_MW_Before Competition Groups_78 | Efficient compressor motor | 0% | 0 | 0 | Commercial_2028_SC A_MW_Before Competition Groups_Efficient compressor motor
Commercial | Com ¦ Indoor Daylight Sensors/Photocell Dimming Control | 2028 | SC A | MW | Before Competition Groups | 0 | 0 | 0 | 721.0528 | 0 | 79 | Commercial_2028_SC A_MW_Before Competition Groups_79 | Indoor Daylight Sensors/Photocell Dimming Control | 0% | 0 | 0 | Commercial_2028_SC A_MW_Before Competition Groups_Indoor Daylight Sensors/Photocell Dimming Control
Commercial | Com ¦ Variable Refrigerant Flow Heat Pump | 2028 | SC A | MW | Before Competition Groups | 0 | 0 | 0 | 721.0528 | 0 | 80 | Commercial_2028_SC A_MW_Before Competition Groups_80 | Variable Refrigerant Flow Heat Pump | 0% | 0 | 0 | Commercial_2028_SC A_MW_Before Competition Groups_Variable Refrigerant Flow Heat Pump
Commercial | Com ¦ Education and Capacity Building/Energy Behavior | 2028 | SC B | MW | Before Competition Groups | 149.661 | 0 | 0 | 1078.9549 | 0.13871 | 1 | Commercial_2028_SC B_MW_Before Competition Groups_1 | Education and Capacity Building/Energy Behavior | 13.87% | 0 | 149.661 | Commercial_2028_SC B_MW_Before Competition Groups_Education and Capacity Building/Energy Behavior
Commercial | Com ¦ LED Low/High Bay | 2028 | SC B | MW | Before Competition Groups | 111.8631 | 0 | 0 | 1078.9549 | 0.10368 | 2 | Commercial_2028_SC B_MW_Before Competition Groups_2 | LED Low/High Bay | 10.37% | 0 | 111.8631 | Commercial_2028_SC B_MW_Before Competition Groups_LED Low/High Bay
Commercial | Com ¦ ENERGY STAR LED LAMPS (REFLECTOR LAMPs/MR16/PAR 16) | 2028 | SC B | MW | Before Competition Groups | 104.4652 | 0 | 0 | 1078.9549 | 0.096821 | 3 | Commercial_2028_SC B_MW_Before Competition Groups_3 | ENERGY STAR LED LAMPS (REFLECTOR LAMPs/MR16/PAR 16) | 9.682% | 0 | 104.4652 | Commercial_2028_SC B_MW_Before Competition Groups_ENERGY STAR LED LAMPS (REFLECTOR LAMPs/MR16/PAR 16)
Commercial | Com ¦ LED Troffer/Surface/Suspended | 2028 | SC B | MW | Before Competition Groups | 97.7899 | 0 | 0 | 1078.9549 | 0.090634 | 4 | Commercial_2028_SC B_MW_Before Competition Groups_4 | LED Troffer/Surface/Suspended | 9.063% | 0 | 97.7899 | Commercial_2028_SC B_MW_Before Competition Groups_LED Troffer/Surface/Suspended
Commercial | Com ¦ Building Recommissioning, Operations and Maintenance (O&M) Improvements | 2028 | SC B | MW | Before Competition Groups | 67.5684 | 0 | 0 | 1078.9549 | 0.062624 | 5 | Commercial_2028_SC B_MW_Before Competition Groups_5 | Building Recommissioning, Operations and Maintenance (O&M) Improvements | 6.262% | 0 | 67.5684 | Commercial_2028_SC B_MW_Before Competition Groups_Building Recommissioning, Operations and Maintenance (O&M) Improvements
Commercial | Com ¦ LED Replacement Lamp (Tube) | 2028 | SC B | MW | Before Competition Groups | 55.3003 | 0 | 0 | 1078.9549 | 0.051254 | 6 | Commercial_2028_SC B_MW_Before Competition Groups_6 | LED Replacement Lamp (Tube) | 5.125% | 0 | 55.3003 | Commercial_2028_SC B_MW_Before Competition Groups_LED Replacement Lamp (Tube)
Commercial | Com ¦ High Efficiency Air Source Heat Pump | 2028 | SC B | MW | Before Competition Groups | 45.8502 | 0 | 0 | 1078.9549 | 0.042495 | 7 | Commercial_2028_SC B_MW_Before Competition Groups_7 | High Efficiency Air Source Heat Pump | 4.25% | 0 | 45.8502 | Commercial_2028_SC B_MW_Before Competition Groups_High Efficiency Air Source Heat Pump
Commercial | Com ¦ Unitary Air-Conditioning Unit | 2028 | SC B | MW | Before Competition Groups | 41.6455 | 0 | 0 | 1078.9549 | 0.038598 | 8 | Commercial_2028_SC B_MW_Before Competition Groups_8 | Unitary Air-Conditioning Unit | 3.86% | 0 | 41.6455 | Commercial_2028_SC B_MW_Before Competition Groups_Unitary Air-Conditioning Unit
Commercial | Com ¦ Advanced BAS/Controllers | 2028 | SC B | MW | Before Competition Groups | 33.4077 | 0 | 0 | 1078.9549 | 0.030963 | 9 | Commercial_2028_SC B_MW_Before Competition Groups_9 | Advanced BAS/Controllers | 3.096% | 0 | 33.4077 | Commercial_2028_SC B_MW_Before Competition Groups_Advanced BAS/Controllers
Commercial | Com ¦ Adaptive Thermostats | 2028 | SC B | MW | Before Competition Groups | 30.6387 | 0 | 0 | 1078.9549 | 0.028397 | 10 | Commercial_2028_SC B_MW_Before Competition Groups_10 | Adaptive Thermostats | 2.84% | 0 | 30.6387 | Commercial_2028_SC B_MW_Before Competition Groups_Adaptive Thermostats
Commercial | Com ¦ Data Center Storage/Server Virtualization | 2028 | SC B | MW | Before Competition Groups | 25.5009 | 0 | 0 | 1078.9549 | 0.023635 | 11 | Commercial_2028_SC B_MW_Before Competition Groups_11 | Data Center Storage/Server Virtualization | 2.363% | 0 | 25.5009 | Commercial_2028_SC B_MW_Before Competition Groups_Data Center Storage/Server Virtualization
Commercial | Com ¦ Furnace Tune-Up | 2028 | SC B | MW | Before Competition Groups | 24.5849 | 0 | 0 | 1078.9549 | 0.022786 | 12 | Commercial_2028_SC B_MW_Before Competition Groups_12 | Furnace Tune-Up | 2.279% | 0 | 24.5849 | Commercial_2028_SC B_MW_Before Competition Groups_Furnace Tune-Up
Commercial | Com ¦ Strip Curtains | 2028 | SC B | MW | Before Competition Groups | 23.7296 | 0 | 0 | 1078.9549 | 0.021993 | 13 | Commercial_2028_SC B_MW_Before Competition Groups_13 | Strip Curtains | 2.199% | 0 | 23.7296 | Commercial_2028_SC B_MW_Before Competition Groups_Strip Curtains
Commercial | Com ¦ LED or Equivalent Sign Lighting | 2028 | SC B | MW | Before Competition Groups | 21.1328 | 0 | 0 | 1078.9549 | 0.019586 | 14 | Commercial_2028_SC B_MW_Before Competition Groups_14 | LED or Equivalent Sign Lighting | 1.959% | 0 | 21.1328 | Commercial_2028_SC B_MW_Before Competition Groups_LED or Equivalent Sign Lighting
Commercial | Com ¦ Refrigerated Display Case Doors | 2028 | SC B | MW | Before Competition Groups | 20.2155 | 0 | 0 | 1078.9549 | 0.018736 | 15 | Commercial_2028_SC B_MW_Before Competition Groups_15 | Refrigerated Display Case Doors | 1.874% | 0 | 20.2155 | Commercial_2028_SC B_MW_Before Competition Groups_Refrigerated Display Case Doors
Commercial | Com ¦ Demand Control Ventilation | 2028 | SC B | MW | Before Competition Groups | 19.8469 | 0 | 0 | 1078.9549 | 0.018395 | 16 | Commercial_2028_SC B_MW_Before Competition Groups_16 | Demand Control Ventilation | 1.839% | 0 | 19.8469 | Commercial_2028_SC B_MW_Before Competition Groups_Demand Control Ventilation
Commercial | Com ¦ Reach-in Shaded Pole to ECM/PSC Evaporator Fan Motor | 2028 | SC B | MW | Before Competition Groups | 19.1249 | 0 | 0 | 1078.9549 | 0.017725 | 17 | Commercial_2028_SC B_MW_Before Competition Groups_17 | Reach-in Shaded Pole to ECM/PSC Evaporator Fan Motor | 1.773% | 0 | 19.1249 | Commercial_2028_SC B_MW_Before Competition Groups_Reach-in Shaded Pole to ECM/PSC Evaporator Fan Motor
Commercial | Com ¦ Variable Frequency Drive (VFD) | 2028 | SC B | MW | Before Competition Groups | 17.2435 | 0 | 0 | 1078.9549 | 0.015982 | 18 | Commercial_2028_SC B_MW_Before Competition Groups_18 | Variable Frequency Drive (VFD) | 1.598% | 0 | 17.2435 | Commercial_2028_SC B_MW_Before Competition Groups_Variable Frequency Drive (VFD)
Commercial | Com ¦ VFD on Pumps | 2028 | SC B | MW | Before Competition Groups | 16.1154 | 0 | 0 | 1078.9549 | 0.014936 | 19 | Commercial_2028_SC B_MW_Before Competition Groups_19 | VFD on Pumps | 1.494% | 0 | 16.1154 | Commercial_2028_SC B_MW_Before Competition Groups_VFD on Pumps
Commercial | Com ¦ Centrally controlled desktop PC/NETWORK PC POWER MANAGEMENT SOFTWARE | 2028 | SC B | MW | Before Competition Groups | 15.8149 | 0 | 0 | 1078.9549 | 0.014658 | 20 | Commercial_2028_SC B_MW_Before Competition Groups_20 | Centrally controlled desktop PC/NETWORK PC POWER MANAGEMENT SOFTWARE | 1.466% | 0 | 15.8149 | Commercial_2028_SC B_MW_Before Competition Groups_Centrally controlled desktop PC/NETWORK PC POWER MANAGEMENT SOFTWARE
Commercial | Com ¦ ENERGY STAR LED LAMPS (General Service Lamps) | 2028 | SC B | MW | Before Competition Groups | 13.2532 | 0 | 0 | 1078.9549 | 0.012283 | 21 | Commercial_2028_SC B_MW_Before Competition Groups_21 | ENERGY STAR LED LAMPS (General Service Lamps) | 1.228% | 0 | 13.2532 | Commercial_2028_SC B_MW_Before Competition Groups_ENERGY STAR LED LAMPS (General Service Lamps)
Commercial | Com ¦ Air Handler with Dedicated Outdoor Air Systems | 2028 | SC B | MW | Before Competition Groups | 13.0433 | 0 | 0 | 1078.9549 | 0.012089 | 22 | Commercial_2028_SC B_MW_Before Competition Groups_22 | Air Handler with Dedicated Outdoor Air Systems | 1.209% | 0 | 13.0433 | Commercial_2028_SC B_MW_Before Competition Groups_Air Handler with Dedicated Outdoor Air Systems
Commercial | Com ¦ Chilled Water Optimization | 2028 | SC B | MW | Before Competition Groups | 11.6101 | 0 | 0 | 1078.9549 | 0.01076 | 23 | Commercial_2028_SC B_MW_Before Competition Groups_23 | Chilled Water Optimization | 1.076% | 0 | 11.6101 | Commercial_2028_SC B_MW_Before Competition Groups_Chilled Water Optimization
Commercial | Com ¦ Refrigerated Display Case LED | 2028 | SC B | MW | Before Competition Groups | 10.9325 | 0 | 0 | 1078.9549 | 0.010132 | 24 | Commercial_2028_SC B_MW_Before Competition Groups_24 | Refrigerated Display Case LED | 1.013% | 0 | 10.9325 | Commercial_2028_SC B_MW_Before Competition Groups_Refrigerated Display Case LED
Commercial | Com ¦ ECM MOTORS FOR EVAPORATOR FANS for refrigeration (WALK-IN) | 2028 | SC B | MW | Before Competition Groups | 8.8796 | 0 | 0 | 1078.9549 | 0.0082298 | 25 | Commercial_2028_SC B_MW_Before Competition Groups_25 | ECM MOTORS FOR EVAPORATOR FANS for refrigeration (WALK-IN) | 0.823% | 0 | 8.8796 | Commercial_2028_SC B_MW_Before Competition Groups_ECM MOTORS FOR EVAPORATOR FANS for refrigeration (WALK-IN)
Commercial | Com ¦ Freezer Case Light Sensor | 2028 | SC B | MW | Before Competition Groups | 7.6672 | 0 | 0 | 1078.9549 | 0.0071062 | 26 | Commercial_2028_SC B_MW_Before Competition Groups_26 | Freezer Case Light Sensor | 0.7106% | 0 | 7.6672 | Commercial_2028_SC B_MW_Before Competition Groups_Freezer Case Light Sensor
Commercial | Com ¦ Evaporator Fan Controls | 2028 | SC B | MW | Before Competition Groups | 7.47 | 0 | 0 | 1078.9549 | 0.0069233 | 27 | Commercial_2028_SC B_MW_Before Competition Groups_27 | Evaporator Fan Controls | 0.6923% | 0 | 7.47 | Commercial_2028_SC B_MW_Before Competition Groups_Evaporator Fan Controls
Commercial | Com ¦ Door Gasket Freezer/Refrigerator | 2028 | SC B | MW | Before Competition Groups | 6.7207 | 0 | 0 | 1078.9549 | 0.0062289 | 28 | Commercial_2028_SC B_MW_Before Competition Groups_28 | Door Gasket Freezer/Refrigerator | 0.6229% | 0 | 6.7207 | Commercial_2028_SC B_MW_Before Competition Groups_Door Gasket Freezer/Refrigerator
Commercial | Com ¦ Demand Control Kitchen Ventilation | 2028 | SC B | MW | Before Competition Groups | 6.2165 | 0 | 0 | 1078.9549 | 0.0057616 | 29 | Commercial_2028_SC B_MW_Before Competition Groups_29 | Demand Control Kitchen Ventilation | 0.5762% | 0 | 6.2165 | Commercial_2028_SC B_MW_Before Competition Groups_Demand Control Kitchen Ventilation
Commercial | Com ¦ LED EXTERIOR AREA LIGHTS - LED fixture (200W) | 2028 | SC B | MW | Before Competition Groups | 5.4301 | 0 | 0 | 1078.9549 | 0.0050327 | 30 | Commercial_2028_SC B_MW_Before Competition Groups_30 | LED EXTERIOR AREA LIGHTS - LED fixture (200W) | 0.5033% | 0 | 5.4301 | Commercial_2028_SC B_MW_Before Competition Groups_LED EXTERIOR AREA LIGHTS - LED fixture (200W)
Commercial | Com ¦ LED parking lot fixture | 2028 | SC B | MW | Before Competition Groups | 5.2536 | 0 | 0 | 1078.9549 | 0.0048691 | 31 | Commercial_2028_SC B_MW_Before Competition Groups_31 | LED parking lot fixture | 0.4869% | 0 | 5.2536 | Commercial_2028_SC B_MW_Before Competition Groups_LED parking lot fixture
Commercial | Com ¦ Duct Insulation, R8 | 2028 | SC B | MW | Before Competition Groups | 4.5466 | 0 | 0 | 1078.9549 | 0.0042139 | 32 | Commercial_2028_SC B_MW_Before Competition Groups_32 | Duct Insulation, R8 | 0.4214% | 0 | 4.5466 | Commercial_2028_SC B_MW_Before Competition Groups_Duct Insulation, R8
Commercial | Com ¦ Water Source Heat Pump (4 ton) | 2028 | SC B | MW | Before Competition Groups | 3.4087 | 0 | 0 | 1078.9549 | 0.0031593 | 33 | Commercial_2028_SC B_MW_Before Competition Groups_33 | Water Source Heat Pump (4 ton) | 0.3159% | 0 | 3.4087 | Commercial_2028_SC B_MW_Before Competition Groups_Water Source Heat Pump (4 ton)
Commercial | Com ¦ ENERGY STAR Griddle (74% eff) | 2028 | SC B | MW | Before Competition Groups | 3.2957 | 0 | 0 | 1078.9549 | 0.0030546 | 34 | Commercial_2028_SC B_MW_Before Competition Groups_34 | ENERGY STAR Griddle (74% eff) | 0.3055% | 0 | 3.2957 | Commercial_2028_SC B_MW_Before Competition Groups_ENERGY STAR Griddle (74% eff)
Commercial | Com ¦ LED street light fixture | 2028 | SC B | MW | Before Competition Groups | 3.2134 | 0 | 0 | 1078.9549 | 0.0029783 | 35 | Commercial_2028_SC B_MW_Before Competition Groups_35 | LED street light fixture | 0.2978% | 0 | 3.2134 | Commercial_2028_SC B_MW_Before Competition Groups_LED street light fixture
Commercial | Com ¦ BEVERAGE VENDING MACHINE CONTROLS | 2028 | SC B | MW | Before Competition Groups | 2.7591 | 0 | 0 | 1078.9549 | 0.0025572 | 36 | Commercial_2028_SC B_MW_Before Competition Groups_36 | BEVERAGE VENDING MACHINE CONTROLS | 0.2557% | 0 | 2.7591 | Commercial_2028_SC B_MW_Before Competition Groups_BEVERAGE VENDING MACHINE CONTROLS
Commercial | Com ¦ Temperature Adjustment in Commercial Freezers | 2028 | SC B | MW | Before Competition Groups | 2.7328 | 0 | 0 | 1078.9549 | 0.0025329 | 37 | Commercial_2028_SC B_MW_Before Competition Groups_37 | Temperature Adjustment in Commercial Freezers | 0.2533% | 0 | 2.7328 | Commercial_2028_SC B_MW_Before Competition Groups_Temperature Adjustment in Commercial Freezers
Commercial | Com ¦ Elec Storage WH 2.30 Et | 2028 | SC B | MW | Before Competition Groups | 2.5142 | 0 | 0 | 1078.9549 | 0.0023302 | 38 | Commercial_2028_SC B_MW_Before Competition Groups_38 | Elec Storage WH 2.30 Et | 0.233% | 0 | 2.5142 | Commercial_2028_SC B_MW_Before Competition Groups_Elec Storage WH 2.30 Et
Commercial | Com ¦ Occupancy Sensors | 2028 | SC B | MW | Before Competition Groups | 2.4182 | 0 | 0 | 1078.9549 | 0.0022413 | 39 | Commercial_2028_SC B_MW_Before Competition Groups_39 | Occupancy Sensors | 0.2241% | 0 | 2.4182 | Commercial_2028_SC B_MW_Before Competition Groups_Occupancy Sensors
Commercial | Com ¦ Vertical Night Covers | 2028 | SC B | MW | Before Competition Groups | 2.2584 | 0 | 0 | 1078.9549 | 0.0020932 | 40 | Commercial_2028_SC B_MW_Before Competition Groups_40 | Vertical Night Covers | 0.2093% | 0 | 2.2584 | Commercial_2028_SC B_MW_Before Competition Groups_Vertical Night Covers
Commercial | Com ¦ CO Sensors for parking garage exhaust fans | 2028 | SC B | MW | Before Competition Groups | 2.1814 | 0 | 0 | 1078.9549 | 0.0020218 | 41 | Commercial_2028_SC B_MW_Before Competition Groups_41 | CO Sensors for parking garage exhaust fans | 0.2022% | 0 | 2.1814 | Commercial_2028_SC B_MW_Before Competition Groups_CO Sensors for parking garage exhaust fans
Commercial | Com ¦ Energy Efficient Laboratory Fume Hood | 2028 | SC B | MW | Before Competition Groups | 2.1545 | 0 | 0 | 1078.9549 | 0.0019968 | 42 | Commercial_2028_SC B_MW_Before Competition Groups_42 | Energy Efficient Laboratory Fume Hood | 0.1997% | 0 | 2.1545 | Commercial_2028_SC B_MW_Before Competition Groups_Energy Efficient Laboratory Fume Hood
Commercial | Com ¦ Water Heating (DHW) Pipe Insulation (Add 3/4\ Foam)" | 2028 | SC B | MW | Before Competition Groups | 1.7302 | 0 | 0 | 1078.9549 | 0.0016036 | 43 | Commercial_2028_SC B_MW_Before Competition Groups_43 | Water Heating (DHW) Pipe Insulation (Add 3/4\ Foam)" | 0.1604% | 0 | 1.7302 | Commercial_2028_SC B_MW_Before Competition Groups_Water Heating (DHW) Pipe Insulation (Add 3/4\ Foam)"
Commercial | Com ¦ Outside Air Economizer | 2028 | SC B | MW | Before Competition Groups | 1.4517 | 0 | 0 | 1078.9549 | 0.0013454 | 44 | Commercial_2028_SC B_MW_Before Competition Groups_44 | Outside Air Economizer | 0.1345% | 0 | 1.4517 | Commercial_2028_SC B_MW_Before Competition Groups_Outside Air Economizer
Commercial | Com ¦ Suction Pipe Insulation Freezer/Refrigerator | 2028 | SC B | MW | Before Competition Groups | 1.175 | 0 | 0 | 1078.9549 | 0.001089 | 45 | Commercial_2028_SC B_MW_Before Competition Groups_45 | Suction Pipe Insulation Freezer/Refrigerator | 0.1089% | 0 | 1.175 | Commercial_2028_SC B_MW_Before Competition Groups_Suction Pipe Insulation Freezer/Refrigerator
Commercial | Com ¦ ENERGY STAR Fryer (84% eff) | 2028 | SC B | MW | Before Competition Groups | 0.96991 | 0 | 0 | 1078.9549 | 0.00089893 | 46 | Commercial_2028_SC B_MW_Before Competition Groups_46 | ENERGY STAR Fryer (84% eff) | 0.08989% | 0 | 0.96991 | Commercial_2028_SC B_MW_Before Competition Groups_ENERGY STAR Fryer (84% eff)
Commercial | Com ¦ ENERGY STAR Steam Cookers | 2028 | SC B | MW | Before Competition Groups | 0.62118 | 0 | 0 | 1078.9549 | 0.00057573 | 47 | Commercial_2028_SC B_MW_Before Competition Groups_47 | ENERGY STAR Steam Cookers | 0.05757% | 0 | 0.62118 | Commercial_2028_SC B_MW_Before Competition Groups_ENERGY STAR Steam Cookers
Commercial | Com ¦ Thermostat Setback | 2028 | SC B | MW | Before Competition Groups | 0.59843 | 0 | 0 | 1078.9549 | 0.00055464 | 48 | Commercial_2028_SC B_MW_Before Competition Groups_48 | Thermostat Setback | 0.05546% | 0 | 0.59843 | Commercial_2028_SC B_MW_Before Competition Groups_Thermostat Setback
Commercial | Com ¦ Ozone Laundry Treatment | 2028 | SC B | MW | Before Competition Groups | 0.54349 | 0 | 0 | 1078.9549 | 0.00050372 | 49 | Commercial_2028_SC B_MW_Before Competition Groups_49 | Ozone Laundry Treatment | 0.05037% | 0 | 0.54349 | Commercial_2028_SC B_MW_Before Competition Groups_Ozone Laundry Treatment
Commercial | Com ¦ ENERGY STAR Dishwasher | 2028 | SC B | MW | Before Competition Groups | 0.49122 | 0 | 0 | 1078.9549 | 0.00045527 | 50 | Commercial_2028_SC B_MW_Before Competition Groups_50 | ENERGY STAR Dishwasher | 0.04553% | 0 | 0.49122 | Commercial_2028_SC B_MW_Before Competition Groups_ENERGY STAR Dishwasher
Commercial | Com ¦ Condensing Make Up Air Unit | 2028 | SC B | MW | Before Competition Groups | 0.38713 | 0 | 0 | 1078.9549 | 0.0003588 | 51 | Commercial_2028_SC B_MW_Before Competition Groups_51 | Condensing Make Up Air Unit | 0.03588% | 0 | 0.38713 | Commercial_2028_SC B_MW_Before Competition Groups_Condensing Make Up Air Unit
Commercial | Com ¦ ECM MOTORS FOR HVAC APPLICATION (FAN-POWERED VAV BOX) | 2028 | SC B | MW | Before Competition Groups | 0.22427 | 0 | 0 | 1078.9549 | 0.00020786 | 52 | Commercial_2028_SC B_MW_Before Competition Groups_52 | ECM MOTORS FOR HVAC APPLICATION (FAN-POWERED VAV BOX) | 0.02079% | 0 | 0.22427 | Commercial_2028_SC B_MW_Before Competition Groups_ECM MOTORS FOR HVAC APPLICATION (FAN-POWERED VAV BOX)
Commercial | Com ¦ PTAC (12 EER/10,000 BTU) | 2028 | SC B | MW | Before Competition Groups | 0.19629 | 0 | 0 | 1078.9549 | 0.00018193 | 53 | Commercial_2028_SC B_MW_Before Competition Groups_53 | PTAC (12 EER/10,000 BTU) | 0.01819% | 0 | 0.19629 | Commercial_2028_SC B_MW_Before Competition Groups_PTAC (12 EER/10,000 BTU)
Commercial | COM ¦ Ductless Mini-Split Heat Pumps | 2028 | SC B | MW | Before Competition Groups | 0.15512 | 0 | 0 | 1078.9549 | 0.00014377 | 54 | Commercial_2028_SC B_MW_Before Competition Groups_54 | Ductless Mini-Split Heat Pumps | 0.01438% | 0 | 0.15512 | Commercial_2028_SC B_MW_Before Competition Groups_Ductless Mini-Split Heat Pumps
Commercial | Com ¦ Auto Off Time Switch or Time Clock control | 2028 | SC B | MW | Before Competition Groups | 0.12574 | 0 | 0 | 1078.9549 | 0.00011654 | 55 | Commercial_2028_SC B_MW_Before Competition Groups_55 | Auto Off Time Switch or Time Clock control | 0.01165% | 0 | 0.12574 | Commercial_2028_SC B_MW_Before Competition Groups_Auto Off Time Switch or Time Clock control
Commercial | Com ¦ Demand controlled Circulating Systems | 2028 | SC B | MW | Before Competition Groups | 0.11522 | 0 | 0 | 1078.9549 | 0.00010679 | 56 | Commercial_2028_SC B_MW_Before Competition Groups_56 | Demand controlled Circulating Systems | 0.01068% | 0 | 0.11522 | Commercial_2028_SC B_MW_Before Competition Groups_Demand controlled Circulating Systems
Commercial | Com ¦ Notched V belts for HVAC Systems | 2028 | SC B | MW | Before Competition Groups | 0.10691 | 0 | 0 | 1078.9549 | 9.9086e-05 | 57 | Commercial_2028_SC B_MW_Before Competition Groups_57 | Notched V belts for HVAC Systems | 0.009909% | 0 | 0.10691 | Commercial_2028_SC B_MW_Before Competition Groups_Notched V belts for HVAC Systems
Commercial | Com ¦ Solar Water Preheat (Pools/DHW) | 2028 | SC B | MW | Before Competition Groups | 0.10647 | 0 | 0 | 1078.9549 | 9.8674e-05 | 58 | Commercial_2028_SC B_MW_Before Competition Groups_58 | Solar Water Preheat (Pools/DHW) | 0.009867% | 0 | 0.10647 | Commercial_2028_SC B_MW_Before Competition Groups_Solar Water Preheat (Pools/DHW)
Commercial | Com ¦ CEE Tier 2/Energy Star Clothes Washers | 2028 | SC B | MW | Before Competition Groups | 0.10541 | 0 | 0 | 1078.9549 | 9.7694e-05 | 59 | Commercial_2028_SC B_MW_Before Competition Groups_59 | CEE Tier 2/Energy Star Clothes Washers | 0.009769% | 0 | 0.10541 | Commercial_2028_SC B_MW_Before Competition Groups_CEE Tier 2/Energy Star Clothes Washers
Commercial | Com ¦ HVAC Optimization | 2028 | SC B | MW | Before Competition Groups | 0.073477 | 0 | 0 | 1078.9549 | 6.81e-05 | 60 | Commercial_2028_SC B_MW_Before Competition Groups_60 | HVAC Optimization | 0.00681% | 0 | 0.073477 | Commercial_2028_SC B_MW_Before Competition Groups_HVAC Optimization
Commercial | Com ¦ Low Flow Pre-Rinse Spray Nozzle | 2028 | SC B | MW | Before Competition Groups | 0.064211 | 0 | 0 | 1078.9549 | 5.9512e-05 | 61 | Commercial_2028_SC B_MW_Before Competition Groups_61 | Low Flow Pre-Rinse Spray Nozzle | 0.005951% | 0 | 0.064211 | Commercial_2028_SC B_MW_Before Competition Groups_Low Flow Pre-Rinse Spray Nozzle
Commercial | Com ¦ Commercial Hot Food Holding Cabinets | 2028 | SC B | MW | Before Competition Groups | 0.044431 | 0 | 0 | 1078.9549 | 4.118e-05 | 62 | Commercial_2028_SC B_MW_Before Competition Groups_62 | Commercial Hot Food Holding Cabinets | 0.004118% | 0 | 0.044431 | Commercial_2028_SC B_MW_Before Competition Groups_Commercial Hot Food Holding Cabinets
Commercial | Com ¦ Wall Insulation | 2028 | SC B | MW | Before Competition Groups | 0.041396 | 0 | 0 | 1078.9549 | 3.8366e-05 | 63 | Commercial_2028_SC B_MW_Before Competition Groups_63 | Wall Insulation | 0.003837% | 0 | 0.041396 | Commercial_2028_SC B_MW_Before Competition Groups_Wall Insulation
Commercial | Com ¦ Condensing Unit Heaters or other Efficient Unit Heating System | 2028 | SC B | MW | Before Competition Groups | 0.038835 | 0 | 0 | 1078.9549 | 3.5993e-05 | 64 | Commercial_2028_SC B_MW_Before Competition Groups_64 | Condensing Unit Heaters or other Efficient Unit Heating System | 0.003599% | 0 | 0.038835 | Commercial_2028_SC B_MW_Before Competition Groups_Condensing Unit Heaters or other Efficient Unit Heating System
Commercial | Com ¦ High Efficiency Small Instantaneous Water Heater | 2028 | SC B | MW | Before Competition Groups | 0.033146 | 0 | 0 | 1078.9549 | 3.072e-05 | 65 | Commercial_2028_SC B_MW_Before Competition Groups_65 | High Efficiency Small Instantaneous Water Heater | 0.003072% | 0 | 0.033146 | Commercial_2028_SC B_MW_Before Competition Groups_High Efficiency Small Instantaneous Water Heater
Commercial | Com ¦ Room AC (w/ louvered sides) 14 SEER from 12 SEER code | 2028 | SC B | MW | Before Competition Groups | 0.027241 | 0 | 0 | 1078.9549 | 2.5247e-05 | 66 | Commercial_2028_SC B_MW_Before Competition Groups_66 | Room AC (w/ louvered sides) 14 SEER from 12 SEER code | 0.002525% | 0 | 0.027241 | Commercial_2028_SC B_MW_Before Competition Groups_Room AC (w/ louvered sides) 14 SEER from 12 SEER code
Commercial | Com ¦ High Efficiency Chiller (avg of water and air cooled) | 2028 | SC B | MW | Before Competition Groups | 0.020646 | 0 | 0 | 1078.9549 | 1.9135e-05 | 67 | Commercial_2028_SC B_MW_Before Competition Groups_67 | High Efficiency Chiller (avg of water and air cooled) | 0.001914% | 0 | 0.020646 | Commercial_2028_SC B_MW_Before Competition Groups_High Efficiency Chiller (avg of water and air cooled)
Commercial | Com ¦ Energy Recovery Ventilation and Ventilation (Enhanced) | 2028 | SC B | MW | Before Competition Groups | 0.017728 | 0 | 0 | 1078.9549 | 1.643e-05 | 68 | Commercial_2028_SC B_MW_Before Competition Groups_68 | Energy Recovery Ventilation and Ventilation (Enhanced) | 0.001643% | 0 | 0.017728 | Commercial_2028_SC B_MW_Before Competition Groups_Energy Recovery Ventilation and Ventilation (Enhanced)
Commercial | Com ¦ VSD Air Compressor | 2028 | SC B | MW | Before Competition Groups | 0.016152 | 0 | 0 | 1078.9549 | 1.497e-05 | 69 | Commercial_2028_SC B_MW_Before Competition Groups_69 | VSD Air Compressor | 0.001497% | 0 | 0.016152 | Commercial_2028_SC B_MW_Before Competition Groups_VSD Air Compressor
Commercial | Com ¦ LED RECESSED DOWNLIGHTS | 2028 | SC B | MW | Before Competition Groups | 0.0068278 | 0 | 0 | 1078.9549 | 6.3281e-06 | 70 | Commercial_2028_SC B_MW_Before Competition Groups_70 | LED RECESSED DOWNLIGHTS | 0.0006328% | 0 | 0.0068278 | Commercial_2028_SC B_MW_Before Competition Groups_LED RECESSED DOWNLIGHTS
Commercial | Com ¦ Air Curtains | 2028 | SC B | MW | Before Competition Groups | 0.0048739 | 0 | 0 | 1078.9549 | 4.5173e-06 | 71 | Commercial_2028_SC B_MW_Before Competition Groups_71 | Air Curtains | 0.0004517% | 0 | 0.0048739 | Commercial_2028_SC B_MW_Before Competition Groups_Air Curtains
Commercial | Com ¦ EC Plug Fan for Data Center (under cabinet) | 2028 | SC B | MW | Before Competition Groups | 0.0025988 | 0 | 0 | 1078.9549 | 2.4086e-06 | 72 | Commercial_2028_SC B_MW_Before Competition Groups_72 | EC Plug Fan for Data Center (under cabinet) | 0.0002409% | 0 | 0.0025988 | Commercial_2028_SC B_MW_Before Competition Groups_EC Plug Fan for Data Center (under cabinet)
Commercial | Com ¦ Electric Convection Combination Ovens | 2028 | SC B | MW | Before Competition Groups | 0.00024674 | 0 | 0 | 1078.9549 | 2.2868e-07 | 73 | Commercial_2028_SC B_MW_Before Competition Groups_73 | Electric Convection Combination Ovens | 2.287e-05% | 0 | 0.00024674 | Commercial_2028_SC B_MW_Before Competition Groups_Electric Convection Combination Ovens
Commercial | Com ¦ LLLC - Low Impact Application | 2028 | SC B | MW | Before Competition Groups | 3.7739e-19 | 0 | 0 | 1078.9549 | 3.4978e-22 | 74 | Commercial_2028_SC B_MW_Before Competition Groups_74 | LLLC - Low Impact Application | 3.498e-20% | 0 | 3.7739e-19 | Commercial_2028_SC B_MW_Before Competition Groups_LLLC - Low Impact Application
Commercial | Com ¦ LLLC - High Impact Application | 2028 | SC B | MW | Before Competition Groups | 1.2903e-19 | 0 | 0 | 1078.9549 | 1.1959e-22 | 75 | Commercial_2028_SC B_MW_Before Competition Groups_75 | LLLC - High Impact Application | 1.196e-20% | 0 | 1.2903e-19 | Commercial_2028_SC B_MW_Before Competition Groups_LLLC - High Impact Application
Commercial | Com ¦ Networked/Connected - High Impact Application | 2028 | SC B | MW | Before Competition Groups | 1.3381e-21 | 0 | 0 | 1078.9549 | 1.2402e-24 | 76 | Commercial_2028_SC B_MW_Before Competition Groups_76 | Networked/Connected - High Impact Application | 1.24e-22% | 0 | 1.3381e-21 | Commercial_2028_SC B_MW_Before Competition Groups_Networked/Connected - High Impact Application
Commercial | Com ¦ Networked/Connected - Low Impact Application | 2028 | SC B | MW | Before Competition Groups | 7.3584e-22 | 0 | 0 | 1078.9549 | 6.8199e-25 | 77 | Commercial_2028_SC B_MW_Before Competition Groups_77 | Networked/Connected - Low Impact Application | 6.82e-23% | 0 | 7.3584e-22 | Commercial_2028_SC B_MW_Before Competition Groups_Networked/Connected - Low Impact Application
Commercial | Com ¦ Efficient compressor motor | 2028 | SC B | MW | Before Competition Groups | 0 | 0 | 0 | 1078.9549 | 0 | 78 | Commercial_2028_SC B_MW_Before Competition Groups_78 | Efficient compressor motor | 0% | 0 | 0 | Commercial_2028_SC B_MW_Before Competition Groups_Efficient compressor motor
Commercial | Com ¦ Indoor Daylight Sensors/Photocell Dimming Control | 2028 | SC B | MW | Before Competition Groups | 0 | 0 | 0 | 1078.9549 | 0 | 79 | Commercial_2028_SC B_MW_Before Competition Groups_79 | Indoor Daylight Sensors/Photocell Dimming Control | 0% | 0 | 0 | Commercial_2028_SC B_MW_Before Competition Groups_Indoor Daylight Sensors/Photocell Dimming Control
Commercial | Com ¦ Variable Refrigerant Flow Heat Pump | 2028 | SC B | MW | Before Competition Groups | 0 | 0 | 0 | 1078.9549 | 0 | 80 | Commercial_2028_SC B_MW_Before Competition Groups_80 | Variable Refrigerant Flow Heat Pump | 0% | 0 | 0 | Commercial_2028_SC B_MW_Before Competition Groups_Variable Refrigerant Flow Heat Pump
Commercial | Com ¦ LED Low/High Bay | 2028 | SC C | MW | Before Competition Groups | 111.6117 | 0 | 0 | 773.5603 | 0.14428 | 1 | Commercial_2028_SC C_MW_Before Competition Groups_1 | LED Low/High Bay | 14.43% | 0 | 111.6117 | Commercial_2028_SC C_MW_Before Competition Groups_LED Low/High Bay
Commercial | Com ¦ ENERGY STAR LED LAMPS (REFLECTOR LAMPs/MR16/PAR 16) | 2028 | SC C | MW | Before Competition Groups | 104.4652 | 0 | 0 | 773.5603 | 0.13504 | 2 | Commercial_2028_SC C_MW_Before Competition Groups_2 | ENERGY STAR LED LAMPS (REFLECTOR LAMPs/MR16/PAR 16) | 13.5% | 0 | 104.4652 | Commercial_2028_SC C_MW_Before Competition Groups_ENERGY STAR LED LAMPS (REFLECTOR LAMPs/MR16/PAR 16)
Commercial | Com ¦ LED Troffer/Surface/Suspended | 2028 | SC C | MW | Before Competition Groups | 97.5479 | 0 | 0 | 773.5603 | 0.1261 | 3 | Commercial_2028_SC C_MW_Before Competition Groups_3 | LED Troffer/Surface/Suspended | 12.61% | 0 | 97.5479 | Commercial_2028_SC C_MW_Before Competition Groups_LED Troffer/Surface/Suspended
Commercial | Com ¦ LED Replacement Lamp (Tube) | 2028 | SC C | MW | Before Competition Groups | 55.3003 | 0 | 0 | 773.5603 | 0.071488 | 4 | Commercial_2028_SC C_MW_Before Competition Groups_4 | LED Replacement Lamp (Tube) | 7.149% | 0 | 55.3003 | Commercial_2028_SC C_MW_Before Competition Groups_LED Replacement Lamp (Tube)
Commercial | Com ¦ High Efficiency Air Source Heat Pump | 2028 | SC C | MW | Before Competition Groups | 45.8503 | 0 | 0 | 773.5603 | 0.059272 | 5 | Commercial_2028_SC C_MW_Before Competition Groups_5 | High Efficiency Air Source Heat Pump | 5.927% | 0 | 45.8503 | Commercial_2028_SC C_MW_Before Competition Groups_High Efficiency Air Source Heat Pump
Commercial | Com ¦ Building Recommissioning, Operations and Maintenance (O&M) Improvements | 2028 | SC C | MW | Before Competition Groups | 39.0598 | 0 | 0 | 773.5603 | 0.050494 | 6 | Commercial_2028_SC C_MW_Before Competition Groups_6 | Building Recommissioning, Operations and Maintenance (O&M) Improvements | 5.049% | 0 | 39.0598 | Commercial_2028_SC C_MW_Before Competition Groups_Building Recommissioning, Operations and Maintenance (O&M) Improvements
Commercial | Com ¦ Education and Capacity Building/Energy Behavior | 2028 | SC C | MW | Before Competition Groups | 29.9322 | 0 | 0 | 773.5603 | 0.038694 | 7 | Commercial_2028_SC C_MW_Before Competition Groups_7 | Education and Capacity Building/Energy Behavior | 3.869% | 0 | 29.9322 | Commercial_2028_SC C_MW_Before Competition Groups_Education and Capacity Building/Energy Behavior
Commercial | Com ¦ Unitary Air-Conditioning Unit | 2028 | SC C | MW | Before Competition Groups | 27.0112 | 0 | 0 | 773.5603 | 0.034918 | 8 | Commercial_2028_SC C_MW_Before Competition Groups_8 | Unitary Air-Conditioning Unit | 3.492% | 0 | 27.0112 | Commercial_2028_SC C_MW_Before Competition Groups_Unitary Air-Conditioning Unit
Commercial | Com ¦ Advanced BAS/Controllers | 2028 | SC C | MW | Before Competition Groups | 22.5239 | 0 | 0 | 773.5603 | 0.029117 | 9 | Commercial_2028_SC C_MW_Before Competition Groups_9 | Advanced BAS/Controllers | 2.912% | 0 | 22.5239 | Commercial_2028_SC C_MW_Before Competition Groups_Advanced BAS/Controllers
Commercial | Com ¦ Data Center Storage/Server Virtualization | 2028 | SC C | MW | Before Competition Groups | 21.7619 | 0 | 0 | 773.5603 | 0.028132 | 10 | Commercial_2028_SC C_MW_Before Competition Groups_10 | Data Center Storage/Server Virtualization | 2.813% | 0 | 21.7619 | Commercial_2028_SC C_MW_Before Competition Groups_Data Center Storage/Server Virtualization
Commercial | Com ¦ LED or Equivalent Sign Lighting | 2028 | SC C | MW | Before Competition Groups | 21.1328 | 0 | 0 | 773.5603 | 0.027319 | 11 | Commercial_2028_SC C_MW_Before Competition Groups_11 | LED or Equivalent Sign Lighting | 2.732% | 0 | 21.1328 | Commercial_2028_SC C_MW_Before Competition Groups_LED or Equivalent Sign Lighting
Commercial | Com ¦ Reach-in Shaded Pole to ECM/PSC Evaporator Fan Motor | 2028 | SC C | MW | Before Competition Groups | 17.4668 | 0 | 0 | 773.5603 | 0.02258 | 12 | Commercial_2028_SC C_MW_Before Competition Groups_12 | Reach-in Shaded Pole to ECM/PSC Evaporator Fan Motor | 2.258% | 0 | 17.4668 | Commercial_2028_SC C_MW_Before Competition Groups_Reach-in Shaded Pole to ECM/PSC Evaporator Fan Motor
Commercial | Com ¦ Adaptive Thermostats | 2028 | SC C | MW | Before Competition Groups | 16.1627 | 0 | 0 | 773.5603 | 0.020894 | 13 | Commercial_2028_SC C_MW_Before Competition Groups_13 | Adaptive Thermostats | 2.089% | 0 | 16.1627 | Commercial_2028_SC C_MW_Before Competition Groups_Adaptive Thermostats
Commercial | Com ¦ Refrigerated Display Case Doors | 2028 | SC C | MW | Before Competition Groups | 15.5218 | 0 | 0 | 773.5603 | 0.020065 | 14 | Commercial_2028_SC C_MW_Before Competition Groups_14 | Refrigerated Display Case Doors | 2.007% | 0 | 15.5218 | Commercial_2028_SC C_MW_Before Competition Groups_Refrigerated Display Case Doors
Commercial | Com ¦ Strip Curtains | 2028 | SC C | MW | Before Competition Groups | 13.3312 | 0 | 0 | 773.5603 | 0.017234 | 15 | Commercial_2028_SC C_MW_Before Competition Groups_15 | Strip Curtains | 1.723% | 0 | 13.3312 | Commercial_2028_SC C_MW_Before Competition Groups_Strip Curtains
Commercial | Com ¦ ENERGY STAR LED LAMPS (General Service Lamps) | 2028 | SC C | MW | Before Competition Groups | 13.2532 | 0 | 0 | 773.5603 | 0.017133 | 16 | Commercial_2028_SC C_MW_Before Competition Groups_16 | ENERGY STAR LED LAMPS (General Service Lamps) | 1.713% | 0 | 13.2532 | Commercial_2028_SC C_MW_Before Competition Groups_ENERGY STAR LED LAMPS (General Service Lamps)
Commercial | Com ¦ Chilled Water Optimization | 2028 | SC C | MW | Before Competition Groups | 11.6104 | 0 | 0 | 773.5603 | 0.015009 | 17 | Commercial_2028_SC C_MW_Before Competition Groups_17 | Chilled Water Optimization | 1.501% | 0 | 11.6104 | Commercial_2028_SC C_MW_Before Competition Groups_Chilled Water Optimization
Commercial | Com ¦ Furnace Tune-Up | 2028 | SC C | MW | Before Competition Groups | 11.0751 | 0 | 0 | 773.5603 | 0.014317 | 18 | Commercial_2028_SC C_MW_Before Competition Groups_18 | Furnace Tune-Up | 1.432% | 0 | 11.0751 | Commercial_2028_SC C_MW_Before Competition Groups_Furnace Tune-Up
Commercial | Com ¦ Demand Control Ventilation | 2028 | SC C | MW | Before Competition Groups | 9.2603 | 0 | 0 | 773.5603 | 0.011971 | 19 | Commercial_2028_SC C_MW_Before Competition Groups_19 | Demand Control Ventilation | 1.197% | 0 | 9.2603 | Commercial_2028_SC C_MW_Before Competition Groups_Demand Control Ventilation
Commercial | Com ¦ Centrally controlled desktop PC/NETWORK PC POWER MANAGEMENT SOFTWARE | 2028 | SC C | MW | Before Competition Groups | 9.0939 | 0 | 0 | 773.5603 | 0.011756 | 20 | Commercial_2028_SC C_MW_Before Competition Groups_20 | Centrally controlled desktop PC/NETWORK PC POWER MANAGEMENT SOFTWARE | 1.176% | 0 | 9.0939 | Commercial_2028_SC C_MW_Before Competition Groups_Centrally controlled desktop PC/NETWORK PC POWER MANAGEMENT SOFTWARE
Commercial | Com ¦ Variable Frequency Drive (VFD) | 2028 | SC C | MW | Before Competition Groups | 7.807 | 0 | 0 | 773.5603 | 0.010092 | 21 | Commercial_2028_SC C_MW_Before Competition Groups_21 | Variable Frequency Drive (VFD) | 1.009% | 0 | 7.807 | Commercial_2028_SC C_MW_Before Competition Groups_Variable Frequency Drive (VFD)
Commercial | Com ¦ VFD on Pumps | 2028 | SC C | MW | Before Competition Groups | 7.2897 | 0 | 0 | 773.5603 | 0.0094235 | 22 | Commercial_2028_SC C_MW_Before Competition Groups_22 | VFD on Pumps | 0.9424% | 0 | 7.2897 | Commercial_2028_SC C_MW_Before Competition Groups_VFD on Pumps
Commercial | Com ¦ Refrigerated Display Case LED | 2028 | SC C | MW | Before Competition Groups | 6.9822 | 0 | 0 | 773.5603 | 0.0090261 | 23 | Commercial_2028_SC C_MW_Before Competition Groups_23 | Refrigerated Display Case LED | 0.9026% | 0 | 6.9822 | Commercial_2028_SC C_MW_Before Competition Groups_Refrigerated Display Case LED
Commercial | Com ¦ LED EXTERIOR AREA LIGHTS - LED fixture (200W) | 2028 | SC C | MW | Before Competition Groups | 5.4166 | 0 | 0 | 773.5603 | 0.0070022 | 24 | Commercial_2028_SC C_MW_Before Competition Groups_24 | LED EXTERIOR AREA LIGHTS - LED fixture (200W) | 0.7002% | 0 | 5.4166 | Commercial_2028_SC C_MW_Before Competition Groups_LED EXTERIOR AREA LIGHTS - LED fixture (200W)
Commercial | Com ¦ LED parking lot fixture | 2028 | SC C | MW | Before Competition Groups | 5.2536 | 0 | 0 | 773.5603 | 0.0067914 | 25 | Commercial_2028_SC C_MW_Before Competition Groups_25 | LED parking lot fixture | 0.6791% | 0 | 5.2536 | Commercial_2028_SC C_MW_Before Competition Groups_LED parking lot fixture
Commercial | Com ¦ Air Handler with Dedicated Outdoor Air Systems | 2028 | SC C | MW | Before Competition Groups | 4.3126 | 0 | 0 | 773.5603 | 0.005575 | 26 | Commercial_2028_SC C_MW_Before Competition Groups_26 | Air Handler with Dedicated Outdoor Air Systems | 0.5575% | 0 | 4.3126 | Commercial_2028_SC C_MW_Before Competition Groups_Air Handler with Dedicated Outdoor Air Systems
Commercial | Com ¦ ECM MOTORS FOR EVAPORATOR FANS for refrigeration (WALK-IN) | 2028 | SC C | MW | Before Competition Groups | 3.9938 | 0 | 0 | 773.5603 | 0.0051628 | 27 | Commercial_2028_SC C_MW_Before Competition Groups_27 | ECM MOTORS FOR EVAPORATOR FANS for refrigeration (WALK-IN) | 0.5163% | 0 | 3.9938 | Commercial_2028_SC C_MW_Before Competition Groups_ECM MOTORS FOR EVAPORATOR FANS for refrigeration (WALK-IN)
Commercial | Com ¦ Freezer Case Light Sensor | 2028 | SC C | MW | Before Competition Groups | 3.444 | 0 | 0 | 773.5603 | 0.0044521 | 28 | Commercial_2028_SC C_MW_Before Competition Groups_28 | Freezer Case Light Sensor | 0.4452% | 0 | 3.444 | Commercial_2028_SC C_MW_Before Competition Groups_Freezer Case Light Sensor
Commercial | Com ¦ Evaporator Fan Controls | 2028 | SC C | MW | Before Competition Groups | 3.3553 | 0 | 0 | 773.5603 | 0.0043374 | 29 | Commercial_2028_SC C_MW_Before Competition Groups_29 | Evaporator Fan Controls | 0.4337% | 0 | 3.3553 | Commercial_2028_SC C_MW_Before Competition Groups_Evaporator Fan Controls
Commercial | Com ¦ ENERGY STAR Griddle (74% eff) | 2028 | SC C | MW | Before Competition Groups | 3.2958 | 0 | 0 | 773.5603 | 0.0042605 | 30 | Commercial_2028_SC C_MW_Before Competition Groups_30 | ENERGY STAR Griddle (74% eff) | 0.4261% | 0 | 3.2958 | Commercial_2028_SC C_MW_Before Competition Groups_ENERGY STAR Griddle (74% eff)
Commercial | Com ¦ Demand Control Kitchen Ventilation | 2028 | SC C | MW | Before Competition Groups | 3.284 | 0 | 0 | 773.5603 | 0.0042453 | 31 | Commercial_2028_SC C_MW_Before Competition Groups_31 | Demand Control Kitchen Ventilation | 0.4245% | 0 | 3.284 | Commercial_2028_SC C_MW_Before Competition Groups_Demand Control Kitchen Ventilation
Commercial | Com ¦ LED street light fixture | 2028 | SC C | MW | Before Competition Groups | 3.2134 | 0 | 0 | 773.5603 | 0.0041541 | 32 | Commercial_2028_SC C_MW_Before Competition Groups_32 | LED street light fixture | 0.4154% | 0 | 3.2134 | Commercial_2028_SC C_MW_Before Competition Groups_LED street light fixture
Commercial | Com ¦ Door Gasket Freezer/Refrigerator | 2028 | SC C | MW | Before Competition Groups | 3.1333 | 0 | 0 | 773.5603 | 0.0040505 | 33 | Commercial_2028_SC C_MW_Before Competition Groups_33 | Door Gasket Freezer/Refrigerator | 0.405% | 0 | 3.1333 | Commercial_2028_SC C_MW_Before Competition Groups_Door Gasket Freezer/Refrigerator
Commercial | Com ¦ Occupancy Sensors | 2028 | SC C | MW | Before Competition Groups | 2.4182 | 0 | 0 | 773.5603 | 0.0031261 | 34 | Commercial_2028_SC C_MW_Before Competition Groups_34 | Occupancy Sensors | 0.3126% | 0 | 2.4182 | Commercial_2028_SC C_MW_Before Competition Groups_Occupancy Sensors
Commercial | Com ¦ Water Source Heat Pump (4 ton) | 2028 | SC C | MW | Before Competition Groups | 2.2121 | 0 | 0 | 773.5603 | 0.0028596 | 35 | Commercial_2028_SC C_MW_Before Competition Groups_35 | Water Source Heat Pump (4 ton) | 0.286% | 0 | 2.2121 | Commercial_2028_SC C_MW_Before Competition Groups_Water Source Heat Pump (4 ton)
Commercial | Com ¦ Duct Insulation, R8 | 2028 | SC C | MW | Before Competition Groups | 2.057 | 0 | 0 | 773.5603 | 0.0026592 | 36 | Commercial_2028_SC C_MW_Before Competition Groups_36 | Duct Insulation, R8 | 0.2659% | 0 | 2.057 | Commercial_2028_SC C_MW_Before Competition Groups_Duct Insulation, R8
Commercial | Com ¦ Elec Storage WH 2.30 Et | 2028 | SC C | MW | Before Competition Groups | 1.2615 | 0 | 0 | 773.5603 | 0.0016307 | 37 | Commercial_2028_SC C_MW_Before Competition Groups_37 | Elec Storage WH 2.30 Et | 0.1631% | 0 | 1.2615 | Commercial_2028_SC C_MW_Before Competition Groups_Elec Storage WH 2.30 Et
Commercial | Com ¦ BEVERAGE VENDING MACHINE CONTROLS | 2028 | SC C | MW | Before Competition Groups | 1.2497 | 0 | 0 | 773.5603 | 0.0016155 | 38 | Commercial_2028_SC C_MW_Before Competition Groups_38 | BEVERAGE VENDING MACHINE CONTROLS | 0.1615% | 0 | 1.2497 | Commercial_2028_SC C_MW_Before Competition Groups_BEVERAGE VENDING MACHINE CONTROLS
Commercial | Com ¦ Temperature Adjustment in Commercial Freezers | 2028 | SC C | MW | Before Competition Groups | 1.228 | 0 | 0 | 773.5603 | 0.0015875 | 39 | Commercial_2028_SC C_MW_Before Competition Groups_39 | Temperature Adjustment in Commercial Freezers | 0.1588% | 0 | 1.228 | Commercial_2028_SC C_MW_Before Competition Groups_Temperature Adjustment in Commercial Freezers
Commercial | Com ¦ CO Sensors for parking garage exhaust fans | 2028 | SC C | MW | Before Competition Groups | 1.06 | 0 | 0 | 773.5603 | 0.0013702 | 40 | Commercial_2028_SC C_MW_Before Competition Groups_40 | CO Sensors for parking garage exhaust fans | 0.137% | 0 | 1.06 | Commercial_2028_SC C_MW_Before Competition Groups_CO Sensors for parking garage exhaust fans
Commercial | Com ¦ Vertical Night Covers | 2028 | SC C | MW | Before Competition Groups | 1.0144 | 0 | 0 | 773.5603 | 0.0013114 | 41 | Commercial_2028_SC C_MW_Before Competition Groups_41 | Vertical Night Covers | 0.1311% | 0 | 1.0144 | Commercial_2028_SC C_MW_Before Competition Groups_Vertical Night Covers
Commercial | Com ¦ Energy Efficient Laboratory Fume Hood | 2028 | SC C | MW | Before Competition Groups | 0.9746 | 0 | 0 | 773.5603 | 0.0012599 | 42 | Commercial_2028_SC C_MW_Before Competition Groups_42 | Energy Efficient Laboratory Fume Hood | 0.126% | 0 | 0.9746 | Commercial_2028_SC C_MW_Before Competition Groups_Energy Efficient Laboratory Fume Hood
Commercial | Com ¦ ENERGY STAR Fryer (84% eff) | 2028 | SC C | MW | Before Competition Groups | 0.96991 | 0 | 0 | 773.5603 | 0.0012538 | 43 | Commercial_2028_SC C_MW_Before Competition Groups_43 | ENERGY STAR Fryer (84% eff) | 0.1254% | 0 | 0.96991 | Commercial_2028_SC C_MW_Before Competition Groups_ENERGY STAR Fryer (84% eff)
Commercial | Com ¦ Outside Air Economizer | 2028 | SC C | MW | Before Competition Groups | 0.82973 | 0 | 0 | 773.5603 | 0.0010726 | 44 | Commercial_2028_SC C_MW_Before Competition Groups_44 | Outside Air Economizer | 0.1073% | 0 | 0.82973 | Commercial_2028_SC C_MW_Before Competition Groups_Outside Air Economizer
Commercial | Com ¦ Water Heating (DHW) Pipe Insulation (Add 3/4\ Foam)" | 2028 | SC C | MW | Before Competition Groups | 0.77919 | 0 | 0 | 773.5603 | 0.0010073 | 45 | Commercial_2028_SC C_MW_Before Competition Groups_45 | Water Heating (DHW) Pipe Insulation (Add 3/4\ Foam)" | 0.1007% | 0 | 0.77919 | Commercial_2028_SC C_MW_Before Competition Groups_Water Heating (DHW) Pipe Insulation (Add 3/4\ Foam)"
Commercial | Com ¦ ENERGY STAR Steam Cookers | 2028 | SC C | MW | Before Competition Groups | 0.62119 | 0 | 0 | 773.5603 | 0.00080303 | 46 | Commercial_2028_SC C_MW_Before Competition Groups_46 | ENERGY STAR Steam Cookers | 0.0803% | 0 | 0.62119 | Commercial_2028_SC C_MW_Before Competition Groups_ENERGY STAR Steam Cookers
Commercial | Com ¦ Thermostat Setback | 2028 | SC C | MW | Before Competition Groups | 0.59122 | 0 | 0 | 773.5603 | 0.00076429 | 47 | Commercial_2028_SC C_MW_Before Competition Groups_47 | Thermostat Setback | 0.07643% | 0 | 0.59122 | Commercial_2028_SC C_MW_Before Competition Groups_Thermostat Setback
Commercial | Com ¦ Suction Pipe Insulation Freezer/Refrigerator | 2028 | SC C | MW | Before Competition Groups | 0.52814 | 0 | 0 | 773.5603 | 0.00068274 | 48 | Commercial_2028_SC C_MW_Before Competition Groups_48 | Suction Pipe Insulation Freezer/Refrigerator | 0.06827% | 0 | 0.52814 | Commercial_2028_SC C_MW_Before Competition Groups_Suction Pipe Insulation Freezer/Refrigerator
Commercial | Com ¦ ENERGY STAR Dishwasher | 2028 | SC C | MW | Before Competition Groups | 0.45512 | 0 | 0 | 773.5603 | 0.00058834 | 49 | Commercial_2028_SC C_MW_Before Competition Groups_49 | ENERGY STAR Dishwasher | 0.05883% | 0 | 0.45512 | Commercial_2028_SC C_MW_Before Competition Groups_ENERGY STAR Dishwasher
Commercial | Com ¦ Condensing Make Up Air Unit | 2028 | SC C | MW | Before Competition Groups | 0.27489 | 0 | 0 | 773.5603 | 0.00035536 | 50 | Commercial_2028_SC C_MW_Before Competition Groups_50 | Condensing Make Up Air Unit | 0.03554% | 0 | 0.27489 | Commercial_2028_SC C_MW_Before Competition Groups_Condensing Make Up Air Unit
Commercial | Com ¦ Ozone Laundry Treatment | 2028 | SC C | MW | Before Competition Groups | 0.25882 | 0 | 0 | 773.5603 | 0.00033458 | 51 | Commercial_2028_SC C_MW_Before Competition Groups_51 | Ozone Laundry Treatment | 0.03346% | 0 | 0.25882 | Commercial_2028_SC C_MW_Before Competition Groups_Ozone Laundry Treatment
Commercial | Com ¦ ECM MOTORS FOR HVAC APPLICATION (FAN-POWERED VAV BOX) | 2028 | SC C | MW | Before Competition Groups | 0.11922 | 0 | 0 | 773.5603 | 0.00015412 | 52 | Commercial_2028_SC C_MW_Before Competition Groups_52 | ECM MOTORS FOR HVAC APPLICATION (FAN-POWERED VAV BOX) | 0.01541% | 0 | 0.11922 | Commercial_2028_SC C_MW_Before Competition Groups_ECM MOTORS FOR HVAC APPLICATION (FAN-POWERED VAV BOX)
Commercial | COM ¦ Ductless Mini-Split Heat Pumps | 2028 | SC C | MW | Before Competition Groups | 0.11064 | 0 | 0 | 773.5603 | 0.00014303 | 53 | Commercial_2028_SC C_MW_Before Competition Groups_53 | Ductless Mini-Split Heat Pumps | 0.0143% | 0 | 0.11064 | Commercial_2028_SC C_MW_Before Competition Groups_Ductless Mini-Split Heat Pumps
Commercial | Com ¦ CEE Tier 2/Energy Star Clothes Washers | 2028 | SC C | MW | Before Competition Groups | 0.089443 | 0 | 0 | 773.5603 | 0.00011562 | 54 | Commercial_2028_SC C_MW_Before Competition Groups_54 | CEE Tier 2/Energy Star Clothes Washers | 0.01156% | 0 | 0.089443 | Commercial_2028_SC C_MW_Before Competition Groups_CEE Tier 2/Energy Star Clothes Washers
Commercial | Com ¦ LLLC - High Impact Application | 2028 | SC C | MW | Before Competition Groups | 0.086426 | 0 | 0 | 773.5603 | 0.00011173 | 55 | Commercial_2028_SC C_MW_Before Competition Groups_55 | LLLC - High Impact Application | 0.01117% | 0 | 0.086426 | Commercial_2028_SC C_MW_Before Competition Groups_LLLC - High Impact Application
Commercial | Com ¦ PTAC (12 EER/10,000 BTU) | 2028 | SC C | MW | Before Competition Groups | 0.080435 | 0 | 0 | 773.5603 | 0.00010398 | 56 | Commercial_2028_SC C_MW_Before Competition Groups_56 | PTAC (12 EER/10,000 BTU) | 0.0104% | 0 | 0.080435 | Commercial_2028_SC C_MW_Before Competition Groups_PTAC (12 EER/10,000 BTU)
Commercial | Com ¦ HVAC Optimization | 2028 | SC C | MW | Before Competition Groups | 0.073477 | 0 | 0 | 773.5603 | 9.4986e-05 | 57 | Commercial_2028_SC C_MW_Before Competition Groups_57 | HVAC Optimization | 0.009499% | 0 | 0.073477 | Commercial_2028_SC C_MW_Before Competition Groups_HVAC Optimization
Commercial | Com ¦ Auto Off Time Switch or Time Clock control | 2028 | SC C | MW | Before Competition Groups | 0.0586 | 0 | 0 | 773.5603 | 7.5753e-05 | 58 | Commercial_2028_SC C_MW_Before Competition Groups_58 | Auto Off Time Switch or Time Clock control | 0.007575% | 0 | 0.0586 | Commercial_2028_SC C_MW_Before Competition Groups_Auto Off Time Switch or Time Clock control
Commercial | Com ¦ LLLC - Low Impact Application | 2028 | SC C | MW | Before Competition Groups | 0.057269 | 0 | 0 | 773.5603 | 7.4033e-05 | 59 | Commercial_2028_SC C_MW_Before Competition Groups_59 | LLLC - Low Impact Application | 0.007403% | 0 | 0.057269 | Commercial_2028_SC C_MW_Before Competition Groups_LLLC - Low Impact Application
Commercial | Com ¦ Notched V belts for HVAC Systems | 2028 | SC C | MW | Before Competition Groups | 0.053865 | 0 | 0 | 773.5603 | 6.9633e-05 | 60 | Commercial_2028_SC C_MW_Before Competition Groups_60 | Notched V belts for HVAC Systems | 0.006963% | 0 | 0.053865 | Commercial_2028_SC C_MW_Before Competition Groups_Notched V belts for HVAC Systems
Commercial | Com ¦ Demand controlled Circulating Systems | 2028 | SC C | MW | Before Competition Groups | 0.053136 | 0 | 0 | 773.5603 | 6.869e-05 | 61 | Commercial_2028_SC C_MW_Before Competition Groups_61 | Demand controlled Circulating Systems | 0.006869% | 0 | 0.053136 | Commercial_2028_SC C_MW_Before Competition Groups_Demand controlled Circulating Systems
Commercial | Com ¦ Low Flow Pre-Rinse Spray Nozzle | 2028 | SC C | MW | Before Competition Groups | 0.049569 | 0 | 0 | 773.5603 | 6.408e-05 | 62 | Commercial_2028_SC C_MW_Before Competition Groups_62 | Low Flow Pre-Rinse Spray Nozzle | 0.006408% | 0 | 0.049569 | Commercial_2028_SC C_MW_Before Competition Groups_Low Flow Pre-Rinse Spray Nozzle
Commercial | Com ¦ Solar Water Preheat (Pools/DHW) | 2028 | SC C | MW | Before Competition Groups | 0.043796 | 0 | 0 | 773.5603 | 5.6617e-05 | 63 | Commercial_2028_SC C_MW_Before Competition Groups_63 | Solar Water Preheat (Pools/DHW) | 0.005662% | 0 | 0.043796 | Commercial_2028_SC C_MW_Before Competition Groups_Solar Water Preheat (Pools/DHW)
Commercial | Com ¦ Commercial Hot Food Holding Cabinets | 2028 | SC C | MW | Before Competition Groups | 0.030646 | 0 | 0 | 773.5603 | 3.9617e-05 | 64 | Commercial_2028_SC C_MW_Before Competition Groups_64 | Commercial Hot Food Holding Cabinets | 0.003962% | 0 | 0.030646 | Commercial_2028_SC C_MW_Before Competition Groups_Commercial Hot Food Holding Cabinets
Commercial | Com ¦ High Efficiency Chiller (avg of water and air cooled) | 2028 | SC C | MW | Before Competition Groups | 0.020648 | 0 | 0 | 773.5603 | 2.6692e-05 | 65 | Commercial_2028_SC C_MW_Before Competition Groups_65 | High Efficiency Chiller (avg of water and air cooled) | 0.002669% | 0 | 0.020648 | Commercial_2028_SC C_MW_Before Competition Groups_High Efficiency Chiller (avg of water and air cooled)
Commercial | Com ¦ Wall Insulation | 2028 | SC C | MW | Before Competition Groups | 0.018718 | 0 | 0 | 773.5603 | 2.4198e-05 | 66 | Commercial_2028_SC C_MW_Before Competition Groups_66 | Wall Insulation | 0.00242% | 0 | 0.018718 | Commercial_2028_SC C_MW_Before Competition Groups_Wall Insulation
Commercial | Com ¦ Condensing Unit Heaters or other Efficient Unit Heating System | 2028 | SC C | MW | Before Competition Groups | 0.01754 | 0 | 0 | 773.5603 | 2.2674e-05 | 67 | Commercial_2028_SC C_MW_Before Competition Groups_67 | Condensing Unit Heaters or other Efficient Unit Heating System | 0.002267% | 0 | 0.01754 | Commercial_2028_SC C_MW_Before Competition Groups_Condensing Unit Heaters or other Efficient Unit Heating System
Commercial | Com ¦ Air Curtains | 2028 | SC C | MW | Before Competition Groups | 0.014064 | 0 | 0 | 773.5603 | 1.8181e-05 | 68 | Commercial_2028_SC C_MW_Before Competition Groups_68 | Air Curtains | 0.001818% | 0 | 0.014064 | Commercial_2028_SC C_MW_Before Competition Groups_Air Curtains
Commercial | Com ¦ VSD Air Compressor | 2028 | SC C | MW | Before Competition Groups | 0.013442 | 0 | 0 | 773.5603 | 1.7377e-05 | 69 | Commercial_2028_SC C_MW_Before Competition Groups_69 | VSD Air Compressor | 0.001738% | 0 | 0.013442 | Commercial_2028_SC C_MW_Before Competition Groups_VSD Air Compressor
Commercial | Com ¦ Room AC (w/ louvered sides) 14 SEER from 12 SEER code | 2028 | SC C | MW | Before Competition Groups | 0.01133 | 0 | 0 | 773.5603 | 1.4647e-05 | 70 | Commercial_2028_SC C_MW_Before Competition Groups_70 | Room AC (w/ louvered sides) 14 SEER from 12 SEER code | 0.001465% | 0 | 0.01133 | Commercial_2028_SC C_MW_Before Competition Groups_Room AC (w/ louvered sides) 14 SEER from 12 SEER code
Commercial | Com ¦ LED RECESSED DOWNLIGHTS | 2028 | SC C | MW | Before Competition Groups | 0.0068278 | 0 | 0 | 773.5603 | 8.8264e-06 | 71 | Commercial_2028_SC C_MW_Before Competition Groups_71 | LED RECESSED DOWNLIGHTS | 0.0008826% | 0 | 0.0068278 | Commercial_2028_SC C_MW_Before Competition Groups_LED RECESSED DOWNLIGHTS
Commercial | Com ¦ High Efficiency Small Instantaneous Water Heater | 2028 | SC C | MW | Before Competition Groups | 0.0059151 | 0 | 0 | 773.5603 | 7.6466e-06 | 72 | Commercial_2028_SC C_MW_Before Competition Groups_72 | High Efficiency Small Instantaneous Water Heater | 0.0007647% | 0 | 0.0059151 | Commercial_2028_SC C_MW_Before Competition Groups_High Efficiency Small Instantaneous Water Heater
Commercial | Com ¦ Energy Recovery Ventilation and Ventilation (Enhanced) | 2028 | SC C | MW | Before Competition Groups | 0.0056013 | 0 | 0 | 773.5603 | 7.2409e-06 | 73 | Commercial_2028_SC C_MW_Before Competition Groups_73 | Energy Recovery Ventilation and Ventilation (Enhanced) | 0.0007241% | 0 | 0.0056013 | Commercial_2028_SC C_MW_Before Competition Groups_Energy Recovery Ventilation and Ventilation (Enhanced)
Commercial | Com ¦ EC Plug Fan for Data Center (under cabinet) | 2028 | SC C | MW | Before Competition Groups | 0.001725 | 0 | 0 | 773.5603 | 2.2299e-06 | 74 | Commercial_2028_SC C_MW_Before Competition Groups_74 | EC Plug Fan for Data Center (under cabinet) | 0.000223% | 0 | 0.001725 | Commercial_2028_SC C_MW_Before Competition Groups_EC Plug Fan for Data Center (under cabinet)
Commercial | Com ¦ Networked/Connected - High Impact Application | 2028 | SC C | MW | Before Competition Groups | 0.00024708 | 0 | 0 | 773.5603 | 3.1941e-07 | 75 | Commercial_2028_SC C_MW_Before Competition Groups_75 | Networked/Connected - High Impact Application | 3.194e-05% | 0 | 0.00024708 | Commercial_2028_SC C_MW_Before Competition Groups_Networked/Connected - High Impact Application
Commercial | Com ¦ Electric Convection Combination Ovens | 2028 | SC C | MW | Before Competition Groups | 0.00022542 | 0 | 0 | 773.5603 | 2.914e-07 | 76 | Commercial_2028_SC C_MW_Before Competition Groups_76 | Electric Convection Combination Ovens | 2.914e-05% | 0 | 0.00022542 | Commercial_2028_SC C_MW_Before Competition Groups_Electric Convection Combination Ovens
Commercial | Com ¦ Networked/Connected - Low Impact Application | 2028 | SC C | MW | Before Competition Groups | 1.2061e-05 | 0 | 0 | 773.5603 | 1.5591e-08 | 77 | Commercial_2028_SC C_MW_Before Competition Groups_77 | Networked/Connected - Low Impact Application | 1.559e-06% | 0 | 1.2061e-05 | Commercial_2028_SC C_MW_Before Competition Groups_Networked/Connected - Low Impact Application
Commercial | Com ¦ Efficient compressor motor | 2028 | SC C | MW | Before Competition Groups | 0 | 0 | 0 | 773.5603 | 0 | 78 | Commercial_2028_SC C_MW_Before Competition Groups_78 | Efficient compressor motor | 0% | 0 | 0 | Commercial_2028_SC C_MW_Before Competition Groups_Efficient compressor motor
Commercial | Com ¦ Indoor Daylight Sensors/Photocell Dimming Control | 2028 | SC C | MW | Before Competition Groups | 0 | 0 | 0 | 773.5603 | 0 | 79 | Commercial_2028_SC C_MW_Before Competition Groups_79 | Indoor Daylight Sensors/Photocell Dimming Control | 0% | 0 | 0 | Commercial_2028_SC C_MW_Before Competition Groups_Indoor Daylight Sensors/Photocell Dimming Control
Commercial | Com ¦ Variable Refrigerant Flow Heat Pump | 2028 | SC C | MW | Before Competition Groups | 0 | 0 | 0 | 773.5603 | 0 | 80 | Commercial_2028_SC C_MW_Before Competition Groups_80 | Variable Refrigerant Flow Heat Pump | 0% | 0 | 0 | Commercial_2028_SC C_MW_Before Competition Groups_Variable Refrigerant Flow Heat Pump
Commercial | Com ¦ ENERGY STAR LED LAMPS (REFLECTOR LAMPs/MR16/PAR 16) | 2028 | SC D | MW | Before Competition Groups | 104.4638 | 0 | 0 | 715.4743 | 0.14601 | 1 | Commercial_2028_SC D_MW_Before Competition Groups_1 | ENERGY STAR LED LAMPS (REFLECTOR LAMPs/MR16/PAR 16) | 14.6% | 0 | 104.4638 | Commercial_2028_SC D_MW_Before Competition Groups_ENERGY STAR LED LAMPS (REFLECTOR LAMPs/MR16/PAR 16)
Commercial | Com ¦ LED Low/High Bay | 2028 | SC D | MW | Before Competition Groups | 92.0444 | 0 | 0 | 715.4743 | 0.12865 | 2 | Commercial_2028_SC D_MW_Before Competition Groups_2 | LED Low/High Bay | 12.86% | 0 | 92.0444 | Commercial_2028_SC D_MW_Before Competition Groups_LED Low/High Bay
Commercial | Com ¦ LED Troffer/Surface/Suspended | 2028 | SC D | MW | Before Competition Groups | 82.5963 | 0 | 0 | 715.4743 | 0.11544 | 3 | Commercial_2028_SC D_MW_Before Competition Groups_3 | LED Troffer/Surface/Suspended | 11.54% | 0 | 82.5963 | Commercial_2028_SC D_MW_Before Competition Groups_LED Troffer/Surface/Suspended
Commercial | Com ¦ LED Replacement Lamp (Tube) | 2028 | SC D | MW | Before Competition Groups | 55.3003 | 0 | 0 | 715.4743 | 0.077292 | 4 | Commercial_2028_SC D_MW_Before Competition Groups_4 | LED Replacement Lamp (Tube) | 7.729% | 0 | 55.3003 | Commercial_2028_SC D_MW_Before Competition Groups_LED Replacement Lamp (Tube)
Commercial | Com ¦ High Efficiency Air Source Heat Pump | 2028 | SC D | MW | Before Competition Groups | 45.8503 | 0 | 0 | 715.4743 | 0.064084 | 5 | Commercial_2028_SC D_MW_Before Competition Groups_5 | High Efficiency Air Source Heat Pump | 6.408% | 0 | 45.8503 | Commercial_2028_SC D_MW_Before Competition Groups_High Efficiency Air Source Heat Pump
Commercial | Com ¦ Building Recommissioning, Operations and Maintenance (O&M) Improvements | 2028 | SC D | MW | Before Competition Groups | 38.8844 | 0 | 0 | 715.4743 | 0.054348 | 6 | Commercial_2028_SC D_MW_Before Competition Groups_6 | Building Recommissioning, Operations and Maintenance (O&M) Improvements | 5.435% | 0 | 38.8844 | Commercial_2028_SC D_MW_Before Competition Groups_Building Recommissioning, Operations and Maintenance (O&M) Improvements
Commercial | Com ¦ Education and Capacity Building/Energy Behavior | 2028 | SC D | MW | Before Competition Groups | 29.9322 | 0 | 0 | 715.4743 | 0.041835 | 7 | Commercial_2028_SC D_MW_Before Competition Groups_7 | Education and Capacity Building/Energy Behavior | 4.184% | 0 | 29.9322 | Commercial_2028_SC D_MW_Before Competition Groups_Education and Capacity Building/Energy Behavior
Commercial | Com ¦ Advanced BAS/Controllers | 2028 | SC D | MW | Before Competition Groups | 23.7825 | 0 | 0 | 715.4743 | 0.03324 | 8 | Commercial_2028_SC D_MW_Before Competition Groups_8 | Advanced BAS/Controllers | 3.324% | 0 | 23.7825 | Commercial_2028_SC D_MW_Before Competition Groups_Advanced BAS/Controllers
Commercial | Com ¦ Unitary Air-Conditioning Unit | 2028 | SC D | MW | Before Competition Groups | 23.4977 | 0 | 0 | 715.4743 | 0.032842 | 9 | Commercial_2028_SC D_MW_Before Competition Groups_9 | Unitary Air-Conditioning Unit | 3.284% | 0 | 23.4977 | Commercial_2028_SC D_MW_Before Competition Groups_Unitary Air-Conditioning Unit
Commercial | Com ¦ Data Center Storage/Server Virtualization | 2028 | SC D | MW | Before Competition Groups | 21.7619 | 0 | 0 | 715.4743 | 0.030416 | 10 | Commercial_2028_SC D_MW_Before Competition Groups_10 | Data Center Storage/Server Virtualization | 3.042% | 0 | 21.7619 | Commercial_2028_SC D_MW_Before Competition Groups_Data Center Storage/Server Virtualization
Commercial | Com ¦ Reach-in Shaded Pole to ECM/PSC Evaporator Fan Motor | 2028 | SC D | MW | Before Competition Groups | 17.4668 | 0 | 0 | 715.4743 | 0.024413 | 11 | Commercial_2028_SC D_MW_Before Competition Groups_11 | Reach-in Shaded Pole to ECM/PSC Evaporator Fan Motor | 2.441% | 0 | 17.4668 | Commercial_2028_SC D_MW_Before Competition Groups_Reach-in Shaded Pole to ECM/PSC Evaporator Fan Motor
Commercial | Com ¦ Adaptive Thermostats | 2028 | SC D | MW | Before Competition Groups | 15.4273 | 0 | 0 | 715.4743 | 0.021562 | 12 | Commercial_2028_SC D_MW_Before Competition Groups_12 | Adaptive Thermostats | 2.156% | 0 | 15.4273 | Commercial_2028_SC D_MW_Before Competition Groups_Adaptive Thermostats
Commercial | Com ¦ LED or Equivalent Sign Lighting | 2028 | SC D | MW | Before Competition Groups | 13.7104 | 0 | 0 | 715.4743 | 0.019163 | 13 | Commercial_2028_SC D_MW_Before Competition Groups_13 | LED or Equivalent Sign Lighting | 1.916% | 0 | 13.7104 | Commercial_2028_SC D_MW_Before Competition Groups_LED or Equivalent Sign Lighting
Commercial | Com ¦ Strip Curtains | 2028 | SC D | MW | Before Competition Groups | 13.3254 | 0 | 0 | 715.4743 | 0.018625 | 14 | Commercial_2028_SC D_MW_Before Competition Groups_14 | Strip Curtains | 1.862% | 0 | 13.3254 | Commercial_2028_SC D_MW_Before Competition Groups_Strip Curtains
Commercial | Com ¦ ENERGY STAR LED LAMPS (General Service Lamps) | 2028 | SC D | MW | Before Competition Groups | 13.2529 | 0 | 0 | 715.4743 | 0.018523 | 15 | Commercial_2028_SC D_MW_Before Competition Groups_15 | ENERGY STAR LED LAMPS (General Service Lamps) | 1.852% | 0 | 13.2529 | Commercial_2028_SC D_MW_Before Competition Groups_ENERGY STAR LED LAMPS (General Service Lamps)
Commercial | Com ¦ Chilled Water Optimization | 2028 | SC D | MW | Before Competition Groups | 11.6104 | 0 | 0 | 715.4743 | 0.016228 | 16 | Commercial_2028_SC D_MW_Before Competition Groups_16 | Chilled Water Optimization | 1.623% | 0 | 11.6104 | Commercial_2028_SC D_MW_Before Competition Groups_Chilled Water Optimization
Commercial | Com ¦ Refrigerated Display Case Doors | 2028 | SC D | MW | Before Competition Groups | 11.4117 | 0 | 0 | 715.4743 | 0.01595 | 17 | Commercial_2028_SC D_MW_Before Competition Groups_17 | Refrigerated Display Case Doors | 1.595% | 0 | 11.4117 | Commercial_2028_SC D_MW_Before Competition Groups_Refrigerated Display Case Doors
Commercial | Com ¦ Furnace Tune-Up | 2028 | SC D | MW | Before Competition Groups | 11.0751 | 0 | 0 | 715.4743 | 0.015479 | 18 | Commercial_2028_SC D_MW_Before Competition Groups_18 | Furnace Tune-Up | 1.548% | 0 | 11.0751 | Commercial_2028_SC D_MW_Before Competition Groups_Furnace Tune-Up
Commercial | Com ¦ Centrally controlled desktop PC/NETWORK PC POWER MANAGEMENT SOFTWARE | 2028 | SC D | MW | Before Competition Groups | 9.084 | 0 | 0 | 715.4743 | 0.012696 | 19 | Commercial_2028_SC D_MW_Before Competition Groups_19 | Centrally controlled desktop PC/NETWORK PC POWER MANAGEMENT SOFTWARE | 1.27% | 0 | 9.084 | Commercial_2028_SC D_MW_Before Competition Groups_Centrally controlled desktop PC/NETWORK PC POWER MANAGEMENT SOFTWARE
Commercial | Com ¦ Variable Frequency Drive (VFD) | 2028 | SC D | MW | Before Competition Groups | 7.5681 | 0 | 0 | 715.4743 | 0.010578 | 20 | Commercial_2028_SC D_MW_Before Competition Groups_20 | Variable Frequency Drive (VFD) | 1.058% | 0 | 7.5681 | Commercial_2028_SC D_MW_Before Competition Groups_Variable Frequency Drive (VFD)
Commercial | Com ¦ Demand Control Ventilation | 2028 | SC D | MW | Before Competition Groups | 7.1744 | 0 | 0 | 715.4743 | 0.010027 | 21 | Commercial_2028_SC D_MW_Before Competition Groups_21 | Demand Control Ventilation | 1.003% | 0 | 7.1744 | Commercial_2028_SC D_MW_Before Competition Groups_Demand Control Ventilation
Commercial | Com ¦ VFD on Pumps | 2028 | SC D | MW | Before Competition Groups | 7.0207 | 0 | 0 | 715.4743 | 0.0098127 | 22 | Commercial_2028_SC D_MW_Before Competition Groups_22 | VFD on Pumps | 0.9813% | 0 | 7.0207 | Commercial_2028_SC D_MW_Before Competition Groups_VFD on Pumps
Commercial | Com ¦ Refrigerated Display Case LED | 2028 | SC D | MW | Before Competition Groups | 5.9379 | 0 | 0 | 715.4743 | 0.0082992 | 23 | Commercial_2028_SC D_MW_Before Competition Groups_23 | Refrigerated Display Case LED | 0.8299% | 0 | 5.9379 | Commercial_2028_SC D_MW_Before Competition Groups_Refrigerated Display Case LED
Commercial | Com ¦ LED EXTERIOR AREA LIGHTS - LED fixture (200W) | 2028 | SC D | MW | Before Competition Groups | 5.296 | 0 | 0 | 715.4743 | 0.0074021 | 24 | Commercial_2028_SC D_MW_Before Competition Groups_24 | LED EXTERIOR AREA LIGHTS - LED fixture (200W) | 0.7402% | 0 | 5.296 | Commercial_2028_SC D_MW_Before Competition Groups_LED EXTERIOR AREA LIGHTS - LED fixture (200W)
Commercial | Com ¦ LED parking lot fixture | 2028 | SC D | MW | Before Competition Groups | 5.2536 | 0 | 0 | 715.4743 | 0.0073428 | 25 | Commercial_2028_SC D_MW_Before Competition Groups_25 | LED parking lot fixture | 0.7343% | 0 | 5.2536 | Commercial_2028_SC D_MW_Before Competition Groups_LED parking lot fixture
Commercial | Com ¦ ECM MOTORS FOR EVAPORATOR FANS for refrigeration (WALK-IN) | 2028 | SC D | MW | Before Competition Groups | 3.9464 | 0 | 0 | 715.4743 | 0.0055158 | 26 | Commercial_2028_SC D_MW_Before Competition Groups_26 | ECM MOTORS FOR EVAPORATOR FANS for refrigeration (WALK-IN) | 0.5516% | 0 | 3.9464 | Commercial_2028_SC D_MW_Before Competition Groups_ECM MOTORS FOR EVAPORATOR FANS for refrigeration (WALK-IN)
Commercial | Com ¦ Evaporator Fan Controls | 2028 | SC D | MW | Before Competition Groups | 3.3553 | 0 | 0 | 715.4743 | 0.0046896 | 27 | Commercial_2028_SC D_MW_Before Competition Groups_27 | Evaporator Fan Controls | 0.469% | 0 | 3.3553 | Commercial_2028_SC D_MW_Before Competition Groups_Evaporator Fan Controls
Commercial | Com ¦ ENERGY STAR Griddle (74% eff) | 2028 | SC D | MW | Before Competition Groups | 3.2958 | 0 | 0 | 715.4743 | 0.0046064 | 28 | Commercial_2028_SC D_MW_Before Competition Groups_28 | ENERGY STAR Griddle (74% eff) | 0.4606% | 0 | 3.2958 | Commercial_2028_SC D_MW_Before Competition Groups_ENERGY STAR Griddle (74% eff)
Commercial | Com ¦ Air Handler with Dedicated Outdoor Air Systems | 2028 | SC D | MW | Before Competition Groups | 3.2072 | 0 | 0 | 715.4743 | 0.0044826 | 29 | Commercial_2028_SC D_MW_Before Competition Groups_29 | Air Handler with Dedicated Outdoor Air Systems | 0.4483% | 0 | 3.2072 | Commercial_2028_SC D_MW_Before Competition Groups_Air Handler with Dedicated Outdoor Air Systems
Commercial | Com ¦ Demand Control Kitchen Ventilation | 2028 | SC D | MW | Before Competition Groups | 3.0457 | 0 | 0 | 715.4743 | 0.0042569 | 30 | Commercial_2028_SC D_MW_Before Competition Groups_30 | Demand Control Kitchen Ventilation | 0.4257% | 0 | 3.0457 | Commercial_2028_SC D_MW_Before Competition Groups_Demand Control Kitchen Ventilation
Commercial | Com ¦ Door Gasket Freezer/Refrigerator | 2028 | SC D | MW | Before Competition Groups | 2.8728 | 0 | 0 | 715.4743 | 0.0040153 | 31 | Commercial_2028_SC D_MW_Before Competition Groups_31 | Door Gasket Freezer/Refrigerator | 0.4015% | 0 | 2.8728 | Commercial_2028_SC D_MW_Before Competition Groups_Door Gasket Freezer/Refrigerator
Commercial | Com ¦ Occupancy Sensors | 2028 | SC D | MW | Before Competition Groups | 2.4182 | 0 | 0 | 715.4743 | 0.0033799 | 32 | Commercial_2028_SC D_MW_Before Competition Groups_32 | Occupancy Sensors | 0.338% | 0 | 2.4182 | Commercial_2028_SC D_MW_Before Competition Groups_Occupancy Sensors
Commercial | Com ¦ LED street light fixture | 2028 | SC D | MW | Before Competition Groups | 2.4173 | 0 | 0 | 715.4743 | 0.0033786 | 33 | Commercial_2028_SC D_MW_Before Competition Groups_33 | LED street light fixture | 0.3379% | 0 | 2.4173 | Commercial_2028_SC D_MW_Before Competition Groups_LED street light fixture
Commercial | Com ¦ Freezer Case Light Sensor | 2028 | SC D | MW | Before Competition Groups | 2.3349 | 0 | 0 | 715.4743 | 0.0032635 | 34 | Commercial_2028_SC D_MW_Before Competition Groups_34 | Freezer Case Light Sensor | 0.3263% | 0 | 2.3349 | Commercial_2028_SC D_MW_Before Competition Groups_Freezer Case Light Sensor
Commercial | Com ¦ Duct Insulation, R8 | 2028 | SC D | MW | Before Competition Groups | 2.0452 | 0 | 0 | 715.4743 | 0.0028585 | 35 | Commercial_2028_SC D_MW_Before Competition Groups_35 | Duct Insulation, R8 | 0.2858% | 0 | 2.0452 | Commercial_2028_SC D_MW_Before Competition Groups_Duct Insulation, R8
Commercial | Com ¦ Water Source Heat Pump (4 ton) | 2028 | SC D | MW | Before Competition Groups | 1.8528 | 0 | 0 | 715.4743 | 0.0025897 | 36 | Commercial_2028_SC D_MW_Before Competition Groups_36 | Water Source Heat Pump (4 ton) | 0.259% | 0 | 1.8528 | Commercial_2028_SC D_MW_Before Competition Groups_Water Source Heat Pump (4 ton)
Commercial | Com ¦ Temperature Adjustment in Commercial Freezers | 2028 | SC D | MW | Before Competition Groups | 1.228 | 0 | 0 | 715.4743 | 0.0017164 | 37 | Commercial_2028_SC D_MW_Before Competition Groups_37 | Temperature Adjustment in Commercial Freezers | 0.1716% | 0 | 1.228 | Commercial_2028_SC D_MW_Before Competition Groups_Temperature Adjustment in Commercial Freezers
Commercial | Com ¦ BEVERAGE VENDING MACHINE CONTROLS | 2028 | SC D | MW | Before Competition Groups | 1.1991 | 0 | 0 | 715.4743 | 0.001676 | 38 | Commercial_2028_SC D_MW_Before Competition Groups_38 | BEVERAGE VENDING MACHINE CONTROLS | 0.1676% | 0 | 1.1991 | Commercial_2028_SC D_MW_Before Competition Groups_BEVERAGE VENDING MACHINE CONTROLS
Commercial | Com ¦ Elec Storage WH 2.30 Et | 2028 | SC D | MW | Before Competition Groups | 1.1301 | 0 | 0 | 715.4743 | 0.0015795 | 39 | Commercial_2028_SC D_MW_Before Competition Groups_39 | Elec Storage WH 2.30 Et | 0.1579% | 0 | 1.1301 | Commercial_2028_SC D_MW_Before Competition Groups_Elec Storage WH 2.30 Et
Commercial | Com ¦ ENERGY STAR Fryer (84% eff) | 2028 | SC D | MW | Before Competition Groups | 0.96304 | 0 | 0 | 715.4743 | 0.001346 | 40 | Commercial_2028_SC D_MW_Before Competition Groups_40 | ENERGY STAR Fryer (84% eff) | 0.1346% | 0 | 0.96304 | Commercial_2028_SC D_MW_Before Competition Groups_ENERGY STAR Fryer (84% eff)
Commercial | Com ¦ Vertical Night Covers | 2028 | SC D | MW | Before Competition Groups | 0.96299 | 0 | 0 | 715.4743 | 0.0013459 | 41 | Commercial_2028_SC D_MW_Before Competition Groups_41 | Vertical Night Covers | 0.1346% | 0 | 0.96299 | Commercial_2028_SC D_MW_Before Competition Groups_Vertical Night Covers
Commercial | Com ¦ Outside Air Economizer | 2028 | SC D | MW | Before Competition Groups | 0.82973 | 0 | 0 | 715.4743 | 0.0011597 | 42 | Commercial_2028_SC D_MW_Before Competition Groups_42 | Outside Air Economizer | 0.116% | 0 | 0.82973 | Commercial_2028_SC D_MW_Before Competition Groups_Outside Air Economizer
Commercial | Com ¦ CO Sensors for parking garage exhaust fans | 2028 | SC D | MW | Before Competition Groups | 0.82833 | 0 | 0 | 715.4743 | 0.0011577 | 43 | Commercial_2028_SC D_MW_Before Competition Groups_43 | CO Sensors for parking garage exhaust fans | 0.1158% | 0 | 0.82833 | Commercial_2028_SC D_MW_Before Competition Groups_CO Sensors for parking garage exhaust fans
Commercial | Com ¦ Energy Efficient Laboratory Fume Hood | 2028 | SC D | MW | Before Competition Groups | 0.79231 | 0 | 0 | 715.4743 | 0.0011074 | 44 | Commercial_2028_SC D_MW_Before Competition Groups_44 | Energy Efficient Laboratory Fume Hood | 0.1107% | 0 | 0.79231 | Commercial_2028_SC D_MW_Before Competition Groups_Energy Efficient Laboratory Fume Hood
Commercial | Com ¦ Water Heating (DHW) Pipe Insulation (Add 3/4\ Foam)" | 2028 | SC D | MW | Before Competition Groups | 0.73632 | 0 | 0 | 715.4743 | 0.0010291 | 45 | Commercial_2028_SC D_MW_Before Competition Groups_45 | Water Heating (DHW) Pipe Insulation (Add 3/4\ Foam)" | 0.1029% | 0 | 0.73632 | Commercial_2028_SC D_MW_Before Competition Groups_Water Heating (DHW) Pipe Insulation (Add 3/4\ Foam)"
Commercial | Com ¦ ENERGY STAR Steam Cookers | 2028 | SC D | MW | Before Competition Groups | 0.61803 | 0 | 0 | 715.4743 | 0.0008638 | 46 | Commercial_2028_SC D_MW_Before Competition Groups_46 | ENERGY STAR Steam Cookers | 0.08638% | 0 | 0.61803 | Commercial_2028_SC D_MW_Before Competition Groups_ENERGY STAR Steam Cookers
Commercial | Com ¦ Thermostat Setback | 2028 | SC D | MW | Before Competition Groups | 0.59122 | 0 | 0 | 715.4743 | 0.00082634 | 47 | Commercial_2028_SC D_MW_Before Competition Groups_47 | Thermostat Setback | 0.08263% | 0 | 0.59122 | Commercial_2028_SC D_MW_Before Competition Groups_Thermostat Setback
Commercial | Com ¦ Suction Pipe Insulation Freezer/Refrigerator | 2028 | SC D | MW | Before Competition Groups | 0.48319 | 0 | 0 | 715.4743 | 0.00067535 | 48 | Commercial_2028_SC D_MW_Before Competition Groups_48 | Suction Pipe Insulation Freezer/Refrigerator | 0.06753% | 0 | 0.48319 | Commercial_2028_SC D_MW_Before Competition Groups_Suction Pipe Insulation Freezer/Refrigerator
Commercial | Com ¦ ENERGY STAR Dishwasher | 2028 | SC D | MW | Before Competition Groups | 0.40441 | 0 | 0 | 715.4743 | 0.00056523 | 49 | Commercial_2028_SC D_MW_Before Competition Groups_49 | ENERGY STAR Dishwasher | 0.05652% | 0 | 0.40441 | Commercial_2028_SC D_MW_Before Competition Groups_ENERGY STAR Dishwasher
Commercial | Com ¦ Ozone Laundry Treatment | 2028 | SC D | MW | Before Competition Groups | 0.17923 | 0 | 0 | 715.4743 | 0.00025051 | 50 | Commercial_2028_SC D_MW_Before Competition Groups_50 | Ozone Laundry Treatment | 0.02505% | 0 | 0.17923 | Commercial_2028_SC D_MW_Before Competition Groups_Ozone Laundry Treatment
Commercial | Com ¦ Condensing Make Up Air Unit | 2028 | SC D | MW | Before Competition Groups | 0.1664 | 0 | 0 | 715.4743 | 0.00023258 | 51 | Commercial_2028_SC D_MW_Before Competition Groups_51 | Condensing Make Up Air Unit | 0.02326% | 0 | 0.1664 | Commercial_2028_SC D_MW_Before Competition Groups_Condensing Make Up Air Unit
Commercial | Com ¦ ECM MOTORS FOR HVAC APPLICATION (FAN-POWERED VAV BOX) | 2028 | SC D | MW | Before Competition Groups | 0.11313 | 0 | 0 | 715.4743 | 0.00015811 | 52 | Commercial_2028_SC D_MW_Before Competition Groups_52 | ECM MOTORS FOR HVAC APPLICATION (FAN-POWERED VAV BOX) | 0.01581% | 0 | 0.11313 | Commercial_2028_SC D_MW_Before Competition Groups_ECM MOTORS FOR HVAC APPLICATION (FAN-POWERED VAV BOX)
Commercial | COM ¦ Ductless Mini-Split Heat Pumps | 2028 | SC D | MW | Before Competition Groups | 0.11064 | 0 | 0 | 715.4743 | 0.00015465 | 53 | Commercial_2028_SC D_MW_Before Competition Groups_53 | Ductless Mini-Split Heat Pumps | 0.01546% | 0 | 0.11064 | Commercial_2028_SC D_MW_Before Competition Groups_Ductless Mini-Split Heat Pumps
Commercial | Com ¦ CEE Tier 2/Energy Star Clothes Washers | 2028 | SC D | MW | Before Competition Groups | 0.085213 | 0 | 0 | 715.4743 | 0.0001191 | 54 | Commercial_2028_SC D_MW_Before Competition Groups_54 | CEE Tier 2/Energy Star Clothes Washers | 0.01191% | 0 | 0.085213 | Commercial_2028_SC D_MW_Before Competition Groups_CEE Tier 2/Energy Star Clothes Washers
Commercial | Com ¦ PTAC (12 EER/10,000 BTU) | 2028 | SC D | MW | Before Competition Groups | 0.077857 | 0 | 0 | 715.4743 | 0.00010882 | 55 | Commercial_2028_SC D_MW_Before Competition Groups_55 | PTAC (12 EER/10,000 BTU) | 0.01088% | 0 | 0.077857 | Commercial_2028_SC D_MW_Before Competition Groups_PTAC (12 EER/10,000 BTU)
Commercial | Com ¦ HVAC Optimization | 2028 | SC D | MW | Before Competition Groups | 0.073477 | 0 | 0 | 715.4743 | 0.0001027 | 56 | Commercial_2028_SC D_MW_Before Competition Groups_56 | HVAC Optimization | 0.01027% | 0 | 0.073477 | Commercial_2028_SC D_MW_Before Competition Groups_HVAC Optimization
Commercial | Com ¦ Auto Off Time Switch or Time Clock control | 2028 | SC D | MW | Before Competition Groups | 0.0586 | 0 | 0 | 715.4743 | 8.1904e-05 | 57 | Commercial_2028_SC D_MW_Before Competition Groups_57 | Auto Off Time Switch or Time Clock control | 0.00819% | 0 | 0.0586 | Commercial_2028_SC D_MW_Before Competition Groups_Auto Off Time Switch or Time Clock control
Commercial | Com ¦ Demand controlled Circulating Systems | 2028 | SC D | MW | Before Competition Groups | 0.052371 | 0 | 0 | 715.4743 | 7.3198e-05 | 58 | Commercial_2028_SC D_MW_Before Competition Groups_58 | Demand controlled Circulating Systems | 0.00732% | 0 | 0.052371 | Commercial_2028_SC D_MW_Before Competition Groups_Demand controlled Circulating Systems
Commercial | Com ¦ Low Flow Pre-Rinse Spray Nozzle | 2028 | SC D | MW | Before Competition Groups | 0.049427 | 0 | 0 | 715.4743 | 6.9083e-05 | 59 | Commercial_2028_SC D_MW_Before Competition Groups_59 | Low Flow Pre-Rinse Spray Nozzle | 0.006908% | 0 | 0.049427 | Commercial_2028_SC D_MW_Before Competition Groups_Low Flow Pre-Rinse Spray Nozzle
Commercial | Com ¦ Notched V belts for HVAC Systems | 2028 | SC D | MW | Before Competition Groups | 0.047991 | 0 | 0 | 715.4743 | 6.7076e-05 | 60 | Commercial_2028_SC D_MW_Before Competition Groups_60 | Notched V belts for HVAC Systems | 0.006708% | 0 | 0.047991 | Commercial_2028_SC D_MW_Before Competition Groups_Notched V belts for HVAC Systems
Commercial | Com ¦ Solar Water Preheat (Pools/DHW) | 2028 | SC D | MW | Before Competition Groups | 0.043796 | 0 | 0 | 715.4743 | 6.1213e-05 | 61 | Commercial_2028_SC D_MW_Before Competition Groups_61 | Solar Water Preheat (Pools/DHW) | 0.006121% | 0 | 0.043796 | Commercial_2028_SC D_MW_Before Competition Groups_Solar Water Preheat (Pools/DHW)
Commercial | Com ¦ Commercial Hot Food Holding Cabinets | 2028 | SC D | MW | Before Competition Groups | 0.030646 | 0 | 0 | 715.4743 | 4.2834e-05 | 62 | Commercial_2028_SC D_MW_Before Competition Groups_62 | Commercial Hot Food Holding Cabinets | 0.004283% | 0 | 0.030646 | Commercial_2028_SC D_MW_Before Competition Groups_Commercial Hot Food Holding Cabinets
Commercial | Com ¦ Condensing Unit Heaters or other Efficient Unit Heating System | 2028 | SC D | MW | Before Competition Groups | 0.017462 | 0 | 0 | 715.4743 | 2.4407e-05 | 63 | Commercial_2028_SC D_MW_Before Competition Groups_63 | Condensing Unit Heaters or other Efficient Unit Heating System | 0.002441% | 0 | 0.017462 | Commercial_2028_SC D_MW_Before Competition Groups_Condensing Unit Heaters or other Efficient Unit Heating System
Commercial | Com ¦ Wall Insulation | 2028 | SC D | MW | Before Competition Groups | 0.016778 | 0 | 0 | 715.4743 | 2.345e-05 | 64 | Commercial_2028_SC D_MW_Before Competition Groups_64 | Wall Insulation | 0.002345% | 0 | 0.016778 | Commercial_2028_SC D_MW_Before Competition Groups_Wall Insulation
Commercial | Com ¦ VSD Air Compressor | 2028 | SC D | MW | Before Competition Groups | 0.013442 | 0 | 0 | 715.4743 | 1.8788e-05 | 65 | Commercial_2028_SC D_MW_Before Competition Groups_65 | VSD Air Compressor | 0.001879% | 0 | 0.013442 | Commercial_2028_SC D_MW_Before Competition Groups_VSD Air Compressor
Commercial | Com ¦ Air Curtains | 2028 | SC D | MW | Before Competition Groups | 0.012247 | 0 | 0 | 715.4743 | 1.7118e-05 | 66 | Commercial_2028_SC D_MW_Before Competition Groups_66 | Air Curtains | 0.001712% | 0 | 0.012247 | Commercial_2028_SC D_MW_Before Competition Groups_Air Curtains
Commercial | Com ¦ Room AC (w/ louvered sides) 14 SEER from 12 SEER code | 2028 | SC D | MW | Before Competition Groups | 0.01132 | 0 | 0 | 715.4743 | 1.5822e-05 | 67 | Commercial_2028_SC D_MW_Before Competition Groups_67 | Room AC (w/ louvered sides) 14 SEER from 12 SEER code | 0.001582% | 0 | 0.01132 | Commercial_2028_SC D_MW_Before Competition Groups_Room AC (w/ louvered sides) 14 SEER from 12 SEER code
Commercial | Com ¦ High Efficiency Chiller (avg of water and air cooled) | 2028 | SC D | MW | Before Competition Groups | 0.010485 | 0 | 0 | 715.4743 | 1.4655e-05 | 68 | Commercial_2028_SC D_MW_Before Competition Groups_68 | High Efficiency Chiller (avg of water and air cooled) | 0.001466% | 0 | 0.010485 | Commercial_2028_SC D_MW_Before Competition Groups_High Efficiency Chiller (avg of water and air cooled)
Commercial | Com ¦ LED RECESSED DOWNLIGHTS | 2028 | SC D | MW | Before Competition Groups | 0.005677 | 0 | 0 | 715.4743 | 7.9346e-06 | 69 | Commercial_2028_SC D_MW_Before Competition Groups_69 | LED RECESSED DOWNLIGHTS | 0.0007935% | 0 | 0.005677 | Commercial_2028_SC D_MW_Before Competition Groups_LED RECESSED DOWNLIGHTS
Commercial | Com ¦ High Efficiency Small Instantaneous Water Heater | 2028 | SC D | MW | Before Competition Groups | 0.0050358 | 0 | 0 | 715.4743 | 7.0384e-06 | 70 | Commercial_2028_SC D_MW_Before Competition Groups_70 | High Efficiency Small Instantaneous Water Heater | 0.0007038% | 0 | 0.0050358 | Commercial_2028_SC D_MW_Before Competition Groups_High Efficiency Small Instantaneous Water Heater
Commercial | Com ¦ Energy Recovery Ventilation and Ventilation (Enhanced) | 2028 | SC D | MW | Before Competition Groups | 0.0036597 | 0 | 0 | 715.4743 | 5.1151e-06 | 71 | Commercial_2028_SC D_MW_Before Competition Groups_71 | Energy Recovery Ventilation and Ventilation (Enhanced) | 0.0005115% | 0 | 0.0036597 | Commercial_2028_SC D_MW_Before Competition Groups_Energy Recovery Ventilation and Ventilation (Enhanced)
Commercial | Com ¦ EC Plug Fan for Data Center (under cabinet) | 2028 | SC D | MW | Before Competition Groups | 0.0015481 | 0 | 0 | 715.4743 | 2.1637e-06 | 72 | Commercial_2028_SC D_MW_Before Competition Groups_72 | EC Plug Fan for Data Center (under cabinet) | 0.0002164% | 0 | 0.0015481 | Commercial_2028_SC D_MW_Before Competition Groups_EC Plug Fan for Data Center (under cabinet)
Commercial | Com ¦ LLLC - High Impact Application | 2028 | SC D | MW | Before Competition Groups | 0.00077128 | 0 | 0 | 715.4743 | 1.078e-06 | 73 | Commercial_2028_SC D_MW_Before Competition Groups_73 | LLLC - High Impact Application | 0.0001078% | 0 | 0.00077128 | Commercial_2028_SC D_MW_Before Competition Groups_LLLC - High Impact Application
Commercial | Com ¦ Electric Convection Combination Ovens | 2028 | SC D | MW | Before Competition Groups | 0.00022542 | 0 | 0 | 715.4743 | 3.1506e-07 | 74 | Commercial_2028_SC D_MW_Before Competition Groups_74 | Electric Convection Combination Ovens | 3.151e-05% | 0 | 0.00022542 | Commercial_2028_SC D_MW_Before Competition Groups_Electric Convection Combination Ovens
Commercial | Com ¦ LLLC - Low Impact Application | 2028 | SC D | MW | Before Competition Groups | 7.9846e-05 | 0 | 0 | 715.4743 | 1.116e-07 | 75 | Commercial_2028_SC D_MW_Before Competition Groups_75 | LLLC - Low Impact Application | 1.116e-05% | 0 | 7.9846e-05 | Commercial_2028_SC D_MW_Before Competition Groups_LLLC - Low Impact Application
Commercial | Com ¦ Networked/Connected - Low Impact Application | 2028 | SC D | MW | Before Competition Groups | 1.7737e-08 | 0 | 0 | 715.4743 | 2.479e-11 | 76 | Commercial_2028_SC D_MW_Before Competition Groups_76 | Networked/Connected - Low Impact Application | 2.479e-09% | 0 | 1.7737e-08 | Commercial_2028_SC D_MW_Before Competition Groups_Networked/Connected - Low Impact Application
Commercial | Com ¦ Networked/Connected - High Impact Application | 2028 | SC D | MW | Before Competition Groups | 2.6098e-09 | 0 | 0 | 715.4743 | 3.6477e-12 | 77 | Commercial_2028_SC D_MW_Before Competition Groups_77 | Networked/Connected - High Impact Application | 3.648e-10% | 0 | 2.6098e-09 | Commercial_2028_SC D_MW_Before Competition Groups_Networked/Connected - High Impact Application
Commercial | Com ¦ Efficient compressor motor | 2028 | SC D | MW | Before Competition Groups | 0 | 0 | 0 | 715.4743 | 0 | 78 | Commercial_2028_SC D_MW_Before Competition Groups_78 | Efficient compressor motor | 0% | 0 | 0 | Commercial_2028_SC D_MW_Before Competition Groups_Efficient compressor motor
Commercial | Com ¦ Indoor Daylight Sensors/Photocell Dimming Control | 2028 | SC D | MW | Before Competition Groups | 0 | 0 | 0 | 715.4743 | 0 | 79 | Commercial_2028_SC D_MW_Before Competition Groups_79 | Indoor Daylight Sensors/Photocell Dimming Control | 0% | 0 | 0 | Commercial_2028_SC D_MW_Before Competition Groups_Indoor Daylight Sensors/Photocell Dimming Control
Commercial | Com ¦ Variable Refrigerant Flow Heat Pump | 2028 | SC D | MW | Before Competition Groups | 0 | 0 | 0 | 715.4743 | 0 | 80 | Commercial_2028_SC D_MW_Before Competition Groups_80 | Variable Refrigerant Flow Heat Pump | 0% | 0 | 0 | Commercial_2028_SC D_MW_Before Competition Groups_Variable Refrigerant Flow Heat Pump
Commercial | Com ¦ Building Recommissioning, Operations and Maintenance (O&M) Improvements | 2028 | Technical | MW | Before Competition Groups | 258.0079 | 0 | 0 | 2893.6065 | 0.089165 | 1 | Commercial_2028_Technical_MW_Before Competition Groups_1 | Building Recommissioning, Operations and Maintenance (O&M) Improvements | 8.916% | 0 | 258.0079 | Commercial_2028_Technical_MW_Before Competition Groups_Building Recommissioning, Operations and Maintenance (O&M) Improvements
Commercial | Com ¦ Education and Capacity Building/Energy Behavior | 2028 | Technical | MW | Before Competition Groups | 232.5511 | 0 | 0 | 2893.6065 | 0.080367 | 2 | Commercial_2028_Technical_MW_Before Competition Groups_2 | Education and Capacity Building/Energy Behavior | 8.037% | 0 | 232.5511 | Commercial_2028_Technical_MW_Before Competition Groups_Education and Capacity Building/Energy Behavior
Commercial | Com ¦ Central Lighting Control System | 2028 | Technical | MW | Before Competition Groups | 186.5045 | 0 | 0 | 2893.6065 | 0.064454 | 3 | Commercial_2028_Technical_MW_Before Competition Groups_3 | Central Lighting Control System | 6.445% | 0 | 186.5045 | Commercial_2028_Technical_MW_Before Competition Groups_Central Lighting Control System
Commercial | Com ¦ LED Low/High Bay | 2028 | Technical | MW | Before Competition Groups | 185.4983 | 0 | 0 | 2893.6065 | 0.064106 | 4 | Commercial_2028_Technical_MW_Before Competition Groups_4 | LED Low/High Bay | 6.411% | 0 | 185.4983 | Commercial_2028_Technical_MW_Before Competition Groups_LED Low/High Bay
Commercial | Com ¦ High Efficiency Air Source Heat Pump | 2028 | Technical | MW | Before Competition Groups | 138.2913 | 0 | 0 | 2893.6065 | 0.047792 | 5 | Commercial_2028_Technical_MW_Before Competition Groups_5 | High Efficiency Air Source Heat Pump | 4.779% | 0 | 138.2913 | Commercial_2028_Technical_MW_Before Competition Groups_High Efficiency Air Source Heat Pump
Commercial | Com ¦ LED Troffer/Surface/Suspended | 2028 | Technical | MW | Before Competition Groups | 138.1518 | 0 | 0 | 2893.6065 | 0.047744 | 6 | Commercial_2028_Technical_MW_Before Competition Groups_6 | LED Troffer/Surface/Suspended | 4.774% | 0 | 138.1518 | Commercial_2028_Technical_MW_Before Competition Groups_LED Troffer/Surface/Suspended
Commercial | Com ¦ ENERGY STAR LED LAMPS (REFLECTOR LAMPs/MR16/PAR 16) | 2028 | Technical | MW | Before Competition Groups | 134.1568 | 0 | 0 | 2893.6065 | 0.046363 | 7 | Commercial_2028_Technical_MW_Before Competition Groups_7 | ENERGY STAR LED LAMPS (REFLECTOR LAMPs/MR16/PAR 16) | 4.636% | 0 | 134.1568 | Commercial_2028_Technical_MW_Before Competition Groups_ENERGY STAR LED LAMPS (REFLECTOR LAMPs/MR16/PAR 16)
Commercial | Com ¦ Variable Refrigerant Flow Heat Pump | 2028 | Technical | MW | Before Competition Groups | 128.5082 | 0 | 0 | 2893.6065 | 0.044411 | 8 | Commercial_2028_Technical_MW_Before Competition Groups_8 | Variable Refrigerant Flow Heat Pump | 4.441% | 0 | 128.5082 | Commercial_2028_Technical_MW_Before Competition Groups_Variable Refrigerant Flow Heat Pump
Commercial | Com ¦ LLLC - Low Impact Application | 2028 | Technical | MW | Before Competition Groups | 128.0196 | 0 | 0 | 2893.6065 | 0.044242 | 9 | Commercial_2028_Technical_MW_Before Competition Groups_9 | LLLC - Low Impact Application | 4.424% | 0 | 128.0196 | Commercial_2028_Technical_MW_Before Competition Groups_LLLC - Low Impact Application
Commercial | Com ¦ LLLC - High Impact Application | 2028 | Technical | MW | Before Competition Groups | 118.3143 | 0 | 0 | 2893.6065 | 0.040888 | 10 | Commercial_2028_Technical_MW_Before Competition Groups_10 | LLLC - High Impact Application | 4.089% | 0 | 118.3143 | Commercial_2028_Technical_MW_Before Competition Groups_LLLC - High Impact Application
Commercial | Com ¦ Networked/Connected - Low Impact Application | 2028 | Technical | MW | Before Competition Groups | 108.4942 | 0 | 0 | 2893.6065 | 0.037494 | 11 | Commercial_2028_Technical_MW_Before Competition Groups_11 | Networked/Connected - Low Impact Application | 3.749% | 0 | 108.4942 | Commercial_2028_Technical_MW_Before Competition Groups_Networked/Connected - Low Impact Application
Commercial | Com ¦ Networked/Connected - High Impact Application | 2028 | Technical | MW | Before Competition Groups | 102.9699 | 0 | 0 | 2893.6065 | 0.035585 | 12 | Commercial_2028_Technical_MW_Before Competition Groups_12 | Networked/Connected - High Impact Application | 3.559% | 0 | 102.9699 | Commercial_2028_Technical_MW_Before Competition Groups_Networked/Connected - High Impact Application
Commercial | Com ¦ Advanced BAS/Controllers | 2028 | Technical | MW | Before Competition Groups | 94.4653 | 0 | 0 | 2893.6065 | 0.032646 | 13 | Commercial_2028_Technical_MW_Before Competition Groups_13 | Advanced BAS/Controllers | 3.265% | 0 | 94.4653 | Commercial_2028_Technical_MW_Before Competition Groups_Advanced BAS/Controllers
Commercial | Com ¦ Unitary Air-Conditioning Unit | 2028 | Technical | MW | Before Competition Groups | 92.4599 | 0 | 0 | 2893.6065 | 0.031953 | 14 | Commercial_2028_Technical_MW_Before Competition Groups_14 | Unitary Air-Conditioning Unit | 3.195% | 0 | 92.4599 | Commercial_2028_Technical_MW_Before Competition Groups_Unitary Air-Conditioning Unit
Commercial | Com ¦ LED Replacement Lamp (Tube) | 2028 | Technical | MW | Before Competition Groups | 67.774 | 0 | 0 | 2893.6065 | 0.023422 | 15 | Commercial_2028_Technical_MW_Before Competition Groups_15 | LED Replacement Lamp (Tube) | 2.342% | 0 | 67.774 | Commercial_2028_Technical_MW_Before Competition Groups_LED Replacement Lamp (Tube)
Commercial | Com ¦ Smart Strip Plug Outlets | 2028 | Technical | MW | Before Competition Groups | 58.7398 | 0 | 0 | 2893.6065 | 0.0203 | 16 | Commercial_2028_Technical_MW_Before Competition Groups_16 | Smart Strip Plug Outlets | 2.03% | 0 | 58.7398 | Commercial_2028_Technical_MW_Before Competition Groups_Smart Strip Plug Outlets
Commercial | Com ¦ Adaptive Thermostats | 2028 | Technical | MW | Before Competition Groups | 41.3351 | 0 | 0 | 2893.6065 | 0.014285 | 17 | Commercial_2028_Technical_MW_Before Competition Groups_17 | Adaptive Thermostats | 1.428% | 0 | 41.3351 | Commercial_2028_Technical_MW_Before Competition Groups_Adaptive Thermostats
Commercial | Com ¦ Refrigerated Display Case Doors | 2028 | Technical | MW | Before Competition Groups | 40.9339 | 0 | 0 | 2893.6065 | 0.014146 | 18 | Commercial_2028_Technical_MW_Before Competition Groups_18 | Refrigerated Display Case Doors | 1.415% | 0 | 40.9339 | Commercial_2028_Technical_MW_Before Competition Groups_Refrigerated Display Case Doors
Commercial | Com ¦ Data Center Storage/Server Virtualization | 2028 | Technical | MW | Before Competition Groups | 35.6829 | 0 | 0 | 2893.6065 | 0.012332 | 19 | Commercial_2028_Technical_MW_Before Competition Groups_19 | Data Center Storage/Server Virtualization | 1.233% | 0 | 35.6829 | Commercial_2028_Technical_MW_Before Competition Groups_Data Center Storage/Server Virtualization
Commercial | Com ¦ Demand Control Ventilation | 2028 | Technical | MW | Before Competition Groups | 31.7833 | 0 | 0 | 2893.6065 | 0.010984 | 20 | Commercial_2028_Technical_MW_Before Competition Groups_20 | Demand Control Ventilation | 1.098% | 0 | 31.7833 | Commercial_2028_Technical_MW_Before Competition Groups_Demand Control Ventilation
Commercial | Com ¦ Strip Curtains | 2028 | Technical | MW | Before Competition Groups | 30.9232 | 0 | 0 | 2893.6065 | 0.010687 | 21 | Commercial_2028_Technical_MW_Before Competition Groups_21 | Strip Curtains | 1.069% | 0 | 30.9232 | Commercial_2028_Technical_MW_Before Competition Groups_Strip Curtains
Commercial | Com ¦ Furnace Tune-Up | 2028 | Technical | MW | Before Competition Groups | 30.8103 | 0 | 0 | 2893.6065 | 0.010648 | 22 | Commercial_2028_Technical_MW_Before Competition Groups_22 | Furnace Tune-Up | 1.065% | 0 | 30.8103 | Commercial_2028_Technical_MW_Before Competition Groups_Furnace Tune-Up
Commercial | Com ¦ Reach-in Shaded Pole to ECM/PSC Evaporator Fan Motor | 2028 | Technical | MW | Before Competition Groups | 26.4638 | 0 | 0 | 2893.6065 | 0.0091456 | 23 | Commercial_2028_Technical_MW_Before Competition Groups_23 | Reach-in Shaded Pole to ECM/PSC Evaporator Fan Motor | 0.9146% | 0 | 26.4638 | Commercial_2028_Technical_MW_Before Competition Groups_Reach-in Shaded Pole to ECM/PSC Evaporator Fan Motor
Commercial | Com ¦ LED or Equivalent Sign Lighting | 2028 | Technical | MW | Before Competition Groups | 25.8553 | 0 | 0 | 2893.6065 | 0.0089353 | 24 | Commercial_2028_Technical_MW_Before Competition Groups_24 | LED or Equivalent Sign Lighting | 0.8935% | 0 | 25.8553 | Commercial_2028_Technical_MW_Before Competition Groups_LED or Equivalent Sign Lighting
Commercial | Com ¦ Adding reflective (White) roof treatment or a green roof | 2028 | Technical | MW | Before Competition Groups | 24.6554 | 0 | 0 | 2893.6065 | 0.0085207 | 25 | Commercial_2028_Technical_MW_Before Competition Groups_25 | Adding reflective (White) roof treatment or a green roof | 0.8521% | 0 | 24.6554 | Commercial_2028_Technical_MW_Before Competition Groups_Adding reflective (White) roof treatment or a green roof
Commercial | Com ¦ Centrally controlled desktop PC/NETWORK PC POWER MANAGEMENT SOFTWARE | 2028 | Technical | MW | Before Competition Groups | 23.5234 | 0 | 0 | 2893.6065 | 0.0081294 | 26 | Commercial_2028_Technical_MW_Before Competition Groups_26 | Centrally controlled desktop PC/NETWORK PC POWER MANAGEMENT SOFTWARE | 0.8129% | 0 | 23.5234 | Commercial_2028_Technical_MW_Before Competition Groups_Centrally controlled desktop PC/NETWORK PC POWER MANAGEMENT SOFTWARE
Commercial | Com ¦ Refrigerated Display Case LED | 2028 | Technical | MW | Before Competition Groups | 23.5116 | 0 | 0 | 2893.6065 | 0.0081254 | 27 | Commercial_2028_Technical_MW_Before Competition Groups_27 | Refrigerated Display Case LED | 0.8125% | 0 | 23.5116 | Commercial_2028_Technical_MW_Before Competition Groups_Refrigerated Display Case LED
Commercial | Com ¦ Door Gasket Freezer/Refrigerator | 2028 | Technical | MW | Before Competition Groups | 22.8392 | 0 | 0 | 2893.6065 | 0.007893 | 28 | Commercial_2028_Technical_MW_Before Competition Groups_28 | Door Gasket Freezer/Refrigerator | 0.7893% | 0 | 22.8392 | Commercial_2028_Technical_MW_Before Competition Groups_Door Gasket Freezer/Refrigerator
Commercial | Com ¦ Chilled Water Optimization | 2028 | Technical | MW | Before Competition Groups | 22.3993 | 0 | 0 | 2893.6065 | 0.0077409 | 29 | Commercial_2028_Technical_MW_Before Competition Groups_29 | Chilled Water Optimization | 0.7741% | 0 | 22.3993 | Commercial_2028_Technical_MW_Before Competition Groups_Chilled Water Optimization
Commercial | Com ¦ Variable Frequency Drive (VFD) | 2028 | Technical | MW | Before Competition Groups | 21.4445 | 0 | 0 | 2893.6065 | 0.007411 | 30 | Commercial_2028_Technical_MW_Before Competition Groups_30 | Variable Frequency Drive (VFD) | 0.7411% | 0 | 21.4445 | Commercial_2028_Technical_MW_Before Competition Groups_Variable Frequency Drive (VFD)
Commercial | Com ¦ Refrigeration Optimization | 2028 | Technical | MW | Before Competition Groups | 20.5167 | 0 | 0 | 2893.6065 | 0.0070904 | 31 | Commercial_2028_Technical_MW_Before Competition Groups_31 | Refrigeration Optimization | 0.709% | 0 | 20.5167 | Commercial_2028_Technical_MW_Before Competition Groups_Refrigeration Optimization
Commercial | Com ¦ VFD on Pumps | 2028 | Technical | MW | Before Competition Groups | 20.0695 | 0 | 0 | 2893.6065 | 0.0069358 | 32 | Commercial_2028_Technical_MW_Before Competition Groups_32 | VFD on Pumps | 0.6936% | 0 | 20.0695 | Commercial_2028_Technical_MW_Before Competition Groups_VFD on Pumps
Commercial | Com ¦ HOTEL OCCUPANCY CONTROLS (HVAC + LIGHTING) | 2028 | Technical | MW | Before Competition Groups | 19.2544 | 0 | 0 | 2893.6065 | 0.0066541 | 33 | Commercial_2028_Technical_MW_Before Competition Groups_33 | HOTEL OCCUPANCY CONTROLS (HVAC + LIGHTING) | 0.6654% | 0 | 19.2544 | Commercial_2028_Technical_MW_Before Competition Groups_HOTEL OCCUPANCY CONTROLS (HVAC + LIGHTING)
Commercial | Com ¦ Air Handler with Dedicated Outdoor Air Systems | 2028 | Technical | MW | Before Competition Groups | 16.3672 | 0 | 0 | 2893.6065 | 0.0056563 | 34 | Commercial_2028_Technical_MW_Before Competition Groups_34 | Air Handler with Dedicated Outdoor Air Systems | 0.5656% | 0 | 16.3672 | Commercial_2028_Technical_MW_Before Competition Groups_Air Handler with Dedicated Outdoor Air Systems
Commercial | Com ¦ ENERGY STAR LED LAMPS (General Service Lamps) | 2028 | Technical | MW | Before Competition Groups | 15.8499 | 0 | 0 | 2893.6065 | 0.0054776 | 35 | Commercial_2028_Technical_MW_Before Competition Groups_35 | ENERGY STAR LED LAMPS (General Service Lamps) | 0.5478% | 0 | 15.8499 | Commercial_2028_Technical_MW_Before Competition Groups_ENERGY STAR LED LAMPS (General Service Lamps)
Commercial | Com ¦ Indoor Daylight Sensors/Photocell Dimming Control | 2028 | Technical | MW | Before Competition Groups | 14.2967 | 0 | 0 | 2893.6065 | 0.0049408 | 36 | Commercial_2028_Technical_MW_Before Competition Groups_36 | Indoor Daylight Sensors/Photocell Dimming Control | 0.4941% | 0 | 14.2967 | Commercial_2028_Technical_MW_Before Competition Groups_Indoor Daylight Sensors/Photocell Dimming Control
Commercial | Com ¦ ENERGY STAR FREEZER | 2028 | Technical | MW | Before Competition Groups | 14.0863 | 0 | 0 | 2893.6065 | 0.0048681 | 37 | Commercial_2028_Technical_MW_Before Competition Groups_37 | ENERGY STAR FREEZER | 0.4868% | 0 | 14.0863 | Commercial_2028_Technical_MW_Before Competition Groups_ENERGY STAR FREEZER
Commercial | Com ¦ Ground Source Heat Pump | 2028 | Technical | MW | Before Competition Groups | 13.9996 | 0 | 0 | 2893.6065 | 0.0048381 | 38 | Commercial_2028_Technical_MW_Before Competition Groups_38 | Ground Source Heat Pump | 0.4838% | 0 | 13.9996 | Commercial_2028_Technical_MW_Before Competition Groups_Ground Source Heat Pump
Commercial | Com ¦ ENERGY STAR ICE MACHINES - Ice Making Head | 2028 | Technical | MW | Before Competition Groups | 11.5755 | 0 | 0 | 2893.6065 | 0.0040004 | 39 | Commercial_2028_Technical_MW_Before Competition Groups_39 | ENERGY STAR ICE MACHINES - Ice Making Head | 0.4% | 0 | 11.5755 | Commercial_2028_Technical_MW_Before Competition Groups_ENERGY STAR ICE MACHINES - Ice Making Head
Commercial | Com ¦ ECM MOTORS FOR EVAPORATOR FANS for refrigeration (WALK-IN) | 2028 | Technical | MW | Before Competition Groups | 11.1555 | 0 | 0 | 2893.6065 | 0.0038552 | 40 | Commercial_2028_Technical_MW_Before Competition Groups_40 | ECM MOTORS FOR EVAPORATOR FANS for refrigeration (WALK-IN) | 0.3855% | 0 | 11.1555 | Commercial_2028_Technical_MW_Before Competition Groups_ECM MOTORS FOR EVAPORATOR FANS for refrigeration (WALK-IN)
Commercial | Com ¦ Demand Control Kitchen Ventilation | 2028 | Technical | MW | Before Competition Groups | 11.0052 | 0 | 0 | 2893.6065 | 0.0038033 | 41 | Commercial_2028_Technical_MW_Before Competition Groups_41 | Demand Control Kitchen Ventilation | 0.3803% | 0 | 11.0052 | Commercial_2028_Technical_MW_Before Competition Groups_Demand Control Kitchen Ventilation
Commercial | Com ¦ High R-Value Glass Doors/no-heat glass door | 2028 | Technical | MW | Before Competition Groups | 10.5584 | 0 | 0 | 2893.6065 | 0.0036489 | 42 | Commercial_2028_Technical_MW_Before Competition Groups_42 | High R-Value Glass Doors/no-heat glass door | 0.3649% | 0 | 10.5584 | Commercial_2028_Technical_MW_Before Competition Groups_High R-Value Glass Doors/no-heat glass door
Commercial | Com ¦ Occupancy Sensors | 2028 | Technical | MW | Before Competition Groups | 9.9831 | 0 | 0 | 2893.6065 | 0.0034501 | 43 | Commercial_2028_Technical_MW_Before Competition Groups_43 | Occupancy Sensors | 0.345% | 0 | 9.9831 | Commercial_2028_Technical_MW_Before Competition Groups_Occupancy Sensors
Commercial | Com ¦ Freezer Case Light Sensor | 2028 | Technical | MW | Before Competition Groups | 9.6519 | 0 | 0 | 2893.6065 | 0.0033356 | 44 | Commercial_2028_Technical_MW_Before Competition Groups_44 | Freezer Case Light Sensor | 0.3336% | 0 | 9.6519 | Commercial_2028_Technical_MW_Before Competition Groups_Freezer Case Light Sensor
Commercial | Com ¦ Evaporator Fan Controls | 2028 | Technical | MW | Before Competition Groups | 9.4033 | 0 | 0 | 2893.6065 | 0.0032497 | 45 | Commercial_2028_Technical_MW_Before Competition Groups_45 | Evaporator Fan Controls | 0.325% | 0 | 9.4033 | Commercial_2028_Technical_MW_Before Competition Groups_Evaporator Fan Controls
Commercial | Com ¦ Water Source Heat Pump (4 ton) | 2028 | Technical | MW | Before Competition Groups | 7.5201 | 0 | 0 | 2893.6065 | 0.0025989 | 46 | Commercial_2028_Technical_MW_Before Competition Groups_46 | Water Source Heat Pump (4 ton) | 0.2599% | 0 | 7.5201 | Commercial_2028_Technical_MW_Before Competition Groups_Water Source Heat Pump (4 ton)
Commercial | Com ¦ ENERGY STAR Refrigerator | 2028 | Technical | MW | Before Competition Groups | 6.7895 | 0 | 0 | 2893.6065 | 0.0023464 | 47 | Commercial_2028_Technical_MW_Before Competition Groups_47 | ENERGY STAR Refrigerator | 0.2346% | 0 | 6.7895 | Commercial_2028_Technical_MW_Before Competition Groups_ENERGY STAR Refrigerator
Commercial | Com ¦ LED EXTERIOR AREA LIGHTS - LED fixture (200W) | 2028 | Technical | MW | Before Competition Groups | 6.5891 | 0 | 0 | 2893.6065 | 0.0022771 | 48 | Commercial_2028_Technical_MW_Before Competition Groups_48 | LED EXTERIOR AREA LIGHTS - LED fixture (200W) | 0.2277% | 0 | 6.5891 | Commercial_2028_Technical_MW_Before Competition Groups_LED EXTERIOR AREA LIGHTS - LED fixture (200W)
Commercial | Com ¦ Refrigeration Commissioning | 2028 | Technical | MW | Before Competition Groups | 6.5494 | 0 | 0 | 2893.6065 | 0.0022634 | 49 | Commercial_2028_Technical_MW_Before Competition Groups_49 | Refrigeration Commissioning | 0.2263% | 0 | 6.5494 | Commercial_2028_Technical_MW_Before Competition Groups_Refrigeration Commissioning
Commercial | Com ¦ LED parking lot fixture | 2028 | Technical | MW | Before Competition Groups | 6.3385 | 0 | 0 | 2893.6065 | 0.0021905 | 50 | Commercial_2028_Technical_MW_Before Competition Groups_50 | LED parking lot fixture | 0.2191% | 0 | 6.3385 | Commercial_2028_Technical_MW_Before Competition Groups_LED parking lot fixture
Commercial | Com ¦ Duct Insulation, R8 | 2028 | Technical | MW | Before Competition Groups | 5.656 | 0 | 0 | 2893.6065 | 0.0019547 | 51 | Commercial_2028_Technical_MW_Before Competition Groups_51 | Duct Insulation, R8 | 0.1955% | 0 | 5.656 | Commercial_2028_Technical_MW_Before Competition Groups_Duct Insulation, R8
Commercial | Com ¦ ENERGY STAR Griddle (74% eff) | 2028 | Technical | MW | Before Competition Groups | 5.4545 | 0 | 0 | 2893.6065 | 0.001885 | 52 | Commercial_2028_Technical_MW_Before Competition Groups_52 | ENERGY STAR Griddle (74% eff) | 0.1885% | 0 | 5.4545 | Commercial_2028_Technical_MW_Before Competition Groups_ENERGY STAR Griddle (74% eff)
Commercial | Com ¦ Condensing Make Up Air Unit | 2028 | Technical | MW | Before Competition Groups | 5.3559 | 0 | 0 | 2893.6065 | 0.0018509 | 53 | Commercial_2028_Technical_MW_Before Competition Groups_53 | Condensing Make Up Air Unit | 0.1851% | 0 | 5.3559 | Commercial_2028_Technical_MW_Before Competition Groups_Condensing Make Up Air Unit
Commercial | Com ¦ Super-High Efficiency Furnaces (Emerging Tech) | 2028 | Technical | MW | Before Competition Groups | 5.1522 | 0 | 0 | 2893.6065 | 0.0017805 | 54 | Commercial_2028_Technical_MW_Before Competition Groups_54 | Super-High Efficiency Furnaces (Emerging Tech) | 0.1781% | 0 | 5.1522 | Commercial_2028_Technical_MW_Before Competition Groups_Super-High Efficiency Furnaces (Emerging Tech)
Commercial | Com ¦ Elec Storage WH 2.30 Et | 2028 | Technical | MW | Before Competition Groups | 4.8733 | 0 | 0 | 2893.6065 | 0.0016841 | 55 | Commercial_2028_Technical_MW_Before Competition Groups_55 | Elec Storage WH 2.30 Et | 0.1684% | 0 | 4.8733 | Commercial_2028_Technical_MW_Before Competition Groups_Elec Storage WH 2.30 Et
Commercial | Com ¦ BEVERAGE VENDING MACHINE CONTROLS | 2028 | Technical | MW | Before Competition Groups | 4.6913 | 0 | 0 | 2893.6065 | 0.0016213 | 56 | Commercial_2028_Technical_MW_Before Competition Groups_56 | BEVERAGE VENDING MACHINE CONTROLS | 0.1621% | 0 | 4.6913 | Commercial_2028_Technical_MW_Before Competition Groups_BEVERAGE VENDING MACHINE CONTROLS
Commercial | Com ¦ LED street light fixture | 2028 | Technical | MW | Before Competition Groups | 3.9246 | 0 | 0 | 2893.6065 | 0.0013563 | 57 | Commercial_2028_Technical_MW_Before Competition Groups_57 | LED street light fixture | 0.1356% | 0 | 3.9246 | Commercial_2028_Technical_MW_Before Competition Groups_LED street light fixture
Commercial | Com ¦ Roof Insulation/Ceiling Insulation (R25 Code to R35) | 2028 | Technical | MW | Before Competition Groups | 3.9167 | 0 | 0 | 2893.6065 | 0.0013536 | 58 | Commercial_2028_Technical_MW_Before Competition Groups_58 | Roof Insulation/Ceiling Insulation (R25 Code to R35) | 0.1354% | 0 | 3.9167 | Commercial_2028_Technical_MW_Before Competition Groups_Roof Insulation/Ceiling Insulation (R25 Code to R35)
Commercial | Com ¦ Temperature Adjustment in Commercial Freezers | 2028 | Technical | MW | Before Competition Groups | 3.4378 | 0 | 0 | 2893.6065 | 0.0011881 | 59 | Commercial_2028_Technical_MW_Before Competition Groups_59 | Temperature Adjustment in Commercial Freezers | 0.1188% | 0 | 3.4378 | Commercial_2028_Technical_MW_Before Competition Groups_Temperature Adjustment in Commercial Freezers
Commercial | Com ¦ Anti-sweat heat (ASH) controls - Cooler/Freezer | 2028 | Technical | MW | Before Competition Groups | 3.2189 | 0 | 0 | 2893.6065 | 0.0011124 | 60 | Commercial_2028_Technical_MW_Before Competition Groups_60 | Anti-sweat heat (ASH) controls - Cooler/Freezer | 0.1112% | 0 | 3.2189 | Commercial_2028_Technical_MW_Before Competition Groups_Anti-sweat heat (ASH) controls - Cooler/Freezer
Commercial | Com ¦ CO Sensors for parking garage exhaust fans | 2028 | Technical | MW | Before Competition Groups | 3.1915 | 0 | 0 | 2893.6065 | 0.001103 | 61 | Commercial_2028_Technical_MW_Before Competition Groups_61 | CO Sensors for parking garage exhaust fans | 0.1103% | 0 | 3.1915 | Commercial_2028_Technical_MW_Before Competition Groups_CO Sensors for parking garage exhaust fans
Commercial | Com ¦ Vertical Night Covers | 2028 | Technical | MW | Before Competition Groups | 2.8429 | 0 | 0 | 2893.6065 | 0.00098249 | 62 | Commercial_2028_Technical_MW_Before Competition Groups_62 | Vertical Night Covers | 0.09825% | 0 | 2.8429 | Commercial_2028_Technical_MW_Before Competition Groups_Vertical Night Covers
Commercial | Com ¦ Energy Efficient Laboratory Fume Hood | 2028 | Technical | MW | Before Competition Groups | 2.7796 | 0 | 0 | 2893.6065 | 0.0009606 | 63 | Commercial_2028_Technical_MW_Before Competition Groups_63 | Energy Efficient Laboratory Fume Hood | 0.09606% | 0 | 2.7796 | Commercial_2028_Technical_MW_Before Competition Groups_Energy Efficient Laboratory Fume Hood
Commercial | Com ¦ Water Heating (DHW) Pipe Insulation (Add 3/4\ Foam)" | 2028 | Technical | MW | Before Competition Groups | 2.1695 | 0 | 0 | 2893.6065 | 0.00074976 | 64 | Commercial_2028_Technical_MW_Before Competition Groups_64 | Water Heating (DHW) Pipe Insulation (Add 3/4\ Foam)" | 0.07498% | 0 | 2.1695 | Commercial_2028_Technical_MW_Before Competition Groups_Water Heating (DHW) Pipe Insulation (Add 3/4\ Foam)"
Commercial | Com ¦ Outside Air Economizer | 2028 | Technical | MW | Before Competition Groups | 1.8667 | 0 | 0 | 2893.6065 | 0.00064513 | 65 | Commercial_2028_Technical_MW_Before Competition Groups_65 | Outside Air Economizer | 0.06451% | 0 | 1.8667 | Commercial_2028_Technical_MW_Before Competition Groups_Outside Air Economizer
Commercial | Com ¦ ENERGY STAR Fryer (84% eff) | 2028 | Technical | MW | Before Competition Groups | 1.5727 | 0 | 0 | 2893.6065 | 0.00054352 | 66 | Commercial_2028_Technical_MW_Before Competition Groups_66 | ENERGY STAR Fryer (84% eff) | 0.05435% | 0 | 1.5727 | Commercial_2028_Technical_MW_Before Competition Groups_ENERGY STAR Fryer (84% eff)
Commercial | Com ¦ Suction Pipe Insulation Freezer/Refrigerator | 2028 | Technical | MW | Before Competition Groups | 1.4776 | 0 | 0 | 2893.6065 | 0.00051063 | 67 | Commercial_2028_Technical_MW_Before Competition Groups_67 | Suction Pipe Insulation Freezer/Refrigerator | 0.05106% | 0 | 1.4776 | Commercial_2028_Technical_MW_Before Competition Groups_Suction Pipe Insulation Freezer/Refrigerator
Commercial | Com ¦ High Efficiency Small Instantaneous Water Heater | 2028 | Technical | MW | Before Competition Groups | 1.3731 | 0 | 0 | 2893.6065 | 0.00047453 | 68 | Commercial_2028_Technical_MW_Before Competition Groups_68 | High Efficiency Small Instantaneous Water Heater | 0.04745% | 0 | 1.3731 | Commercial_2028_Technical_MW_Before Competition Groups_High Efficiency Small Instantaneous Water Heater
Commercial | Com ¦ Room AC (w/ louvered sides) 14 SEER from 12 SEER code | 2028 | Technical | MW | Before Competition Groups | 1.3623 | 0 | 0 | 2893.6065 | 0.00047079 | 69 | Commercial_2028_Technical_MW_Before Competition Groups_69 | Room AC (w/ louvered sides) 14 SEER from 12 SEER code | 0.04708% | 0 | 1.3623 | Commercial_2028_Technical_MW_Before Competition Groups_Room AC (w/ louvered sides) 14 SEER from 12 SEER code
Commercial | Com ¦ ENERGY STAR Dishwasher | 2028 | Technical | MW | Before Competition Groups | 1.3311 | 0 | 0 | 2893.6065 | 0.00046003 | 70 | Commercial_2028_Technical_MW_Before Competition Groups_70 | ENERGY STAR Dishwasher | 0.046% | 0 | 1.3311 | Commercial_2028_Technical_MW_Before Competition Groups_ENERGY STAR Dishwasher
Commercial | Com ¦ LED RECESSED DOWNLIGHTS | 2028 | Technical | MW | Before Competition Groups | 1.3307 | 0 | 0 | 2893.6065 | 0.00045987 | 71 | Commercial_2028_Technical_MW_Before Competition Groups_71 | LED RECESSED DOWNLIGHTS | 0.04599% | 0 | 1.3307 | Commercial_2028_Technical_MW_Before Competition Groups_LED RECESSED DOWNLIGHTS
Commercial | Com ¦ Evaporator Coil Defrost (Cooler) | 2028 | Technical | MW | Before Competition Groups | 1.2571 | 0 | 0 | 2893.6065 | 0.00043443 | 72 | Commercial_2028_Technical_MW_Before Competition Groups_72 | Evaporator Coil Defrost (Cooler) | 0.04344% | 0 | 1.2571 | Commercial_2028_Technical_MW_Before Competition Groups_Evaporator Coil Defrost (Cooler)
Commercial | Com ¦ ENERGY STAR Steam Cookers | 2028 | Technical | MW | Before Competition Groups | 1.0295 | 0 | 0 | 2893.6065 | 0.00035579 | 73 | Commercial_2028_Technical_MW_Before Competition Groups_73 | ENERGY STAR Steam Cookers | 0.03558% | 0 | 1.0295 | Commercial_2028_Technical_MW_Before Competition Groups_ENERGY STAR Steam Cookers
Commercial | Com ¦ Ozone Laundry Treatment | 2028 | Technical | MW | Before Competition Groups | 0.76652 | 0 | 0 | 2893.6065 | 0.0002649 | 74 | Commercial_2028_Technical_MW_Before Competition Groups_74 | Ozone Laundry Treatment | 0.02649% | 0 | 0.76652 | Commercial_2028_Technical_MW_Before Competition Groups_Ozone Laundry Treatment
Commercial | Com ¦ Thermostat Setback | 2028 | Technical | MW | Before Competition Groups | 0.6813 | 0 | 0 | 2893.6065 | 0.00023545 | 75 | Commercial_2028_Technical_MW_Before Competition Groups_75 | Thermostat Setback | 0.02354% | 0 | 0.6813 | Commercial_2028_Technical_MW_Before Competition Groups_Thermostat Setback
Commercial | Com ¦ Wall Insulation | 2028 | Technical | MW | Before Competition Groups | 0.68056 | 0 | 0 | 2893.6065 | 0.0002352 | 76 | Commercial_2028_Technical_MW_Before Competition Groups_76 | Wall Insulation | 0.02352% | 0 | 0.68056 | Commercial_2028_Technical_MW_Before Competition Groups_Wall Insulation
Commercial | Com ¦ SYNCHRONOUS BELT | 2028 | Technical | MW | Before Competition Groups | 0.67646 | 0 | 0 | 2893.6065 | 0.00023378 | 77 | Commercial_2028_Technical_MW_Before Competition Groups_77 | SYNCHRONOUS BELT | 0.02338% | 0 | 0.67646 | Commercial_2028_Technical_MW_Before Competition Groups_SYNCHRONOUS BELT
Commercial | Com ¦ Solar Preheat Make up Air | 2028 | Technical | MW | Before Competition Groups | 0.67207 | 0 | 0 | 2893.6065 | 0.00023226 | 78 | Commercial_2028_Technical_MW_Before Competition Groups_78 | Solar Preheat Make up Air | 0.02323% | 0 | 0.67207 | Commercial_2028_Technical_MW_Before Competition Groups_Solar Preheat Make up Air
Commercial | Com ¦ PTAC (12 EER/10,000 BTU) | 2028 | Technical | MW | Before Competition Groups | 0.55069 | 0 | 0 | 2893.6065 | 0.00019031 | 79 | Commercial_2028_Technical_MW_Before Competition Groups_79 | PTAC (12 EER/10,000 BTU) | 0.01903% | 0 | 0.55069 | Commercial_2028_Technical_MW_Before Competition Groups_PTAC (12 EER/10,000 BTU)
Commercial | Com ¦ Efficient compressor motor | 2028 | Technical | MW | Before Competition Groups | 0.51153 | 0 | 0 | 2893.6065 | 0.00017678 | 80 | Commercial_2028_Technical_MW_Before Competition Groups_80 | Efficient compressor motor | 0.01768% | 0 | 0.51153 | Commercial_2028_Technical_MW_Before Competition Groups_Efficient compressor motor
Commercial | Com ¦ Notched V belts for HVAC Systems | 2028 | Technical | MW | Before Competition Groups | 0.33823 | 0 | 0 | 2893.6065 | 0.00011689 | 81 | Commercial_2028_Technical_MW_Before Competition Groups_81 | Notched V belts for HVAC Systems | 0.01169% | 0 | 0.33823 | Commercial_2028_Technical_MW_Before Competition Groups_Notched V belts for HVAC Systems
Commercial | Com ¦ Solar Water Preheat (Pools/DHW) | 2028 | Technical | MW | Before Competition Groups | 0.31622 | 0 | 0 | 2893.6065 | 0.00010928 | 82 | Commercial_2028_Technical_MW_Before Competition Groups_82 | Solar Water Preheat (Pools/DHW) | 0.01093% | 0 | 0.31622 | Commercial_2028_Technical_MW_Before Competition Groups_Solar Water Preheat (Pools/DHW)
Commercial | Com ¦ ECM MOTORS FOR HVAC APPLICATION (FAN-POWERED VAV BOX) | 2028 | Technical | MW | Before Competition Groups | 0.30955 | 0 | 0 | 2893.6065 | 0.00010698 | 83 | Commercial_2028_Technical_MW_Before Competition Groups_83 | ECM MOTORS FOR HVAC APPLICATION (FAN-POWERED VAV BOX) | 0.0107% | 0 | 0.30955 | Commercial_2028_Technical_MW_Before Competition Groups_ECM MOTORS FOR HVAC APPLICATION (FAN-POWERED VAV BOX)
Commercial | Com ¦ High Efficiency Chiller (avg of water and air cooled) | 2028 | Technical | MW | Before Competition Groups | 0.30682 | 0 | 0 | 2893.6065 | 0.00010604 | 84 | Commercial_2028_Technical_MW_Before Competition Groups_84 | High Efficiency Chiller (avg of water and air cooled) | 0.0106% | 0 | 0.30682 | Commercial_2028_Technical_MW_Before Competition Groups_High Efficiency Chiller (avg of water and air cooled)
Commercial | COM ¦ Ductless Mini-Split Heat Pumps | 2028 | Technical | MW | Before Competition Groups | 0.30624 | 0 | 0 | 2893.6065 | 0.00010583 | 85 | Commercial_2028_Technical_MW_Before Competition Groups_85 | Ductless Mini-Split Heat Pumps | 0.01058% | 0 | 0.30624 | Commercial_2028_Technical_MW_Before Competition Groups_Ductless Mini-Split Heat Pumps
Commercial | Com ¦ Heat Pump Water Heater (50 Gallons) | 2028 | Technical | MW | Before Competition Groups | 0.2936 | 0 | 0 | 2893.6065 | 0.00010146 | 86 | Commercial_2028_Technical_MW_Before Competition Groups_86 | Heat Pump Water Heater (50 Gallons) | 0.01015% | 0 | 0.2936 | Commercial_2028_Technical_MW_Before Competition Groups_Heat Pump Water Heater (50 Gallons)
Commercial | Com ¦ Commercial Hot Food Holding Cabinets | 2028 | Technical | MW | Before Competition Groups | 0.2377 | 0 | 0 | 2893.6065 | 8.2148e-05 | 87 | Commercial_2028_Technical_MW_Before Competition Groups_87 | Commercial Hot Food Holding Cabinets | 0.008215% | 0 | 0.2377 | Commercial_2028_Technical_MW_Before Competition Groups_Commercial Hot Food Holding Cabinets
Commercial | Com ¦ HVAC Optimization | 2028 | Technical | MW | Before Competition Groups | 0.21816 | 0 | 0 | 2893.6065 | 7.5395e-05 | 88 | Commercial_2028_Technical_MW_Before Competition Groups_88 | HVAC Optimization | 0.007539% | 0 | 0.21816 | Commercial_2028_Technical_MW_Before Competition Groups_HVAC Optimization
Commercial | Com ¦ Auto Off Time Switch or Time Clock control | 2028 | Technical | MW | Before Competition Groups | 0.1875 | 0 | 0 | 2893.6065 | 6.4798e-05 | 89 | Commercial_2028_Technical_MW_Before Competition Groups_89 | Auto Off Time Switch or Time Clock control | 0.00648% | 0 | 0.1875 | Commercial_2028_Technical_MW_Before Competition Groups_Auto Off Time Switch or Time Clock control
Commercial | Com ¦ CEE Tier 2/Energy Star Clothes Washers | 2028 | Technical | MW | Before Competition Groups | 0.15239 | 0 | 0 | 2893.6065 | 5.2664e-05 | 90 | Commercial_2028_Technical_MW_Before Competition Groups_90 | CEE Tier 2/Energy Star Clothes Washers | 0.005266% | 0 | 0.15239 | Commercial_2028_Technical_MW_Before Competition Groups_CEE Tier 2/Energy Star Clothes Washers
Commercial | Com ¦ Demand controlled Circulating Systems | 2028 | Technical | MW | Before Competition Groups | 0.13919 | 0 | 0 | 2893.6065 | 4.8104e-05 | 91 | Commercial_2028_Technical_MW_Before Competition Groups_91 | Demand controlled Circulating Systems | 0.00481% | 0 | 0.13919 | Commercial_2028_Technical_MW_Before Competition Groups_Demand controlled Circulating Systems
Commercial | Com ¦ Solar Electric Water Heater (50 Gallon) | 2028 | Technical | MW | Before Competition Groups | 0.12133 | 0 | 0 | 2893.6065 | 4.1929e-05 | 92 | Commercial_2028_Technical_MW_Before Competition Groups_92 | Solar Electric Water Heater (50 Gallon) | 0.004193% | 0 | 0.12133 | Commercial_2028_Technical_MW_Before Competition Groups_Solar Electric Water Heater (50 Gallon)
Commercial | Com ¦ Low Flow Pre-Rinse Spray Nozzle | 2028 | Technical | MW | Before Competition Groups | 0.10282 | 0 | 0 | 2893.6065 | 3.5535e-05 | 93 | Commercial_2028_Technical_MW_Before Competition Groups_93 | Low Flow Pre-Rinse Spray Nozzle | 0.003553% | 0 | 0.10282 | Commercial_2028_Technical_MW_Before Competition Groups_Low Flow Pre-Rinse Spray Nozzle
Commercial | Com ¦ Condensing Unit Heaters or other Efficient Unit Heating System | 2028 | Technical | MW | Before Competition Groups | 0.048478 | 0 | 0 | 2893.6065 | 1.6753e-05 | 94 | Commercial_2028_Technical_MW_Before Competition Groups_94 | Condensing Unit Heaters or other Efficient Unit Heating System | 0.001675% | 0 | 0.048478 | Commercial_2028_Technical_MW_Before Competition Groups_Condensing Unit Heaters or other Efficient Unit Heating System
Commercial | Com ¦ VSD Air Compressor | 2028 | Technical | MW | Before Competition Groups | 0.025835 | 0 | 0 | 2893.6065 | 8.9282e-06 | 95 | Commercial_2028_Technical_MW_Before Competition Groups_95 | VSD Air Compressor | 0.0008928% | 0 | 0.025835 | Commercial_2028_Technical_MW_Before Competition Groups_VSD Air Compressor
Commercial | Com ¦ EC Plug Fan for Data Center (under cabinet) | 2028 | Technical | MW | Before Competition Groups | 0.02309 | 0 | 0 | 2893.6065 | 7.9797e-06 | 96 | Commercial_2028_Technical_MW_Before Competition Groups_96 | EC Plug Fan for Data Center (under cabinet) | 0.000798% | 0 | 0.02309 | Commercial_2028_Technical_MW_Before Competition Groups_EC Plug Fan for Data Center (under cabinet)
Commercial | Com ¦ eCube | 2028 | Technical | MW | Before Competition Groups | 0.022644 | 0 | 0 | 2893.6065 | 7.8257e-06 | 97 | Commercial_2028_Technical_MW_Before Competition Groups_97 | eCube | 0.0007826% | 0 | 0.022644 | Commercial_2028_Technical_MW_Before Competition Groups_eCube
Commercial | Com ¦ Exterior Photocell | 2028 | Technical | MW | Before Competition Groups | 0.01577 | 0 | 0 | 2893.6065 | 5.4499e-06 | 98 | Commercial_2028_Technical_MW_Before Competition Groups_98 | Exterior Photocell | 0.000545% | 0 | 0.01577 | Commercial_2028_Technical_MW_Before Competition Groups_Exterior Photocell
Commercial | Com ¦ Air Curtains | 2028 | Technical | MW | Before Competition Groups | 0.0068866 | 0 | 0 | 2893.6065 | 2.3799e-06 | 99 | Commercial_2028_Technical_MW_Before Competition Groups_99 | Air Curtains | 0.000238% | 0 | 0.0068866 | Commercial_2028_Technical_MW_Before Competition Groups_Air Curtains
Commercial | Com ¦ High Efficiency Induction Cooking | 2028 | Technical | MW | Before Competition Groups | 0.0012734 | 0 | 0 | 2893.6065 | 4.4006e-07 | 100 | Commercial_2028_Technical_MW_Before Competition Groups_100 | High Efficiency Induction Cooking | 4.401e-05% | 0 | 0.0012734 | Commercial_2028_Technical_MW_Before Competition Groups_High Efficiency Induction Cooking
Commercial | Com ¦ Electric Convection Combination Ovens | 2028 | Technical | MW | Before Competition Groups | 0.00032405 | 0 | 0 | 2893.6065 | 1.1199e-07 | 101 | Commercial_2028_Technical_MW_Before Competition Groups_101 | Electric Convection Combination Ovens | 1.12e-05% | 0 | 0.00032405 | Commercial_2028_Technical_MW_Before Competition Groups_Electric Convection Combination Ovens
Commercial | Com ¦ Building Recommissioning, Operations and Maintenance (O&M) Improvements | 2029 | Economic | MW | Before Competition Groups | 252.822 | 0 | 0 | 1935.3347 | 0.13063 | 1 | Commercial_2029_Economic_MW_Before Competition Groups_1 | Building Recommissioning, Operations and Maintenance (O&M) Improvements | 13.06% | 0 | 252.822 | Commercial_2029_Economic_MW_Before Competition Groups_Building Recommissioning, Operations and Maintenance (O&M) Improvements
Commercial | Com ¦ Education and Capacity Building/Energy Behavior | 2029 | Economic | MW | Before Competition Groups | 226.0465 | 0 | 0 | 1935.3347 | 0.1168 | 2 | Commercial_2029_Economic_MW_Before Competition Groups_2 | Education and Capacity Building/Energy Behavior | 11.68% | 0 | 226.0465 | Commercial_2029_Economic_MW_Before Competition Groups_Education and Capacity Building/Energy Behavior
Commercial | Com ¦ LED Low/High Bay | 2029 | Economic | MW | Before Competition Groups | 179.2778 | 0 | 0 | 1935.3347 | 0.092634 | 3 | Commercial_2029_Economic_MW_Before Competition Groups_3 | LED Low/High Bay | 9.263% | 0 | 179.2778 | Commercial_2029_Economic_MW_Before Competition Groups_LED Low/High Bay
Commercial | Com ¦ High Efficiency Air Source Heat Pump | 2029 | Economic | MW | Before Competition Groups | 148.7644 | 0 | 0 | 1935.3347 | 0.076868 | 4 | Commercial_2029_Economic_MW_Before Competition Groups_4 | High Efficiency Air Source Heat Pump | 7.687% | 0 | 148.7644 | Commercial_2029_Economic_MW_Before Competition Groups_High Efficiency Air Source Heat Pump
Commercial | Com ¦ LED Troffer/Surface/Suspended | 2029 | Economic | MW | Before Competition Groups | 135.3749 | 0 | 0 | 1935.3347 | 0.069949 | 5 | Commercial_2029_Economic_MW_Before Competition Groups_5 | LED Troffer/Surface/Suspended | 6.995% | 0 | 135.3749 | Commercial_2029_Economic_MW_Before Competition Groups_LED Troffer/Surface/Suspended
Commercial | Com ¦ ENERGY STAR LED LAMPS (REFLECTOR LAMPs/MR16/PAR 16) | 2029 | Economic | MW | Before Competition Groups | 121.2642 | 0 | 0 | 1935.3347 | 0.062658 | 6 | Commercial_2029_Economic_MW_Before Competition Groups_6 | ENERGY STAR LED LAMPS (REFLECTOR LAMPs/MR16/PAR 16) | 6.266% | 0 | 121.2642 | Commercial_2029_Economic_MW_Before Competition Groups_ENERGY STAR LED LAMPS (REFLECTOR LAMPs/MR16/PAR 16)
Commercial | Com ¦ Unitary Air-Conditioning Unit | 2029 | Economic | MW | Before Competition Groups | 98.8333 | 0 | 0 | 1935.3347 | 0.051068 | 7 | Commercial_2029_Economic_MW_Before Competition Groups_7 | Unitary Air-Conditioning Unit | 5.107% | 0 | 98.8333 | Commercial_2029_Economic_MW_Before Competition Groups_Unitary Air-Conditioning Unit
Commercial | Com ¦ Advanced BAS/Controllers | 2029 | Economic | MW | Before Competition Groups | 94.9083 | 0 | 0 | 1935.3347 | 0.04904 | 8 | Commercial_2029_Economic_MW_Before Competition Groups_8 | Advanced BAS/Controllers | 4.904% | 0 | 94.9083 | Commercial_2029_Economic_MW_Before Competition Groups_Advanced BAS/Controllers
Commercial | Com ¦ LED Replacement Lamp (Tube) | 2029 | Economic | MW | Before Competition Groups | 72.8494 | 0 | 0 | 1935.3347 | 0.037642 | 9 | Commercial_2029_Economic_MW_Before Competition Groups_9 | LED Replacement Lamp (Tube) | 3.764% | 0 | 72.8494 | Commercial_2029_Economic_MW_Before Competition Groups_LED Replacement Lamp (Tube)
Commercial | Com ¦ LLLC - Low Impact Application | 2029 | Economic | MW | Before Competition Groups | 43.7309 | 0 | 0 | 1935.3347 | 0.022596 | 10 | Commercial_2029_Economic_MW_Before Competition Groups_10 | LLLC - Low Impact Application | 2.26% | 0 | 43.7309 | Commercial_2029_Economic_MW_Before Competition Groups_LLLC - Low Impact Application
Commercial | Com ¦ Adaptive Thermostats | 2029 | Economic | MW | Before Competition Groups | 41.6727 | 0 | 0 | 1935.3347 | 0.021533 | 11 | Commercial_2029_Economic_MW_Before Competition Groups_11 | Adaptive Thermostats | 2.153% | 0 | 41.6727 | Commercial_2029_Economic_MW_Before Competition Groups_Adaptive Thermostats
Commercial | Com ¦ Data Center Storage/Server Virtualization | 2029 | Economic | MW | Before Competition Groups | 36.2153 | 0 | 0 | 1935.3347 | 0.018713 | 12 | Commercial_2029_Economic_MW_Before Competition Groups_12 | Data Center Storage/Server Virtualization | 1.871% | 0 | 36.2153 | Commercial_2029_Economic_MW_Before Competition Groups_Data Center Storage/Server Virtualization
Commercial | Com ¦ Demand Control Ventilation | 2029 | Economic | MW | Before Competition Groups | 32.0337 | 0 | 0 | 1935.3347 | 0.016552 | 13 | Commercial_2029_Economic_MW_Before Competition Groups_13 | Demand Control Ventilation | 1.655% | 0 | 32.0337 | Commercial_2029_Economic_MW_Before Competition Groups_Demand Control Ventilation
Commercial | Com ¦ Strip Curtains | 2029 | Economic | MW | Before Competition Groups | 31.1257 | 0 | 0 | 1935.3347 | 0.016083 | 14 | Commercial_2029_Economic_MW_Before Competition Groups_14 | Strip Curtains | 1.608% | 0 | 31.1257 | Commercial_2029_Economic_MW_Before Competition Groups_Strip Curtains
Commercial | Com ¦ Refrigerated Display Case Doors | 2029 | Economic | MW | Before Competition Groups | 30.9308 | 0 | 0 | 1935.3347 | 0.015982 | 15 | Commercial_2029_Economic_MW_Before Competition Groups_15 | Refrigerated Display Case Doors | 1.598% | 0 | 30.9308 | Commercial_2029_Economic_MW_Before Competition Groups_Refrigerated Display Case Doors
Commercial | Com ¦ Furnace Tune-Up | 2029 | Economic | MW | Before Competition Groups | 30.191 | 0 | 0 | 1935.3347 | 0.0156 | 16 | Commercial_2029_Economic_MW_Before Competition Groups_16 | Furnace Tune-Up | 1.56% | 0 | 30.191 | Commercial_2029_Economic_MW_Before Competition Groups_Furnace Tune-Up
Commercial | Com ¦ LLLC - High Impact Application | 2029 | Economic | MW | Before Competition Groups | 29.9505 | 0 | 0 | 1935.3347 | 0.015476 | 17 | Commercial_2029_Economic_MW_Before Competition Groups_17 | LLLC - High Impact Application | 1.548% | 0 | 29.9505 | Commercial_2029_Economic_MW_Before Competition Groups_LLLC - High Impact Application
Commercial | Com ¦ Reach-in Shaded Pole to ECM/PSC Evaporator Fan Motor | 2029 | Economic | MW | Before Competition Groups | 28.4572 | 0 | 0 | 1935.3347 | 0.014704 | 18 | Commercial_2029_Economic_MW_Before Competition Groups_18 | Reach-in Shaded Pole to ECM/PSC Evaporator Fan Motor | 1.47% | 0 | 28.4572 | Commercial_2029_Economic_MW_Before Competition Groups_Reach-in Shaded Pole to ECM/PSC Evaporator Fan Motor
Commercial | Com ¦ LED or Equivalent Sign Lighting | 2029 | Economic | MW | Before Competition Groups | 26.3094 | 0 | 0 | 1935.3347 | 0.013594 | 19 | Commercial_2029_Economic_MW_Before Competition Groups_19 | LED or Equivalent Sign Lighting | 1.359% | 0 | 26.3094 | Commercial_2029_Economic_MW_Before Competition Groups_LED or Equivalent Sign Lighting
Commercial | Com ¦ Chilled Water Optimization | 2029 | Economic | MW | Before Competition Groups | 24.1532 | 0 | 0 | 1935.3347 | 0.01248 | 20 | Commercial_2029_Economic_MW_Before Competition Groups_20 | Chilled Water Optimization | 1.248% | 0 | 24.1532 | Commercial_2029_Economic_MW_Before Competition Groups_Chilled Water Optimization
Commercial | Com ¦ Centrally controlled desktop PC/NETWORK PC POWER MANAGEMENT SOFTWARE | 2029 | Economic | MW | Before Competition Groups | 23.8866 | 0 | 0 | 1935.3347 | 0.012342 | 21 | Commercial_2029_Economic_MW_Before Competition Groups_21 | Centrally controlled desktop PC/NETWORK PC POWER MANAGEMENT SOFTWARE | 1.234% | 0 | 23.8866 | Commercial_2029_Economic_MW_Before Competition Groups_Centrally controlled desktop PC/NETWORK PC POWER MANAGEMENT SOFTWARE
Commercial | Com ¦ Variable Frequency Drive (VFD) | 2029 | Economic | MW | Before Competition Groups | 21.0134 | 0 | 0 | 1935.3347 | 0.010858 | 22 | Commercial_2029_Economic_MW_Before Competition Groups_22 | Variable Frequency Drive (VFD) | 1.086% | 0 | 21.0134 | Commercial_2029_Economic_MW_Before Competition Groups_Variable Frequency Drive (VFD)
Commercial | Com ¦ VFD on Pumps | 2029 | Economic | MW | Before Competition Groups | 19.6661 | 0 | 0 | 1935.3347 | 0.010162 | 23 | Commercial_2029_Economic_MW_Before Competition Groups_23 | VFD on Pumps | 1.016% | 0 | 19.6661 | Commercial_2029_Economic_MW_Before Competition Groups_VFD on Pumps
Commercial | Com ¦ Refrigerated Display Case LED | 2029 | Economic | MW | Before Competition Groups | 17.9636 | 0 | 0 | 1935.3347 | 0.0092819 | 24 | Commercial_2029_Economic_MW_Before Competition Groups_24 | Refrigerated Display Case LED | 0.9282% | 0 | 17.9636 | Commercial_2029_Economic_MW_Before Competition Groups_Refrigerated Display Case LED
Commercial | Com ¦ Air Handler with Dedicated Outdoor Air Systems | 2029 | Economic | MW | Before Competition Groups | 16.0382 | 0 | 0 | 1935.3347 | 0.0082871 | 25 | Commercial_2029_Economic_MW_Before Competition Groups_25 | Air Handler with Dedicated Outdoor Air Systems | 0.8287% | 0 | 16.0382 | Commercial_2029_Economic_MW_Before Competition Groups_Air Handler with Dedicated Outdoor Air Systems
Commercial | Com ¦ ENERGY STAR LED LAMPS (General Service Lamps) | 2029 | Economic | MW | Before Competition Groups | 15.8906 | 0 | 0 | 1935.3347 | 0.0082108 | 26 | Commercial_2029_Economic_MW_Before Competition Groups_26 | ENERGY STAR LED LAMPS (General Service Lamps) | 0.8211% | 0 | 15.8906 | Commercial_2029_Economic_MW_Before Competition Groups_ENERGY STAR LED LAMPS (General Service Lamps)
Commercial | Com ¦ ECM MOTORS FOR EVAPORATOR FANS for refrigeration (WALK-IN) | 2029 | Economic | MW | Before Competition Groups | 10.9312 | 0 | 0 | 1935.3347 | 0.0056482 | 27 | Commercial_2029_Economic_MW_Before Competition Groups_27 | ECM MOTORS FOR EVAPORATOR FANS for refrigeration (WALK-IN) | 0.5648% | 0 | 10.9312 | Commercial_2029_Economic_MW_Before Competition Groups_ECM MOTORS FOR EVAPORATOR FANS for refrigeration (WALK-IN)
Commercial | Com ¦ Demand Control Kitchen Ventilation | 2029 | Economic | MW | Before Competition Groups | 10.3558 | 0 | 0 | 1935.3347 | 0.0053509 | 28 | Commercial_2029_Economic_MW_Before Competition Groups_28 | Demand Control Kitchen Ventilation | 0.5351% | 0 | 10.3558 | Commercial_2029_Economic_MW_Before Competition Groups_Demand Control Kitchen Ventilation
Commercial | Com ¦ Occupancy Sensors | 2029 | Economic | MW | Before Competition Groups | 10.0634 | 0 | 0 | 1935.3347 | 0.0051998 | 29 | Commercial_2029_Economic_MW_Before Competition Groups_29 | Occupancy Sensors | 0.52% | 0 | 10.0634 | Commercial_2029_Economic_MW_Before Competition Groups_Occupancy Sensors
Commercial | Com ¦ Freezer Case Light Sensor | 2029 | Economic | MW | Before Competition Groups | 9.4579 | 0 | 0 | 1935.3347 | 0.0048869 | 30 | Commercial_2029_Economic_MW_Before Competition Groups_30 | Freezer Case Light Sensor | 0.4887% | 0 | 9.4579 | Commercial_2029_Economic_MW_Before Competition Groups_Freezer Case Light Sensor
Commercial | Com ¦ Evaporator Fan Controls | 2029 | Economic | MW | Before Competition Groups | 9.2143 | 0 | 0 | 1935.3347 | 0.0047611 | 31 | Commercial_2029_Economic_MW_Before Competition Groups_31 | Evaporator Fan Controls | 0.4761% | 0 | 9.2143 | Commercial_2029_Economic_MW_Before Competition Groups_Evaporator Fan Controls
Commercial | Com ¦ Water Source Heat Pump (4 ton) | 2029 | Economic | MW | Before Competition Groups | 8.0774 | 0 | 0 | 1935.3347 | 0.0041737 | 32 | Commercial_2029_Economic_MW_Before Competition Groups_32 | Water Source Heat Pump (4 ton) | 0.4174% | 0 | 8.0774 | Commercial_2029_Economic_MW_Before Competition Groups_Water Source Heat Pump (4 ton)
Commercial | Com ¦ LED EXTERIOR AREA LIGHTS - LED fixture (200W) | 2029 | Economic | MW | Before Competition Groups | 6.6772 | 0 | 0 | 1935.3347 | 0.0034502 | 33 | Commercial_2029_Economic_MW_Before Competition Groups_33 | LED EXTERIOR AREA LIGHTS - LED fixture (200W) | 0.345% | 0 | 6.6772 | Commercial_2029_Economic_MW_Before Competition Groups_LED EXTERIOR AREA LIGHTS - LED fixture (200W)
Commercial | Com ¦ LED parking lot fixture | 2029 | Economic | MW | Before Competition Groups | 6.4096 | 0 | 0 | 1935.3347 | 0.0033119 | 34 | Commercial_2029_Economic_MW_Before Competition Groups_34 | LED parking lot fixture | 0.3312% | 0 | 6.4096 | Commercial_2029_Economic_MW_Before Competition Groups_LED parking lot fixture
Commercial | Com ¦ ENERGY STAR Griddle (74% eff) | 2029 | Economic | MW | Before Competition Groups | 5.8278 | 0 | 0 | 1935.3347 | 0.0030113 | 35 | Commercial_2029_Economic_MW_Before Competition Groups_35 | ENERGY STAR Griddle (74% eff) | 0.3011% | 0 | 5.8278 | Commercial_2029_Economic_MW_Before Competition Groups_ENERGY STAR Griddle (74% eff)
Commercial | Com ¦ Duct Insulation, R8 | 2029 | Economic | MW | Before Competition Groups | 5.5423 | 0 | 0 | 1935.3347 | 0.0028638 | 36 | Commercial_2029_Economic_MW_Before Competition Groups_36 | Duct Insulation, R8 | 0.2864% | 0 | 5.5423 | Commercial_2029_Economic_MW_Before Competition Groups_Duct Insulation, R8
Commercial | Com ¦ Door Gasket Freezer/Refrigerator | 2029 | Economic | MW | Before Competition Groups | 5.4184 | 0 | 0 | 1935.3347 | 0.0027997 | 37 | Commercial_2029_Economic_MW_Before Competition Groups_37 | Door Gasket Freezer/Refrigerator | 0.28% | 0 | 5.4184 | Commercial_2029_Economic_MW_Before Competition Groups_Door Gasket Freezer/Refrigerator
Commercial | Com ¦ Elec Storage WH 2.30 Et | 2029 | Economic | MW | Before Competition Groups | 5.0004 | 0 | 0 | 1935.3347 | 0.0025837 | 38 | Commercial_2029_Economic_MW_Before Competition Groups_38 | Elec Storage WH 2.30 Et | 0.2584% | 0 | 5.0004 | Commercial_2029_Economic_MW_Before Competition Groups_Elec Storage WH 2.30 Et
Commercial | Com ¦ BEVERAGE VENDING MACHINE CONTROLS | 2029 | Economic | MW | Before Competition Groups | 4.762 | 0 | 0 | 1935.3347 | 0.0024606 | 39 | Commercial_2029_Economic_MW_Before Competition Groups_39 | BEVERAGE VENDING MACHINE CONTROLS | 0.2461% | 0 | 4.762 | Commercial_2029_Economic_MW_Before Competition Groups_BEVERAGE VENDING MACHINE CONTROLS
Commercial | Com ¦ LED street light fixture | 2029 | Economic | MW | Before Competition Groups | 3.998 | 0 | 0 | 1935.3347 | 0.0020658 | 40 | Commercial_2029_Economic_MW_Before Competition Groups_40 | LED street light fixture | 0.2066% | 0 | 3.998 | Commercial_2029_Economic_MW_Before Competition Groups_LED street light fixture
Commercial | Com ¦ Networked/Connected - Low Impact Application | 2029 | Economic | MW | Before Competition Groups | 3.66 | 0 | 0 | 1935.3347 | 0.0018912 | 41 | Commercial_2029_Economic_MW_Before Competition Groups_41 | Networked/Connected - Low Impact Application | 0.1891% | 0 | 3.66 | Commercial_2029_Economic_MW_Before Competition Groups_Networked/Connected - Low Impact Application
Commercial | Com ¦ Temperature Adjustment in Commercial Freezers | 2029 | Economic | MW | Before Competition Groups | 3.3687 | 0 | 0 | 1935.3347 | 0.0017406 | 42 | Commercial_2029_Economic_MW_Before Competition Groups_42 | Temperature Adjustment in Commercial Freezers | 0.1741% | 0 | 3.3687 | Commercial_2029_Economic_MW_Before Competition Groups_Temperature Adjustment in Commercial Freezers
Commercial | Com ¦ CO Sensors for parking garage exhaust fans | 2029 | Economic | MW | Before Competition Groups | 3.2191 | 0 | 0 | 1935.3347 | 0.0016633 | 43 | Commercial_2029_Economic_MW_Before Competition Groups_43 | CO Sensors for parking garage exhaust fans | 0.1663% | 0 | 3.2191 | Commercial_2029_Economic_MW_Before Competition Groups_CO Sensors for parking garage exhaust fans
Commercial | Com ¦ Networked/Connected - High Impact Application | 2029 | Economic | MW | Before Competition Groups | 3.0657 | 0 | 0 | 1935.3347 | 0.0015841 | 44 | Commercial_2029_Economic_MW_Before Competition Groups_44 | Networked/Connected - High Impact Application | 0.1584% | 0 | 3.0657 | Commercial_2029_Economic_MW_Before Competition Groups_Networked/Connected - High Impact Application
Commercial | Com ¦ Vertical Night Covers | 2029 | Economic | MW | Before Competition Groups | 2.7858 | 0 | 0 | 1935.3347 | 0.0014394 | 45 | Commercial_2029_Economic_MW_Before Competition Groups_45 | Vertical Night Covers | 0.1439% | 0 | 2.7858 | Commercial_2029_Economic_MW_Before Competition Groups_Vertical Night Covers
Commercial | Com ¦ Energy Efficient Laboratory Fume Hood | 2029 | Economic | MW | Before Competition Groups | 2.7237 | 0 | 0 | 1935.3347 | 0.0014074 | 46 | Commercial_2029_Economic_MW_Before Competition Groups_46 | Energy Efficient Laboratory Fume Hood | 0.1407% | 0 | 2.7237 | Commercial_2029_Economic_MW_Before Competition Groups_Energy Efficient Laboratory Fume Hood
Commercial | Com ¦ Water Heating (DHW) Pipe Insulation (Add 3/4\ Foam)" | 2029 | Economic | MW | Before Competition Groups | 2.1259 | 0 | 0 | 1935.3347 | 0.0010985 | 47 | Commercial_2029_Economic_MW_Before Competition Groups_47 | Water Heating (DHW) Pipe Insulation (Add 3/4\ Foam)" | 0.1098% | 0 | 2.1259 | Commercial_2029_Economic_MW_Before Competition Groups_Water Heating (DHW) Pipe Insulation (Add 3/4\ Foam)"
Commercial | Com ¦ Outside Air Economizer | 2029 | Economic | MW | Before Competition Groups | 1.8821 | 0 | 0 | 1935.3347 | 0.0009725 | 48 | Commercial_2029_Economic_MW_Before Competition Groups_48 | Outside Air Economizer | 0.09725% | 0 | 1.8821 | Commercial_2029_Economic_MW_Before Competition Groups_Outside Air Economizer
Commercial | Com ¦ ENERGY STAR Fryer (84% eff) | 2029 | Economic | MW | Before Competition Groups | 1.6835 | 0 | 0 | 1935.3347 | 0.00086986 | 49 | Commercial_2029_Economic_MW_Before Competition Groups_49 | ENERGY STAR Fryer (84% eff) | 0.08699% | 0 | 1.6835 | Commercial_2029_Economic_MW_Before Competition Groups_ENERGY STAR Fryer (84% eff)
Commercial | Com ¦ Suction Pipe Insulation Freezer/Refrigerator | 2029 | Economic | MW | Before Competition Groups | 1.4479 | 0 | 0 | 1935.3347 | 0.00074812 | 50 | Commercial_2029_Economic_MW_Before Competition Groups_50 | Suction Pipe Insulation Freezer/Refrigerator | 0.07481% | 0 | 1.4479 | Commercial_2029_Economic_MW_Before Competition Groups_Suction Pipe Insulation Freezer/Refrigerator
Commercial | Com ¦ ENERGY STAR Dishwasher | 2029 | Economic | MW | Before Competition Groups | 1.3658 | 0 | 0 | 1935.3347 | 0.00070572 | 51 | Commercial_2029_Economic_MW_Before Competition Groups_51 | ENERGY STAR Dishwasher | 0.07057% | 0 | 1.3658 | Commercial_2029_Economic_MW_Before Competition Groups_ENERGY STAR Dishwasher
Commercial | Com ¦ ENERGY STAR Steam Cookers | 2029 | Economic | MW | Before Competition Groups | 1.1026 | 0 | 0 | 1935.3347 | 0.0005697 | 52 | Commercial_2029_Economic_MW_Before Competition Groups_52 | ENERGY STAR Steam Cookers | 0.05697% | 0 | 1.1026 | Commercial_2029_Economic_MW_Before Competition Groups_ENERGY STAR Steam Cookers
Commercial | Com ¦ Ozone Laundry Treatment | 2029 | Economic | MW | Before Competition Groups | 0.77115 | 0 | 0 | 1935.3347 | 0.00039846 | 53 | Commercial_2029_Economic_MW_Before Competition Groups_53 | Ozone Laundry Treatment | 0.03985% | 0 | 0.77115 | Commercial_2029_Economic_MW_Before Competition Groups_Ozone Laundry Treatment
Commercial | Com ¦ High Efficiency Small Instantaneous Water Heater | 2029 | Economic | MW | Before Competition Groups | 0.75897 | 0 | 0 | 1935.3347 | 0.00039216 | 54 | Commercial_2029_Economic_MW_Before Competition Groups_54 | High Efficiency Small Instantaneous Water Heater | 0.03922% | 0 | 0.75897 | Commercial_2029_Economic_MW_Before Competition Groups_High Efficiency Small Instantaneous Water Heater
Commercial | Com ¦ Thermostat Setback | 2029 | Economic | MW | Before Competition Groups | 0.70388 | 0 | 0 | 1935.3347 | 0.0003637 | 55 | Commercial_2029_Economic_MW_Before Competition Groups_55 | Thermostat Setback | 0.03637% | 0 | 0.70388 | Commercial_2029_Economic_MW_Before Competition Groups_Thermostat Setback
Commercial | Com ¦ Condensing Make Up Air Unit | 2029 | Economic | MW | Before Competition Groups | 0.64354 | 0 | 0 | 1935.3347 | 0.00033252 | 56 | Commercial_2029_Economic_MW_Before Competition Groups_56 | Condensing Make Up Air Unit | 0.03325% | 0 | 0.64354 | Commercial_2029_Economic_MW_Before Competition Groups_Condensing Make Up Air Unit
Commercial | Com ¦ PTAC (12 EER/10,000 BTU) | 2029 | Economic | MW | Before Competition Groups | 0.56254 | 0 | 0 | 1935.3347 | 0.00029067 | 57 | Commercial_2029_Economic_MW_Before Competition Groups_57 | PTAC (12 EER/10,000 BTU) | 0.02907% | 0 | 0.56254 | Commercial_2029_Economic_MW_Before Competition Groups_PTAC (12 EER/10,000 BTU)
Commercial | Com ¦ Solar Water Preheat (Pools/DHW) | 2029 | Economic | MW | Before Competition Groups | 0.34057 | 0 | 0 | 1935.3347 | 0.00017598 | 58 | Commercial_2029_Economic_MW_Before Competition Groups_58 | Solar Water Preheat (Pools/DHW) | 0.0176% | 0 | 0.34057 | Commercial_2029_Economic_MW_Before Competition Groups_Solar Water Preheat (Pools/DHW)
Commercial | COM ¦ Ductless Mini-Split Heat Pumps | 2029 | Economic | MW | Before Competition Groups | 0.32938 | 0 | 0 | 1935.3347 | 0.00017019 | 59 | Commercial_2029_Economic_MW_Before Competition Groups_59 | Ductless Mini-Split Heat Pumps | 0.01702% | 0 | 0.32938 | Commercial_2029_Economic_MW_Before Competition Groups_Ductless Mini-Split Heat Pumps
Commercial | Com ¦ ECM MOTORS FOR HVAC APPLICATION (FAN-POWERED VAV BOX) | 2029 | Economic | MW | Before Competition Groups | 0.3099 | 0 | 0 | 1935.3347 | 0.00016012 | 60 | Commercial_2029_Economic_MW_Before Competition Groups_60 | ECM MOTORS FOR HVAC APPLICATION (FAN-POWERED VAV BOX) | 0.01601% | 0 | 0.3099 | Commercial_2029_Economic_MW_Before Competition Groups_ECM MOTORS FOR HVAC APPLICATION (FAN-POWERED VAV BOX)
Commercial | Com ¦ Notched V belts for HVAC Systems | 2029 | Economic | MW | Before Competition Groups | 0.25329 | 0 | 0 | 1935.3347 | 0.00013088 | 61 | Commercial_2029_Economic_MW_Before Competition Groups_61 | Notched V belts for HVAC Systems | 0.01309% | 0 | 0.25329 | Commercial_2029_Economic_MW_Before Competition Groups_Notched V belts for HVAC Systems
Commercial | Com ¦ Auto Off Time Switch or Time Clock control | 2029 | Economic | MW | Before Competition Groups | 0.18912 | 0 | 0 | 1935.3347 | 9.772e-05 | 62 | Commercial_2029_Economic_MW_Before Competition Groups_62 | Auto Off Time Switch or Time Clock control | 0.009772% | 0 | 0.18912 | Commercial_2029_Economic_MW_Before Competition Groups_Auto Off Time Switch or Time Clock control
Commercial | Com ¦ CEE Tier 2/Energy Star Clothes Washers | 2029 | Economic | MW | Before Competition Groups | 0.16039 | 0 | 0 | 1935.3347 | 8.2875e-05 | 63 | Commercial_2029_Economic_MW_Before Competition Groups_63 | CEE Tier 2/Energy Star Clothes Washers | 0.008288% | 0 | 0.16039 | Commercial_2029_Economic_MW_Before Competition Groups_CEE Tier 2/Energy Star Clothes Washers
Commercial | Com ¦ Demand controlled Circulating Systems | 2029 | Economic | MW | Before Competition Groups | 0.1364 | 0 | 0 | 1935.3347 | 7.0477e-05 | 64 | Commercial_2029_Economic_MW_Before Competition Groups_64 | Demand controlled Circulating Systems | 0.007048% | 0 | 0.1364 | Commercial_2029_Economic_MW_Before Competition Groups_Demand controlled Circulating Systems
Commercial | Com ¦ HVAC Optimization | 2029 | Economic | MW | Before Competition Groups | 0.1252 | 0 | 0 | 1935.3347 | 6.4693e-05 | 65 | Commercial_2029_Economic_MW_Before Competition Groups_65 | HVAC Optimization | 0.006469% | 0 | 0.1252 | Commercial_2029_Economic_MW_Before Competition Groups_HVAC Optimization
Commercial | Com ¦ Low Flow Pre-Rinse Spray Nozzle | 2029 | Economic | MW | Before Competition Groups | 0.1053 | 0 | 0 | 1935.3347 | 5.4408e-05 | 66 | Commercial_2029_Economic_MW_Before Competition Groups_66 | Low Flow Pre-Rinse Spray Nozzle | 0.005441% | 0 | 0.1053 | Commercial_2029_Economic_MW_Before Competition Groups_Low Flow Pre-Rinse Spray Nozzle
Commercial | Com ¦ Commercial Hot Food Holding Cabinets | 2029 | Economic | MW | Before Competition Groups | 0.096586 | 0 | 0 | 1935.3347 | 4.9907e-05 | 67 | Commercial_2029_Economic_MW_Before Competition Groups_67 | Commercial Hot Food Holding Cabinets | 0.004991% | 0 | 0.096586 | Commercial_2029_Economic_MW_Before Competition Groups_Commercial Hot Food Holding Cabinets
Commercial | Com ¦ Room AC (w/ louvered sides) 14 SEER from 12 SEER code | 2029 | Economic | MW | Before Competition Groups | 0.079562 | 0 | 0 | 1935.3347 | 4.111e-05 | 68 | Commercial_2029_Economic_MW_Before Competition Groups_68 | Room AC (w/ louvered sides) 14 SEER from 12 SEER code | 0.004111% | 0 | 0.079562 | Commercial_2029_Economic_MW_Before Competition Groups_Room AC (w/ louvered sides) 14 SEER from 12 SEER code
Commercial | Com ¦ Wall Insulation | 2029 | Economic | MW | Before Competition Groups | 0.050911 | 0 | 0 | 1935.3347 | 2.6306e-05 | 69 | Commercial_2029_Economic_MW_Before Competition Groups_69 | Wall Insulation | 0.002631% | 0 | 0.050911 | Commercial_2029_Economic_MW_Before Competition Groups_Wall Insulation
Commercial | Com ¦ Energy Recovery Ventilation and Ventilation (Enhanced) | 2029 | Economic | MW | Before Competition Groups | 0.050718 | 0 | 0 | 1935.3347 | 2.6206e-05 | 70 | Commercial_2029_Economic_MW_Before Competition Groups_70 | Energy Recovery Ventilation and Ventilation (Enhanced) | 0.002621% | 0 | 0.050718 | Commercial_2029_Economic_MW_Before Competition Groups_Energy Recovery Ventilation and Ventilation (Enhanced)
Commercial | Com ¦ Condensing Unit Heaters or other Efficient Unit Heating System | 2029 | Economic | MW | Before Competition Groups | 0.047503 | 0 | 0 | 1935.3347 | 2.4545e-05 | 71 | Commercial_2029_Economic_MW_Before Competition Groups_71 | Condensing Unit Heaters or other Efficient Unit Heating System | 0.002455% | 0 | 0.047503 | Commercial_2029_Economic_MW_Before Competition Groups_Condensing Unit Heaters or other Efficient Unit Heating System
Commercial | Com ¦ High Efficiency Chiller (avg of water and air cooled) | 2029 | Economic | MW | Before Competition Groups | 0.034769 | 0 | 0 | 1935.3347 | 1.7966e-05 | 72 | Commercial_2029_Economic_MW_Before Competition Groups_72 | High Efficiency Chiller (avg of water and air cooled) | 0.001797% | 0 | 0.034769 | Commercial_2029_Economic_MW_Before Competition Groups_High Efficiency Chiller (avg of water and air cooled)
Commercial | Com ¦ VSD Air Compressor | 2029 | Economic | MW | Before Competition Groups | 0.027658 | 0 | 0 | 1935.3347 | 1.4291e-05 | 73 | Commercial_2029_Economic_MW_Before Competition Groups_73 | VSD Air Compressor | 0.001429% | 0 | 0.027658 | Commercial_2029_Economic_MW_Before Competition Groups_VSD Air Compressor
Commercial | Com ¦ EC Plug Fan for Data Center (under cabinet) | 2029 | Economic | MW | Before Competition Groups | 0.0073316 | 0 | 0 | 1935.3347 | 3.7883e-06 | 74 | Commercial_2029_Economic_MW_Before Competition Groups_74 | EC Plug Fan for Data Center (under cabinet) | 0.0003788% | 0 | 0.0073316 | Commercial_2029_Economic_MW_Before Competition Groups_EC Plug Fan for Data Center (under cabinet)
Commercial | Com ¦ Air Curtains | 2029 | Economic | MW | Before Competition Groups | 0.0069867 | 0 | 0 | 1935.3347 | 3.6101e-06 | 75 | Commercial_2029_Economic_MW_Before Competition Groups_75 | Air Curtains | 0.000361% | 0 | 0.0069867 | Commercial_2029_Economic_MW_Before Competition Groups_Air Curtains
Commercial | Com ¦ LED RECESSED DOWNLIGHTS | 2029 | Economic | MW | Before Competition Groups | 0.0063745 | 0 | 0 | 1935.3347 | 3.2938e-06 | 76 | Commercial_2029_Economic_MW_Before Competition Groups_76 | LED RECESSED DOWNLIGHTS | 0.0003294% | 0 | 0.0063745 | Commercial_2029_Economic_MW_Before Competition Groups_LED RECESSED DOWNLIGHTS
Commercial | Com ¦ Electric Convection Combination Ovens | 2029 | Economic | MW | Before Competition Groups | 0.00034705 | 0 | 0 | 1935.3347 | 1.7932e-07 | 77 | Commercial_2029_Economic_MW_Before Competition Groups_77 | Electric Convection Combination Ovens | 1.793e-05% | 0 | 0.00034705 | Commercial_2029_Economic_MW_Before Competition Groups_Electric Convection Combination Ovens
Commercial | Com ¦ Efficient compressor motor | 2029 | Economic | MW | Before Competition Groups | 0 | 0 | 0 | 1935.3347 | 0 | 78 | Commercial_2029_Economic_MW_Before Competition Groups_78 | Efficient compressor motor | 0% | 0 | 0 | Commercial_2029_Economic_MW_Before Competition Groups_Efficient compressor motor
Commercial | Com ¦ Indoor Daylight Sensors/Photocell Dimming Control | 2029 | Economic | MW | Before Competition Groups | 0 | 0 | 0 | 1935.3347 | 0 | 79 | Commercial_2029_Economic_MW_Before Competition Groups_79 | Indoor Daylight Sensors/Photocell Dimming Control | 0% | 0 | 0 | Commercial_2029_Economic_MW_Before Competition Groups_Indoor Daylight Sensors/Photocell Dimming Control
Commercial | Com ¦ Variable Refrigerant Flow Heat Pump | 2029 | Economic | MW | Before Competition Groups | 0 | 0 | 0 | 1935.3347 | 0 | 80 | Commercial_2029_Economic_MW_Before Competition Groups_80 | Variable Refrigerant Flow Heat Pump | 0% | 0 | 0 | Commercial_2029_Economic_MW_Before Competition Groups_Variable Refrigerant Flow Heat Pump
Commercial | Com ¦ LED Low/High Bay | 2029 | SC A | MW | Before Competition Groups | 111.3767 | 0 | 0 | 793.8572 | 0.1403 | 1 | Commercial_2029_SC A_MW_Before Competition Groups_1 | LED Low/High Bay | 14.03% | 0 | 111.3767 | Commercial_2029_SC A_MW_Before Competition Groups_LED Low/High Bay
Commercial | Com ¦ ENERGY STAR LED LAMPS (REFLECTOR LAMPs/MR16/PAR 16) | 2029 | SC A | MW | Before Competition Groups | 109.2894 | 0 | 0 | 793.8572 | 0.13767 | 2 | Commercial_2029_SC A_MW_Before Competition Groups_2 | ENERGY STAR LED LAMPS (REFLECTOR LAMPs/MR16/PAR 16) | 13.77% | 0 | 109.2894 | Commercial_2029_SC A_MW_Before Competition Groups_ENERGY STAR LED LAMPS (REFLECTOR LAMPs/MR16/PAR 16)
Commercial | Com ¦ LED Troffer/Surface/Suspended | 2029 | SC A | MW | Before Competition Groups | 101.5416 | 0 | 0 | 793.8572 | 0.12791 | 3 | Commercial_2029_SC A_MW_Before Competition Groups_3 | LED Troffer/Surface/Suspended | 12.79% | 0 | 101.5416 | Commercial_2029_SC A_MW_Before Competition Groups_LED Troffer/Surface/Suspended
Commercial | Com ¦ LED Replacement Lamp (Tube) | 2029 | SC A | MW | Before Competition Groups | 59.7949 | 0 | 0 | 793.8572 | 0.075322 | 4 | Commercial_2029_SC A_MW_Before Competition Groups_4 | LED Replacement Lamp (Tube) | 7.532% | 0 | 59.7949 | Commercial_2029_SC A_MW_Before Competition Groups_LED Replacement Lamp (Tube)
Commercial | Com ¦ High Efficiency Air Source Heat Pump | 2029 | SC A | MW | Before Competition Groups | 50.9644 | 0 | 0 | 793.8572 | 0.064198 | 5 | Commercial_2029_SC A_MW_Before Competition Groups_5 | High Efficiency Air Source Heat Pump | 6.42% | 0 | 50.9644 | Commercial_2029_SC A_MW_Before Competition Groups_High Efficiency Air Source Heat Pump
Commercial | Com ¦ Building Recommissioning, Operations and Maintenance (O&M) Improvements | 2029 | SC A | MW | Before Competition Groups | 43.4371 | 0 | 0 | 793.8572 | 0.054717 | 6 | Commercial_2029_SC A_MW_Before Competition Groups_6 | Building Recommissioning, Operations and Maintenance (O&M) Improvements | 5.472% | 0 | 43.4371 | Commercial_2029_SC A_MW_Before Competition Groups_Building Recommissioning, Operations and Maintenance (O&M) Improvements
Commercial | Com ¦ Education and Capacity Building/Energy Behavior | 2029 | SC A | MW | Before Competition Groups | 33.0704 | 0 | 0 | 793.8572 | 0.041658 | 7 | Commercial_2029_SC A_MW_Before Competition Groups_7 | Education and Capacity Building/Energy Behavior | 4.166% | 0 | 33.0704 | Commercial_2029_SC A_MW_Before Competition Groups_Education and Capacity Building/Energy Behavior
Commercial | Com ¦ Advanced BAS/Controllers | 2029 | SC A | MW | Before Competition Groups | 24.1867 | 0 | 0 | 793.8572 | 0.030467 | 8 | Commercial_2029_SC A_MW_Before Competition Groups_8 | Advanced BAS/Controllers | 3.047% | 0 | 24.1867 | Commercial_2029_SC A_MW_Before Competition Groups_Advanced BAS/Controllers
Commercial | Com ¦ Data Center Storage/Server Virtualization | 2029 | SC A | MW | Before Competition Groups | 22.9748 | 0 | 0 | 793.8572 | 0.028941 | 9 | Commercial_2029_SC A_MW_Before Competition Groups_9 | Data Center Storage/Server Virtualization | 2.894% | 0 | 22.9748 | Commercial_2029_SC A_MW_Before Competition Groups_Data Center Storage/Server Virtualization
Commercial | Com ¦ Reach-in Shaded Pole to ECM/PSC Evaporator Fan Motor | 2029 | SC A | MW | Before Competition Groups | 19.214 | 0 | 0 | 793.8572 | 0.024203 | 10 | Commercial_2029_SC A_MW_Before Competition Groups_10 | Reach-in Shaded Pole to ECM/PSC Evaporator Fan Motor | 2.42% | 0 | 19.214 | Commercial_2029_SC A_MW_Before Competition Groups_Reach-in Shaded Pole to ECM/PSC Evaporator Fan Motor
Commercial | Com ¦ Adaptive Thermostats | 2029 | SC A | MW | Before Competition Groups | 16.4587 | 0 | 0 | 793.8572 | 0.020733 | 11 | Commercial_2029_SC A_MW_Before Competition Groups_11 | Adaptive Thermostats | 2.073% | 0 | 16.4587 | Commercial_2029_SC A_MW_Before Competition Groups_Adaptive Thermostats
Commercial | Com ¦ LED or Equivalent Sign Lighting | 2029 | SC A | MW | Before Competition Groups | 16.1848 | 0 | 0 | 793.8572 | 0.020388 | 12 | Commercial_2029_SC A_MW_Before Competition Groups_12 | LED or Equivalent Sign Lighting | 2.039% | 0 | 16.1848 | Commercial_2029_SC A_MW_Before Competition Groups_LED or Equivalent Sign Lighting
Commercial | Com ¦ Unitary Air-Conditioning Unit | 2029 | SC A | MW | Before Competition Groups | 15.2507 | 0 | 0 | 793.8572 | 0.019211 | 13 | Commercial_2029_SC A_MW_Before Competition Groups_13 | Unitary Air-Conditioning Unit | 1.921% | 0 | 15.2507 | Commercial_2029_SC A_MW_Before Competition Groups_Unitary Air-Conditioning Unit
Commercial | Com ¦ Strip Curtains | 2029 | SC A | MW | Before Competition Groups | 14.9624 | 0 | 0 | 793.8572 | 0.018848 | 14 | Commercial_2029_SC A_MW_Before Competition Groups_14 | Strip Curtains | 1.885% | 0 | 14.9624 | Commercial_2029_SC A_MW_Before Competition Groups_Strip Curtains
Commercial | Com ¦ Refrigerated Display Case Doors | 2029 | SC A | MW | Before Competition Groups | 14.2469 | 0 | 0 | 793.8572 | 0.017946 | 15 | Commercial_2029_SC A_MW_Before Competition Groups_15 | Refrigerated Display Case Doors | 1.795% | 0 | 14.2469 | Commercial_2029_SC A_MW_Before Competition Groups_Refrigerated Display Case Doors
Commercial | Com ¦ ENERGY STAR LED LAMPS (General Service Lamps) | 2029 | SC A | MW | Before Competition Groups | 13.7115 | 0 | 0 | 793.8572 | 0.017272 | 16 | Commercial_2029_SC A_MW_Before Competition Groups_16 | ENERGY STAR LED LAMPS (General Service Lamps) | 1.727% | 0 | 13.7115 | Commercial_2029_SC A_MW_Before Competition Groups_ENERGY STAR LED LAMPS (General Service Lamps)
Commercial | Com ¦ Furnace Tune-Up | 2029 | SC A | MW | Before Competition Groups | 12.5715 | 0 | 0 | 793.8572 | 0.015836 | 17 | Commercial_2029_SC A_MW_Before Competition Groups_17 | Furnace Tune-Up | 1.584% | 0 | 12.5715 | Commercial_2029_SC A_MW_Before Competition Groups_Furnace Tune-Up
Commercial | Com ¦ Centrally controlled desktop PC/NETWORK PC POWER MANAGEMENT SOFTWARE | 2029 | SC A | MW | Before Competition Groups | 10.3399 | 0 | 0 | 793.8572 | 0.013025 | 18 | Commercial_2029_SC A_MW_Before Competition Groups_18 | Centrally controlled desktop PC/NETWORK PC POWER MANAGEMENT SOFTWARE | 1.302% | 0 | 10.3399 | Commercial_2029_SC A_MW_Before Competition Groups_Centrally controlled desktop PC/NETWORK PC POWER MANAGEMENT SOFTWARE
Commercial | Com ¦ Chilled Water Optimization | 2029 | SC A | MW | Before Competition Groups | 9.9328 | 0 | 0 | 793.8572 | 0.012512 | 19 | Commercial_2029_SC A_MW_Before Competition Groups_19 | Chilled Water Optimization | 1.251% | 0 | 9.9328 | Commercial_2029_SC A_MW_Before Competition Groups_Chilled Water Optimization
Commercial | Com ¦ Variable Frequency Drive (VFD) | 2029 | SC A | MW | Before Competition Groups | 8.861 | 0 | 0 | 793.8572 | 0.011162 | 20 | Commercial_2029_SC A_MW_Before Competition Groups_20 | Variable Frequency Drive (VFD) | 1.116% | 0 | 8.861 | Commercial_2029_SC A_MW_Before Competition Groups_Variable Frequency Drive (VFD)
Commercial | Com ¦ Demand Control Ventilation | 2029 | SC A | MW | Before Competition Groups | 8.7003 | 0 | 0 | 793.8572 | 0.010959 | 21 | Commercial_2029_SC A_MW_Before Competition Groups_21 | Demand Control Ventilation | 1.096% | 0 | 8.7003 | Commercial_2029_SC A_MW_Before Competition Groups_Demand Control Ventilation
Commercial | Com ¦ VFD on Pumps | 2029 | SC A | MW | Before Competition Groups | 8.2266 | 0 | 0 | 793.8572 | 0.010363 | 22 | Commercial_2029_SC A_MW_Before Competition Groups_22 | VFD on Pumps | 1.036% | 0 | 8.2266 | Commercial_2029_SC A_MW_Before Competition Groups_VFD on Pumps
Commercial | Com ¦ Refrigerated Display Case LED | 2029 | SC A | MW | Before Competition Groups | 6.4627 | 0 | 0 | 793.8572 | 0.0081409 | 23 | Commercial_2029_SC A_MW_Before Competition Groups_23 | Refrigerated Display Case LED | 0.8141% | 0 | 6.4627 | Commercial_2029_SC A_MW_Before Competition Groups_Refrigerated Display Case LED
Commercial | Com ¦ LED EXTERIOR AREA LIGHTS - LED fixture (200W) | 2029 | SC A | MW | Before Competition Groups | 5.7131 | 0 | 0 | 793.8572 | 0.0071966 | 24 | Commercial_2029_SC A_MW_Before Competition Groups_24 | LED EXTERIOR AREA LIGHTS - LED fixture (200W) | 0.7197% | 0 | 5.7131 | Commercial_2029_SC A_MW_Before Competition Groups_LED EXTERIOR AREA LIGHTS - LED fixture (200W)
Commercial | Com ¦ LED parking lot fixture | 2029 | SC A | MW | Before Competition Groups | 5.5275 | 0 | 0 | 793.8572 | 0.0069628 | 25 | Commercial_2029_SC A_MW_Before Competition Groups_25 | LED parking lot fixture | 0.6963% | 0 | 5.5275 | Commercial_2029_SC A_MW_Before Competition Groups_LED parking lot fixture
Commercial | Com ¦ ECM MOTORS FOR EVAPORATOR FANS for refrigeration (WALK-IN) | 2029 | SC A | MW | Before Competition Groups | 4.5335 | 0 | 0 | 793.8572 | 0.0057107 | 26 | Commercial_2029_SC A_MW_Before Competition Groups_26 | ECM MOTORS FOR EVAPORATOR FANS for refrigeration (WALK-IN) | 0.5711% | 0 | 4.5335 | Commercial_2029_SC A_MW_Before Competition Groups_ECM MOTORS FOR EVAPORATOR FANS for refrigeration (WALK-IN)
Commercial | Com ¦ Air Handler with Dedicated Outdoor Air Systems | 2029 | SC A | MW | Before Competition Groups | 4.0045 | 0 | 0 | 793.8572 | 0.0050443 | 27 | Commercial_2029_SC A_MW_Before Competition Groups_27 | Air Handler with Dedicated Outdoor Air Systems | 0.5044% | 0 | 4.0045 | Commercial_2029_SC A_MW_Before Competition Groups_Air Handler with Dedicated Outdoor Air Systems
Commercial | Com ¦ Evaporator Fan Controls | 2029 | SC A | MW | Before Competition Groups | 3.8088 | 0 | 0 | 793.8572 | 0.0047978 | 28 | Commercial_2029_SC A_MW_Before Competition Groups_28 | Evaporator Fan Controls | 0.4798% | 0 | 3.8088 | Commercial_2029_SC A_MW_Before Competition Groups_Evaporator Fan Controls
Commercial | Com ¦ Demand Control Kitchen Ventilation | 2029 | SC A | MW | Before Competition Groups | 3.6285 | 0 | 0 | 793.8572 | 0.0045707 | 29 | Commercial_2029_SC A_MW_Before Competition Groups_29 | Demand Control Kitchen Ventilation | 0.4571% | 0 | 3.6285 | Commercial_2029_SC A_MW_Before Competition Groups_Demand Control Kitchen Ventilation
Commercial | Com ¦ ENERGY STAR Griddle (74% eff) | 2029 | SC A | MW | Before Competition Groups | 3.6057 | 0 | 0 | 793.8572 | 0.004542 | 30 | Commercial_2029_SC A_MW_Before Competition Groups_30 | ENERGY STAR Griddle (74% eff) | 0.4542% | 0 | 3.6057 | Commercial_2029_SC A_MW_Before Competition Groups_ENERGY STAR Griddle (74% eff)
Commercial | Com ¦ Door Gasket Freezer/Refrigerator | 2029 | SC A | MW | Before Competition Groups | 3.5711 | 0 | 0 | 793.8572 | 0.0044984 | 31 | Commercial_2029_SC A_MW_Before Competition Groups_31 | Door Gasket Freezer/Refrigerator | 0.4498% | 0 | 3.5711 | Commercial_2029_SC A_MW_Before Competition Groups_Door Gasket Freezer/Refrigerator
Commercial | Com ¦ LED street light fixture | 2029 | SC A | MW | Before Competition Groups | 3.3611 | 0 | 0 | 793.8572 | 0.0042339 | 32 | Commercial_2029_SC A_MW_Before Competition Groups_32 | LED street light fixture | 0.4234% | 0 | 3.3611 | Commercial_2029_SC A_MW_Before Competition Groups_LED street light fixture
Commercial | Com ¦ Freezer Case Light Sensor | 2029 | SC A | MW | Before Competition Groups | 3.1812 | 0 | 0 | 793.8572 | 0.0040073 | 33 | Commercial_2029_SC A_MW_Before Competition Groups_33 | Freezer Case Light Sensor | 0.4007% | 0 | 3.1812 | Commercial_2029_SC A_MW_Before Competition Groups_Freezer Case Light Sensor
Commercial | Com ¦ Occupancy Sensors | 2029 | SC A | MW | Before Competition Groups | 2.7266 | 0 | 0 | 793.8572 | 0.0034347 | 34 | Commercial_2029_SC A_MW_Before Competition Groups_34 | Occupancy Sensors | 0.3435% | 0 | 2.7266 | Commercial_2029_SC A_MW_Before Competition Groups_Occupancy Sensors
Commercial | Com ¦ Duct Insulation, R8 | 2029 | SC A | MW | Before Competition Groups | 2.2881 | 0 | 0 | 793.8572 | 0.0028822 | 35 | Commercial_2029_SC A_MW_Before Competition Groups_35 | Duct Insulation, R8 | 0.2882% | 0 | 2.2881 | Commercial_2029_SC A_MW_Before Competition Groups_Duct Insulation, R8
Commercial | Com ¦ Water Source Heat Pump (4 ton) | 2029 | SC A | MW | Before Competition Groups | 1.9785 | 0 | 0 | 793.8572 | 0.0024923 | 36 | Commercial_2029_SC A_MW_Before Competition Groups_36 | Water Source Heat Pump (4 ton) | 0.2492% | 0 | 1.9785 | Commercial_2029_SC A_MW_Before Competition Groups_Water Source Heat Pump (4 ton)
Commercial | Com ¦ Elec Storage WH 2.30 Et | 2029 | SC A | MW | Before Competition Groups | 1.4427 | 0 | 0 | 793.8572 | 0.0018174 | 37 | Commercial_2029_SC A_MW_Before Competition Groups_37 | Elec Storage WH 2.30 Et | 0.1817% | 0 | 1.4427 | Commercial_2029_SC A_MW_Before Competition Groups_Elec Storage WH 2.30 Et
Commercial | Com ¦ BEVERAGE VENDING MACHINE CONTROLS | 2029 | SC A | MW | Before Competition Groups | 1.4411 | 0 | 0 | 793.8572 | 0.0018153 | 38 | Commercial_2029_SC A_MW_Before Competition Groups_38 | BEVERAGE VENDING MACHINE CONTROLS | 0.1815% | 0 | 1.4411 | Commercial_2029_SC A_MW_Before Competition Groups_BEVERAGE VENDING MACHINE CONTROLS
Commercial | Com ¦ Temperature Adjustment in Commercial Freezers | 2029 | SC A | MW | Before Competition Groups | 1.394 | 0 | 0 | 793.8572 | 0.001756 | 39 | Commercial_2029_SC A_MW_Before Competition Groups_39 | Temperature Adjustment in Commercial Freezers | 0.1756% | 0 | 1.394 | Commercial_2029_SC A_MW_Before Competition Groups_Temperature Adjustment in Commercial Freezers
Commercial | Com ¦ Vertical Night Covers | 2029 | SC A | MW | Before Competition Groups | 1.126 | 0 | 0 | 793.8572 | 0.0014184 | 40 | Commercial_2029_SC A_MW_Before Competition Groups_40 | Vertical Night Covers | 0.1418% | 0 | 1.126 | Commercial_2029_SC A_MW_Before Competition Groups_Vertical Night Covers
Commercial | Com ¦ CO Sensors for parking garage exhaust fans | 2029 | SC A | MW | Before Competition Groups | 1.0752 | 0 | 0 | 793.8572 | 0.0013544 | 41 | Commercial_2029_SC A_MW_Before Competition Groups_41 | CO Sensors for parking garage exhaust fans | 0.1354% | 0 | 1.0752 | Commercial_2029_SC A_MW_Before Competition Groups_CO Sensors for parking garage exhaust fans
Commercial | Com ¦ ENERGY STAR Fryer (84% eff) | 2029 | SC A | MW | Before Competition Groups | 1.0633 | 0 | 0 | 793.8572 | 0.0013395 | 42 | Commercial_2029_SC A_MW_Before Competition Groups_42 | ENERGY STAR Fryer (84% eff) | 0.1339% | 0 | 1.0633 | Commercial_2029_SC A_MW_Before Competition Groups_ENERGY STAR Fryer (84% eff)
Commercial | Com ¦ Energy Efficient Laboratory Fume Hood | 2029 | SC A | MW | Before Competition Groups | 1.0187 | 0 | 0 | 793.8572 | 0.0012832 | 43 | Commercial_2029_SC A_MW_Before Competition Groups_43 | Energy Efficient Laboratory Fume Hood | 0.1283% | 0 | 1.0187 | Commercial_2029_SC A_MW_Before Competition Groups_Energy Efficient Laboratory Fume Hood
Commercial | Com ¦ Outside Air Economizer | 2029 | SC A | MW | Before Competition Groups | 0.93127 | 0 | 0 | 793.8572 | 0.0011731 | 44 | Commercial_2029_SC A_MW_Before Competition Groups_44 | Outside Air Economizer | 0.1173% | 0 | 0.93127 | Commercial_2029_SC A_MW_Before Competition Groups_Outside Air Economizer
Commercial | Com ¦ Water Heating (DHW) Pipe Insulation (Add 3/4\ Foam)" | 2029 | SC A | MW | Before Competition Groups | 0.88447 | 0 | 0 | 793.8572 | 0.0011141 | 45 | Commercial_2029_SC A_MW_Before Competition Groups_45 | Water Heating (DHW) Pipe Insulation (Add 3/4\ Foam)" | 0.1114% | 0 | 0.88447 | Commercial_2029_SC A_MW_Before Competition Groups_Water Heating (DHW) Pipe Insulation (Add 3/4\ Foam)"
Commercial | Com ¦ ENERGY STAR Steam Cookers | 2029 | SC A | MW | Before Competition Groups | 0.68157 | 0 | 0 | 793.8572 | 0.00085856 | 46 | Commercial_2029_SC A_MW_Before Competition Groups_46 | ENERGY STAR Steam Cookers | 0.08586% | 0 | 0.68157 | Commercial_2029_SC A_MW_Before Competition Groups_ENERGY STAR Steam Cookers
Commercial | Com ¦ Thermostat Setback | 2029 | SC A | MW | Before Competition Groups | 0.61357 | 0 | 0 | 793.8572 | 0.0007729 | 47 | Commercial_2029_SC A_MW_Before Competition Groups_47 | Thermostat Setback | 0.07729% | 0 | 0.61357 | Commercial_2029_SC A_MW_Before Competition Groups_Thermostat Setback
Commercial | Com ¦ Suction Pipe Insulation Freezer/Refrigerator | 2029 | SC A | MW | Before Competition Groups | 0.57882 | 0 | 0 | 793.8572 | 0.00072912 | 48 | Commercial_2029_SC A_MW_Before Competition Groups_48 | Suction Pipe Insulation Freezer/Refrigerator | 0.07291% | 0 | 0.57882 | Commercial_2029_SC A_MW_Before Competition Groups_Suction Pipe Insulation Freezer/Refrigerator
Commercial | Com ¦ ENERGY STAR Dishwasher | 2029 | SC A | MW | Before Competition Groups | 0.47247 | 0 | 0 | 793.8572 | 0.00059515 | 49 | Commercial_2029_SC A_MW_Before Competition Groups_49 | ENERGY STAR Dishwasher | 0.05952% | 0 | 0.47247 | Commercial_2029_SC A_MW_Before Competition Groups_ENERGY STAR Dishwasher
Commercial | Com ¦ Ozone Laundry Treatment | 2029 | SC A | MW | Before Competition Groups | 0.23456 | 0 | 0 | 793.8572 | 0.00029546 | 50 | Commercial_2029_SC A_MW_Before Competition Groups_50 | Ozone Laundry Treatment | 0.02955% | 0 | 0.23456 | Commercial_2029_SC A_MW_Before Competition Groups_Ozone Laundry Treatment
Commercial | Com ¦ Condensing Make Up Air Unit | 2029 | SC A | MW | Before Competition Groups | 0.23244 | 0 | 0 | 793.8572 | 0.0002928 | 51 | Commercial_2029_SC A_MW_Before Competition Groups_51 | Condensing Make Up Air Unit | 0.02928% | 0 | 0.23244 | Commercial_2029_SC A_MW_Before Competition Groups_Condensing Make Up Air Unit
Commercial | Com ¦ ECM MOTORS FOR HVAC APPLICATION (FAN-POWERED VAV BOX) | 2029 | SC A | MW | Before Competition Groups | 0.13444 | 0 | 0 | 793.8572 | 0.00016936 | 52 | Commercial_2029_SC A_MW_Before Competition Groups_52 | ECM MOTORS FOR HVAC APPLICATION (FAN-POWERED VAV BOX) | 0.01694% | 0 | 0.13444 | Commercial_2029_SC A_MW_Before Competition Groups_ECM MOTORS FOR HVAC APPLICATION (FAN-POWERED VAV BOX)
Commercial | COM ¦ Ductless Mini-Split Heat Pumps | 2029 | SC A | MW | Before Competition Groups | 0.12832 | 0 | 0 | 793.8572 | 0.00016164 | 53 | Commercial_2029_SC A_MW_Before Competition Groups_53 | Ductless Mini-Split Heat Pumps | 0.01616% | 0 | 0.12832 | Commercial_2029_SC A_MW_Before Competition Groups_Ductless Mini-Split Heat Pumps
Commercial | Com ¦ CEE Tier 2/Energy Star Clothes Washers | 2029 | SC A | MW | Before Competition Groups | 0.095722 | 0 | 0 | 793.8572 | 0.00012058 | 54 | Commercial_2029_SC A_MW_Before Competition Groups_54 | CEE Tier 2/Energy Star Clothes Washers | 0.01206% | 0 | 0.095722 | Commercial_2029_SC A_MW_Before Competition Groups_CEE Tier 2/Energy Star Clothes Washers
Commercial | Com ¦ PTAC (12 EER/10,000 BTU) | 2029 | SC A | MW | Before Competition Groups | 0.0923 | 0 | 0 | 793.8572 | 0.00011627 | 55 | Commercial_2029_SC A_MW_Before Competition Groups_55 | PTAC (12 EER/10,000 BTU) | 0.01163% | 0 | 0.0923 | Commercial_2029_SC A_MW_Before Competition Groups_PTAC (12 EER/10,000 BTU)
Commercial | Com ¦ HVAC Optimization | 2029 | SC A | MW | Before Competition Groups | 0.078864 | 0 | 0 | 793.8572 | 9.9343e-05 | 56 | Commercial_2029_SC A_MW_Before Competition Groups_56 | HVAC Optimization | 0.009934% | 0 | 0.078864 | Commercial_2029_SC A_MW_Before Competition Groups_HVAC Optimization
Commercial | Com ¦ Auto Off Time Switch or Time Clock control | 2029 | SC A | MW | Before Competition Groups | 0.067236 | 0 | 0 | 793.8572 | 8.4695e-05 | 57 | Commercial_2029_SC A_MW_Before Competition Groups_57 | Auto Off Time Switch or Time Clock control | 0.008469% | 0 | 0.067236 | Commercial_2029_SC A_MW_Before Competition Groups_Auto Off Time Switch or Time Clock control
Commercial | Com ¦ Notched V belts for HVAC Systems | 2029 | SC A | MW | Before Competition Groups | 0.061984 | 0 | 0 | 793.8572 | 7.808e-05 | 58 | Commercial_2029_SC A_MW_Before Competition Groups_58 | Notched V belts for HVAC Systems | 0.007808% | 0 | 0.061984 | Commercial_2029_SC A_MW_Before Competition Groups_Notched V belts for HVAC Systems
Commercial | Com ¦ Demand controlled Circulating Systems | 2029 | SC A | MW | Before Competition Groups | 0.060289 | 0 | 0 | 793.8572 | 7.5945e-05 | 59 | Commercial_2029_SC A_MW_Before Competition Groups_59 | Demand controlled Circulating Systems | 0.007594% | 0 | 0.060289 | Commercial_2029_SC A_MW_Before Competition Groups_Demand controlled Circulating Systems
Commercial | Com ¦ Solar Water Preheat (Pools/DHW) | 2029 | SC A | MW | Before Competition Groups | 0.055447 | 0 | 0 | 793.8572 | 6.9845e-05 | 60 | Commercial_2029_SC A_MW_Before Competition Groups_60 | Solar Water Preheat (Pools/DHW) | 0.006985% | 0 | 0.055447 | Commercial_2029_SC A_MW_Before Competition Groups_Solar Water Preheat (Pools/DHW)
Commercial | Com ¦ Low Flow Pre-Rinse Spray Nozzle | 2029 | SC A | MW | Before Competition Groups | 0.053884 | 0 | 0 | 793.8572 | 6.7876e-05 | 61 | Commercial_2029_SC A_MW_Before Competition Groups_61 | Low Flow Pre-Rinse Spray Nozzle | 0.006788% | 0 | 0.053884 | Commercial_2029_SC A_MW_Before Competition Groups_Low Flow Pre-Rinse Spray Nozzle
Commercial | Com ¦ Commercial Hot Food Holding Cabinets | 2029 | SC A | MW | Before Competition Groups | 0.035544 | 0 | 0 | 793.8572 | 4.4774e-05 | 62 | Commercial_2029_SC A_MW_Before Competition Groups_62 | Commercial Hot Food Holding Cabinets | 0.004477% | 0 | 0.035544 | Commercial_2029_SC A_MW_Before Competition Groups_Commercial Hot Food Holding Cabinets
Commercial | Com ¦ Wall Insulation | 2029 | SC A | MW | Before Competition Groups | 0.020666 | 0 | 0 | 793.8572 | 2.6032e-05 | 63 | Commercial_2029_SC A_MW_Before Competition Groups_63 | Wall Insulation | 0.002603% | 0 | 0.020666 | Commercial_2029_SC A_MW_Before Competition Groups_Wall Insulation
Commercial | Com ¦ Condensing Unit Heaters or other Efficient Unit Heating System | 2029 | SC A | MW | Before Competition Groups | 0.019908 | 0 | 0 | 793.8572 | 2.5078e-05 | 64 | Commercial_2029_SC A_MW_Before Competition Groups_64 | Condensing Unit Heaters or other Efficient Unit Heating System | 0.002508% | 0 | 0.019908 | Commercial_2029_SC A_MW_Before Competition Groups_Condensing Unit Heaters or other Efficient Unit Heating System
Commercial | Com ¦ VSD Air Compressor | 2029 | SC A | MW | Before Competition Groups | 0.015063 | 0 | 0 | 793.8572 | 1.8974e-05 | 65 | Commercial_2029_SC A_MW_Before Competition Groups_65 | VSD Air Compressor | 0.001897% | 0 | 0.015063 | Commercial_2029_SC A_MW_Before Competition Groups_VSD Air Compressor
Commercial | Com ¦ Air Curtains | 2029 | SC A | MW | Before Competition Groups | 0.014928 | 0 | 0 | 793.8572 | 1.8805e-05 | 66 | Commercial_2029_SC A_MW_Before Competition Groups_66 | Air Curtains | 0.00188% | 0 | 0.014928 | Commercial_2029_SC A_MW_Before Competition Groups_Air Curtains
Commercial | Com ¦ Room AC (w/ louvered sides) 14 SEER from 12 SEER code | 2029 | SC A | MW | Before Competition Groups | 0.010716 | 0 | 0 | 793.8572 | 1.3499e-05 | 67 | Commercial_2029_SC A_MW_Before Competition Groups_67 | Room AC (w/ louvered sides) 14 SEER from 12 SEER code | 0.00135% | 0 | 0.010716 | Commercial_2029_SC A_MW_Before Competition Groups_Room AC (w/ louvered sides) 14 SEER from 12 SEER code
Commercial | Com ¦ High Efficiency Small Instantaneous Water Heater | 2029 | SC A | MW | Before Competition Groups | 0.0088365 | 0 | 0 | 793.8572 | 1.1131e-05 | 68 | Commercial_2029_SC A_MW_Before Competition Groups_68 | High Efficiency Small Instantaneous Water Heater | 0.001113% | 0 | 0.0088365 | Commercial_2029_SC A_MW_Before Competition Groups_High Efficiency Small Instantaneous Water Heater
Commercial | Com ¦ LED RECESSED DOWNLIGHTS | 2029 | SC A | MW | Before Competition Groups | 0.0082648 | 0 | 0 | 793.8572 | 1.0411e-05 | 69 | Commercial_2029_SC A_MW_Before Competition Groups_69 | LED RECESSED DOWNLIGHTS | 0.001041% | 0 | 0.0082648 | Commercial_2029_SC A_MW_Before Competition Groups_LED RECESSED DOWNLIGHTS
Commercial | Com ¦ Energy Recovery Ventilation and Ventilation (Enhanced) | 2029 | SC A | MW | Before Competition Groups | 0.005328 | 0 | 0 | 793.8572 | 6.7116e-06 | 70 | Commercial_2029_SC A_MW_Before Competition Groups_70 | Energy Recovery Ventilation and Ventilation (Enhanced) | 0.0006712% | 0 | 0.005328 | Commercial_2029_SC A_MW_Before Competition Groups_Energy Recovery Ventilation and Ventilation (Enhanced)
Commercial | Com ¦ LLLC - Low Impact Application | 2029 | SC A | MW | Before Competition Groups | 0.0032271 | 0 | 0 | 793.8572 | 4.0651e-06 | 71 | Commercial_2029_SC A_MW_Before Competition Groups_71 | LLLC - Low Impact Application | 0.0004065% | 0 | 0.0032271 | Commercial_2029_SC A_MW_Before Competition Groups_LLLC - Low Impact Application
Commercial | Com ¦ LLLC - High Impact Application | 2029 | SC A | MW | Before Competition Groups | 0.0029082 | 0 | 0 | 793.8572 | 3.6634e-06 | 72 | Commercial_2029_SC A_MW_Before Competition Groups_72 | LLLC - High Impact Application | 0.0003663% | 0 | 0.0029082 | Commercial_2029_SC A_MW_Before Competition Groups_LLLC - High Impact Application
Commercial | Com ¦ High Efficiency Chiller (avg of water and air cooled) | 2029 | SC A | MW | Before Competition Groups | 0.0028814 | 0 | 0 | 793.8572 | 3.6297e-06 | 73 | Commercial_2029_SC A_MW_Before Competition Groups_73 | High Efficiency Chiller (avg of water and air cooled) | 0.000363% | 0 | 0.0028814 | Commercial_2029_SC A_MW_Before Competition Groups_High Efficiency Chiller (avg of water and air cooled)
Commercial | Com ¦ EC Plug Fan for Data Center (under cabinet) | 2029 | SC A | MW | Before Competition Groups | 0.0019862 | 0 | 0 | 793.8572 | 2.502e-06 | 74 | Commercial_2029_SC A_MW_Before Competition Groups_74 | EC Plug Fan for Data Center (under cabinet) | 0.0002502% | 0 | 0.0019862 | Commercial_2029_SC A_MW_Before Competition Groups_EC Plug Fan for Data Center (under cabinet)
Commercial | Com ¦ Electric Convection Combination Ovens | 2029 | SC A | MW | Before Competition Groups | 0.00024708 | 0 | 0 | 793.8572 | 3.1124e-07 | 75 | Commercial_2029_SC A_MW_Before Competition Groups_75 | Electric Convection Combination Ovens | 3.112e-05% | 0 | 0.00024708 | Commercial_2029_SC A_MW_Before Competition Groups_Electric Convection Combination Ovens
Commercial | Com ¦ Networked/Connected - High Impact Application | 2029 | SC A | MW | Before Competition Groups | 6.1734e-05 | 0 | 0 | 793.8572 | 7.7765e-08 | 76 | Commercial_2029_SC A_MW_Before Competition Groups_76 | Networked/Connected - High Impact Application | 7.777e-06% | 0 | 6.1734e-05 | Commercial_2029_SC A_MW_Before Competition Groups_Networked/Connected - High Impact Application
Commercial | Com ¦ Networked/Connected - Low Impact Application | 2029 | SC A | MW | Before Competition Groups | 2.8351e-06 | 0 | 0 | 793.8572 | 3.5713e-09 | 77 | Commercial_2029_SC A_MW_Before Competition Groups_77 | Networked/Connected - Low Impact Application | 3.571e-07% | 0 | 2.8351e-06 | Commercial_2029_SC A_MW_Before Competition Groups_Networked/Connected - Low Impact Application
Commercial | Com ¦ Efficient compressor motor | 2029 | SC A | MW | Before Competition Groups | 0 | 0 | 0 | 793.8572 | 0 | 78 | Commercial_2029_SC A_MW_Before Competition Groups_78 | Efficient compressor motor | 0% | 0 | 0 | Commercial_2029_SC A_MW_Before Competition Groups_Efficient compressor motor
Commercial | Com ¦ Indoor Daylight Sensors/Photocell Dimming Control | 2029 | SC A | MW | Before Competition Groups | 0 | 0 | 0 | 793.8572 | 0 | 79 | Commercial_2029_SC A_MW_Before Competition Groups_79 | Indoor Daylight Sensors/Photocell Dimming Control | 0% | 0 | 0 | Commercial_2029_SC A_MW_Before Competition Groups_Indoor Daylight Sensors/Photocell Dimming Control
Commercial | Com ¦ Variable Refrigerant Flow Heat Pump | 2029 | SC A | MW | Before Competition Groups | 0 | 0 | 0 | 793.8572 | 0 | 80 | Commercial_2029_SC A_MW_Before Competition Groups_80 | Variable Refrigerant Flow Heat Pump | 0% | 0 | 0 | Commercial_2029_SC A_MW_Before Competition Groups_Variable Refrigerant Flow Heat Pump
Commercial | Com ¦ Education and Capacity Building/Energy Behavior | 2029 | SC B | MW | Before Competition Groups | 165.3521 | 0 | 0 | 1186.4177 | 0.13937 | 1 | Commercial_2029_SC B_MW_Before Competition Groups_1 | Education and Capacity Building/Energy Behavior | 13.94% | 0 | 165.3521 | Commercial_2029_SC B_MW_Before Competition Groups_Education and Capacity Building/Energy Behavior
Commercial | Com ¦ LED Low/High Bay | 2029 | SC B | MW | Before Competition Groups | 124.3926 | 0 | 0 | 1186.4177 | 0.10485 | 2 | Commercial_2029_SC B_MW_Before Competition Groups_2 | LED Low/High Bay | 10.48% | 0 | 124.3926 | Commercial_2029_SC B_MW_Before Competition Groups_LED Low/High Bay
Commercial | Com ¦ ENERGY STAR LED LAMPS (REFLECTOR LAMPs/MR16/PAR 16) | 2029 | SC B | MW | Before Competition Groups | 109.2894 | 0 | 0 | 1186.4177 | 0.092117 | 3 | Commercial_2029_SC B_MW_Before Competition Groups_3 | ENERGY STAR LED LAMPS (REFLECTOR LAMPs/MR16/PAR 16) | 9.212% | 0 | 109.2894 | Commercial_2029_SC B_MW_Before Competition Groups_ENERGY STAR LED LAMPS (REFLECTOR LAMPs/MR16/PAR 16)
Commercial | Com ¦ LED Troffer/Surface/Suspended | 2029 | SC B | MW | Before Competition Groups | 106.6575 | 0 | 0 | 1186.4177 | 0.089899 | 4 | Commercial_2029_SC B_MW_Before Competition Groups_4 | LED Troffer/Surface/Suspended | 8.99% | 0 | 106.6575 | Commercial_2029_SC B_MW_Before Competition Groups_LED Troffer/Surface/Suspended
Commercial | Com ¦ Building Recommissioning, Operations and Maintenance (O&M) Improvements | 2029 | SC B | MW | Before Competition Groups | 80.5922 | 0 | 0 | 1186.4177 | 0.067929 | 5 | Commercial_2029_SC B_MW_Before Competition Groups_5 | Building Recommissioning, Operations and Maintenance (O&M) Improvements | 6.793% | 0 | 80.5922 | Commercial_2029_SC B_MW_Before Competition Groups_Building Recommissioning, Operations and Maintenance (O&M) Improvements
Commercial | Com ¦ LED Replacement Lamp (Tube) | 2029 | SC B | MW | Before Competition Groups | 59.7949 | 0 | 0 | 1186.4177 | 0.0504 | 6 | Commercial_2029_SC B_MW_Before Competition Groups_6 | LED Replacement Lamp (Tube) | 5.04% | 0 | 59.7949 | Commercial_2029_SC B_MW_Before Competition Groups_LED Replacement Lamp (Tube)
Commercial | Com ¦ High Efficiency Air Source Heat Pump | 2029 | SC B | MW | Before Competition Groups | 50.9643 | 0 | 0 | 1186.4177 | 0.042956 | 7 | Commercial_2029_SC B_MW_Before Competition Groups_7 | High Efficiency Air Source Heat Pump | 4.296% | 0 | 50.9643 | Commercial_2029_SC B_MW_Before Competition Groups_High Efficiency Air Source Heat Pump
Commercial | Com ¦ Unitary Air-Conditioning Unit | 2029 | SC B | MW | Before Competition Groups | 48.4486 | 0 | 0 | 1186.4177 | 0.040836 | 8 | Commercial_2029_SC B_MW_Before Competition Groups_8 | Unitary Air-Conditioning Unit | 4.084% | 0 | 48.4486 | Commercial_2029_SC B_MW_Before Competition Groups_Unitary Air-Conditioning Unit
Commercial | Com ¦ Advanced BAS/Controllers | 2029 | SC B | MW | Before Competition Groups | 38.7984 | 0 | 0 | 1186.4177 | 0.032702 | 9 | Commercial_2029_SC B_MW_Before Competition Groups_9 | Advanced BAS/Controllers | 3.27% | 0 | 38.7984 | Commercial_2029_SC B_MW_Before Competition Groups_Advanced BAS/Controllers
Commercial | Com ¦ Adaptive Thermostats | 2029 | SC B | MW | Before Competition Groups | 33.1272 | 0 | 0 | 1186.4177 | 0.027922 | 10 | Commercial_2029_SC B_MW_Before Competition Groups_10 | Adaptive Thermostats | 2.792% | 0 | 33.1272 | Commercial_2029_SC B_MW_Before Competition Groups_Adaptive Thermostats
Commercial | Com ¦ Data Center Storage/Server Virtualization | 2029 | SC B | MW | Before Competition Groups | 26.6402 | 0 | 0 | 1186.4177 | 0.022454 | 11 | Commercial_2029_SC B_MW_Before Competition Groups_11 | Data Center Storage/Server Virtualization | 2.245% | 0 | 26.6402 | Commercial_2029_SC B_MW_Before Competition Groups_Data Center Storage/Server Virtualization
Commercial | Com ¦ Furnace Tune-Up | 2029 | SC B | MW | Before Competition Groups | 26.3079 | 0 | 0 | 1186.4177 | 0.022174 | 12 | Commercial_2029_SC B_MW_Before Competition Groups_12 | Furnace Tune-Up | 2.217% | 0 | 26.3079 | Commercial_2029_SC B_MW_Before Competition Groups_Furnace Tune-Up
Commercial | Com ¦ Strip Curtains | 2029 | SC B | MW | Before Competition Groups | 25.588 | 0 | 0 | 1186.4177 | 0.021567 | 13 | Commercial_2029_SC B_MW_Before Competition Groups_13 | Strip Curtains | 2.157% | 0 | 25.588 | Commercial_2029_SC B_MW_Before Competition Groups_Strip Curtains
Commercial | Com ¦ Refrigerated Display Case Doors | 2029 | SC B | MW | Before Competition Groups | 23.1626 | 0 | 0 | 1186.4177 | 0.019523 | 14 | Commercial_2029_SC B_MW_Before Competition Groups_14 | Refrigerated Display Case Doors | 1.952% | 0 | 23.1626 | Commercial_2029_SC B_MW_Before Competition Groups_Refrigerated Display Case Doors
Commercial | Com ¦ LED or Equivalent Sign Lighting | 2029 | SC B | MW | Before Competition Groups | 22.3989 | 0 | 0 | 1186.4177 | 0.018879 | 15 | Commercial_2029_SC B_MW_Before Competition Groups_15 | LED or Equivalent Sign Lighting | 1.888% | 0 | 22.3989 | Commercial_2029_SC B_MW_Before Competition Groups_LED or Equivalent Sign Lighting
Commercial | Com ¦ Demand Control Ventilation | 2029 | SC B | MW | Before Competition Groups | 21.8776 | 0 | 0 | 1186.4177 | 0.01844 | 16 | Commercial_2029_SC B_MW_Before Competition Groups_16 | Demand Control Ventilation | 1.844% | 0 | 21.8776 | Commercial_2029_SC B_MW_Before Competition Groups_Demand Control Ventilation
Commercial | Com ¦ Reach-in Shaded Pole to ECM/PSC Evaporator Fan Motor | 2029 | SC B | MW | Before Competition Groups | 20.9595 | 0 | 0 | 1186.4177 | 0.017666 | 17 | Commercial_2029_SC B_MW_Before Competition Groups_17 | Reach-in Shaded Pole to ECM/PSC Evaporator Fan Motor | 1.767% | 0 | 20.9595 | Commercial_2029_SC B_MW_Before Competition Groups_Reach-in Shaded Pole to ECM/PSC Evaporator Fan Motor
Commercial | Com ¦ Variable Frequency Drive (VFD) | 2029 | SC B | MW | Before Competition Groups | 18.4328 | 0 | 0 | 1186.4177 | 0.015537 | 18 | Commercial_2029_SC B_MW_Before Competition Groups_18 | Variable Frequency Drive (VFD) | 1.554% | 0 | 18.4328 | Commercial_2029_SC B_MW_Before Competition Groups_Variable Frequency Drive (VFD)
Commercial | Com ¦ Centrally controlled desktop PC/NETWORK PC POWER MANAGEMENT SOFTWARE | 2029 | SC B | MW | Before Competition Groups | 17.2888 | 0 | 0 | 1186.4177 | 0.014572 | 19 | Commercial_2029_SC B_MW_Before Competition Groups_19 | Centrally controlled desktop PC/NETWORK PC POWER MANAGEMENT SOFTWARE | 1.457% | 0 | 17.2888 | Commercial_2029_SC B_MW_Before Competition Groups_Centrally controlled desktop PC/NETWORK PC POWER MANAGEMENT SOFTWARE
Commercial | Com ¦ VFD on Pumps | 2029 | SC B | MW | Before Competition Groups | 17.2301 | 0 | 0 | 1186.4177 | 0.014523 | 20 | Commercial_2029_SC B_MW_Before Competition Groups_20 | VFD on Pumps | 1.452% | 0 | 17.2301 | Commercial_2029_SC B_MW_Before Competition Groups_VFD on Pumps
Commercial | Com ¦ Air Handler with Dedicated Outdoor Air Systems | 2029 | SC B | MW | Before Competition Groups | 13.9599 | 0 | 0 | 1186.4177 | 0.011766 | 21 | Commercial_2029_SC B_MW_Before Competition Groups_21 | Air Handler with Dedicated Outdoor Air Systems | 1.177% | 0 | 13.9599 | Commercial_2029_SC B_MW_Before Competition Groups_Air Handler with Dedicated Outdoor Air Systems
Commercial | Com ¦ ENERGY STAR LED LAMPS (General Service Lamps) | 2029 | SC B | MW | Before Competition Groups | 13.7115 | 0 | 0 | 1186.4177 | 0.011557 | 22 | Commercial_2029_SC B_MW_Before Competition Groups_22 | ENERGY STAR LED LAMPS (General Service Lamps) | 1.156% | 0 | 13.7115 | Commercial_2029_SC B_MW_Before Competition Groups_ENERGY STAR LED LAMPS (General Service Lamps)
Commercial | Com ¦ Chilled Water Optimization | 2029 | SC B | MW | Before Competition Groups | 12.9111 | 0 | 0 | 1186.4177 | 0.010882 | 23 | Commercial_2029_SC B_MW_Before Competition Groups_23 | Chilled Water Optimization | 1.088% | 0 | 12.9111 | Commercial_2029_SC B_MW_Before Competition Groups_Chilled Water Optimization
Commercial | Com ¦ Refrigerated Display Case LED | 2029 | SC B | MW | Before Competition Groups | 12.0977 | 0 | 0 | 1186.4177 | 0.010197 | 24 | Commercial_2029_SC B_MW_Before Competition Groups_24 | Refrigerated Display Case LED | 1.02% | 0 | 12.0977 | Commercial_2029_SC B_MW_Before Competition Groups_Refrigerated Display Case LED
Commercial | Com ¦ ECM MOTORS FOR EVAPORATOR FANS for refrigeration (WALK-IN) | 2029 | SC B | MW | Before Competition Groups | 9.5051 | 0 | 0 | 1186.4177 | 0.0080116 | 25 | Commercial_2029_SC B_MW_Before Competition Groups_25 | ECM MOTORS FOR EVAPORATOR FANS for refrigeration (WALK-IN) | 0.8012% | 0 | 9.5051 | Commercial_2029_SC B_MW_Before Competition Groups_ECM MOTORS FOR EVAPORATOR FANS for refrigeration (WALK-IN)
Commercial | Com ¦ Freezer Case Light Sensor | 2029 | SC B | MW | Before Competition Groups | 8.2096 | 0 | 0 | 1186.4177 | 0.0069196 | 26 | Commercial_2029_SC B_MW_Before Competition Groups_26 | Freezer Case Light Sensor | 0.692% | 0 | 8.2096 | Commercial_2029_SC B_MW_Before Competition Groups_Freezer Case Light Sensor
Commercial | Com ¦ Evaporator Fan Controls | 2029 | SC B | MW | Before Competition Groups | 7.9983 | 0 | 0 | 1186.4177 | 0.0067416 | 27 | Commercial_2029_SC B_MW_Before Competition Groups_27 | Evaporator Fan Controls | 0.6742% | 0 | 7.9983 | Commercial_2029_SC B_MW_Before Competition Groups_Evaporator Fan Controls
Commercial | Com ¦ Door Gasket Freezer/Refrigerator | 2029 | SC B | MW | Before Competition Groups | 7.7982 | 0 | 0 | 1186.4177 | 0.0065729 | 28 | Commercial_2029_SC B_MW_Before Competition Groups_28 | Door Gasket Freezer/Refrigerator | 0.6573% | 0 | 7.7982 | Commercial_2029_SC B_MW_Before Competition Groups_Door Gasket Freezer/Refrigerator
Commercial | Com ¦ Demand Control Kitchen Ventilation | 2029 | SC B | MW | Before Competition Groups | 6.8774 | 0 | 0 | 1186.4177 | 0.0057968 | 29 | Commercial_2029_SC B_MW_Before Competition Groups_29 | Demand Control Kitchen Ventilation | 0.5797% | 0 | 6.8774 | Commercial_2029_SC B_MW_Before Competition Groups_Demand Control Kitchen Ventilation
Commercial | Com ¦ LED EXTERIOR AREA LIGHTS - LED fixture (200W) | 2029 | SC B | MW | Before Competition Groups | 5.7278 | 0 | 0 | 1186.4177 | 0.0048278 | 30 | Commercial_2029_SC B_MW_Before Competition Groups_30 | LED EXTERIOR AREA LIGHTS - LED fixture (200W) | 0.4828% | 0 | 5.7278 | Commercial_2029_SC B_MW_Before Competition Groups_LED EXTERIOR AREA LIGHTS - LED fixture (200W)
Commercial | Com ¦ LED parking lot fixture | 2029 | SC B | MW | Before Competition Groups | 5.5275 | 0 | 0 | 1186.4177 | 0.0046589 | 31 | Commercial_2029_SC B_MW_Before Competition Groups_31 | LED parking lot fixture | 0.4659% | 0 | 5.5275 | Commercial_2029_SC B_MW_Before Competition Groups_LED parking lot fixture
Commercial | Com ¦ Duct Insulation, R8 | 2029 | SC B | MW | Before Competition Groups | 4.8604 | 0 | 0 | 1186.4177 | 0.0040967 | 32 | Commercial_2029_SC B_MW_Before Competition Groups_32 | Duct Insulation, R8 | 0.4097% | 0 | 4.8604 | Commercial_2029_SC B_MW_Before Competition Groups_Duct Insulation, R8
Commercial | Com ¦ Water Source Heat Pump (4 ton) | 2029 | SC B | MW | Before Competition Groups | 3.9622 | 0 | 0 | 1186.4177 | 0.0033397 | 33 | Commercial_2029_SC B_MW_Before Competition Groups_33 | Water Source Heat Pump (4 ton) | 0.334% | 0 | 3.9622 | Commercial_2029_SC B_MW_Before Competition Groups_Water Source Heat Pump (4 ton)
Commercial | Com ¦ ENERGY STAR Griddle (74% eff) | 2029 | SC B | MW | Before Competition Groups | 3.6057 | 0 | 0 | 1186.4177 | 0.0030391 | 34 | Commercial_2029_SC B_MW_Before Competition Groups_34 | ENERGY STAR Griddle (74% eff) | 0.3039% | 0 | 3.6057 | Commercial_2029_SC B_MW_Before Competition Groups_ENERGY STAR Griddle (74% eff)
Commercial | Com ¦ LED street light fixture | 2029 | SC B | MW | Before Competition Groups | 3.4083 | 0 | 0 | 1186.4177 | 0.0028728 | 35 | Commercial_2029_SC B_MW_Before Competition Groups_35 | LED street light fixture | 0.2873% | 0 | 3.4083 | Commercial_2029_SC B_MW_Before Competition Groups_LED street light fixture
Commercial | Com ¦ BEVERAGE VENDING MACHINE CONTROLS | 2029 | SC B | MW | Before Competition Groups | 3.0722 | 0 | 0 | 1186.4177 | 0.0025895 | 36 | Commercial_2029_SC B_MW_Before Competition Groups_36 | BEVERAGE VENDING MACHINE CONTROLS | 0.2589% | 0 | 3.0722 | Commercial_2029_SC B_MW_Before Competition Groups_BEVERAGE VENDING MACHINE CONTROLS
Commercial | Com ¦ Temperature Adjustment in Commercial Freezers | 2029 | SC B | MW | Before Competition Groups | 2.9259 | 0 | 0 | 1186.4177 | 0.0024661 | 37 | Commercial_2029_SC B_MW_Before Competition Groups_37 | Temperature Adjustment in Commercial Freezers | 0.2466% | 0 | 2.9259 | Commercial_2029_SC B_MW_Before Competition Groups_Temperature Adjustment in Commercial Freezers
Commercial | Com ¦ Elec Storage WH 2.30 Et | 2029 | SC B | MW | Before Competition Groups | 2.7694 | 0 | 0 | 1186.4177 | 0.0023342 | 38 | Commercial_2029_SC B_MW_Before Competition Groups_38 | Elec Storage WH 2.30 Et | 0.2334% | 0 | 2.7694 | Commercial_2029_SC B_MW_Before Competition Groups_Elec Storage WH 2.30 Et
Commercial | Com ¦ Occupancy Sensors | 2029 | SC B | MW | Before Competition Groups | 2.7266 | 0 | 0 | 1186.4177 | 0.0022982 | 39 | Commercial_2029_SC B_MW_Before Competition Groups_39 | Occupancy Sensors | 0.2298% | 0 | 2.7266 | Commercial_2029_SC B_MW_Before Competition Groups_Occupancy Sensors
Commercial | Com ¦ Vertical Night Covers | 2029 | SC B | MW | Before Competition Groups | 2.4182 | 0 | 0 | 1186.4177 | 0.0020382 | 40 | Commercial_2029_SC B_MW_Before Competition Groups_40 | Vertical Night Covers | 0.2038% | 0 | 2.4182 | Commercial_2029_SC B_MW_Before Competition Groups_Vertical Night Covers
Commercial | Com ¦ CO Sensors for parking garage exhaust fans | 2029 | SC B | MW | Before Competition Groups | 2.3675 | 0 | 0 | 1186.4177 | 0.0019955 | 41 | Commercial_2029_SC B_MW_Before Competition Groups_41 | CO Sensors for parking garage exhaust fans | 0.1996% | 0 | 2.3675 | Commercial_2029_SC B_MW_Before Competition Groups_CO Sensors for parking garage exhaust fans
Commercial | Com ¦ Energy Efficient Laboratory Fume Hood | 2029 | SC B | MW | Before Competition Groups | 2.3112 | 0 | 0 | 1186.4177 | 0.0019481 | 42 | Commercial_2029_SC B_MW_Before Competition Groups_42 | Energy Efficient Laboratory Fume Hood | 0.1948% | 0 | 2.3112 | Commercial_2029_SC B_MW_Before Competition Groups_Energy Efficient Laboratory Fume Hood
Commercial | Com ¦ Water Heating (DHW) Pipe Insulation (Add 3/4\ Foam)" | 2029 | SC B | MW | Before Competition Groups | 1.8516 | 0 | 0 | 1186.4177 | 0.0015607 | 43 | Commercial_2029_SC B_MW_Before Competition Groups_43 | Water Heating (DHW) Pipe Insulation (Add 3/4\ Foam)" | 0.1561% | 0 | 1.8516 | Commercial_2029_SC B_MW_Before Competition Groups_Water Heating (DHW) Pipe Insulation (Add 3/4\ Foam)"
Commercial | Com ¦ Outside Air Economizer | 2029 | SC B | MW | Before Competition Groups | 1.5667 | 0 | 0 | 1186.4177 | 0.0013205 | 44 | Commercial_2029_SC B_MW_Before Competition Groups_44 | Outside Air Economizer | 0.1321% | 0 | 1.5667 | Commercial_2029_SC B_MW_Before Competition Groups_Outside Air Economizer
Commercial | Com ¦ Suction Pipe Insulation Freezer/Refrigerator | 2029 | SC B | MW | Before Competition Groups | 1.2579 | 0 | 0 | 1186.4177 | 0.0010603 | 45 | Commercial_2029_SC B_MW_Before Competition Groups_45 | Suction Pipe Insulation Freezer/Refrigerator | 0.106% | 0 | 1.2579 | Commercial_2029_SC B_MW_Before Competition Groups_Suction Pipe Insulation Freezer/Refrigerator
Commercial | Com ¦ ENERGY STAR Fryer (84% eff) | 2029 | SC B | MW | Before Competition Groups | 1.0633 | 0 | 0 | 1186.4177 | 0.00089625 | 46 | Commercial_2029_SC B_MW_Before Competition Groups_46 | ENERGY STAR Fryer (84% eff) | 0.08963% | 0 | 1.0633 | Commercial_2029_SC B_MW_Before Competition Groups_ENERGY STAR Fryer (84% eff)
Commercial | Com ¦ ENERGY STAR Steam Cookers | 2029 | SC B | MW | Before Competition Groups | 0.68156 | 0 | 0 | 1186.4177 | 0.00057447 | 47 | Commercial_2029_SC B_MW_Before Competition Groups_47 | ENERGY STAR Steam Cookers | 0.05745% | 0 | 0.68156 | Commercial_2029_SC B_MW_Before Competition Groups_ENERGY STAR Steam Cookers
Commercial | Com ¦ Thermostat Setback | 2029 | SC B | MW | Before Competition Groups | 0.62034 | 0 | 0 | 1186.4177 | 0.00052287 | 48 | Commercial_2029_SC B_MW_Before Competition Groups_48 | Thermostat Setback | 0.05229% | 0 | 0.62034 | Commercial_2029_SC B_MW_Before Competition Groups_Thermostat Setback
Commercial | Com ¦ Ozone Laundry Treatment | 2029 | SC B | MW | Before Competition Groups | 0.58857 | 0 | 0 | 1186.4177 | 0.00049609 | 49 | Commercial_2029_SC B_MW_Before Competition Groups_49 | Ozone Laundry Treatment | 0.04961% | 0 | 0.58857 | Commercial_2029_SC B_MW_Before Competition Groups_Ozone Laundry Treatment
Commercial | Com ¦ ENERGY STAR Dishwasher | 2029 | SC B | MW | Before Competition Groups | 0.54466 | 0 | 0 | 1186.4177 | 0.00045908 | 50 | Commercial_2029_SC B_MW_Before Competition Groups_50 | ENERGY STAR Dishwasher | 0.04591% | 0 | 0.54466 | Commercial_2029_SC B_MW_Before Competition Groups_ENERGY STAR Dishwasher
Commercial | Com ¦ Condensing Make Up Air Unit | 2029 | SC B | MW | Before Competition Groups | 0.47149 | 0 | 0 | 1186.4177 | 0.00039741 | 51 | Commercial_2029_SC B_MW_Before Competition Groups_51 | Condensing Make Up Air Unit | 0.03974% | 0 | 0.47149 | Commercial_2029_SC B_MW_Before Competition Groups_Condensing Make Up Air Unit
Commercial | Com ¦ ECM MOTORS FOR HVAC APPLICATION (FAN-POWERED VAV BOX) | 2029 | SC B | MW | Before Competition Groups | 0.24315 | 0 | 0 | 1186.4177 | 0.00020494 | 52 | Commercial_2029_SC B_MW_Before Competition Groups_52 | ECM MOTORS FOR HVAC APPLICATION (FAN-POWERED VAV BOX) | 0.02049% | 0 | 0.24315 | Commercial_2029_SC B_MW_Before Competition Groups_ECM MOTORS FOR HVAC APPLICATION (FAN-POWERED VAV BOX)
Commercial | Com ¦ PTAC (12 EER/10,000 BTU) | 2029 | SC B | MW | Before Competition Groups | 0.23006 | 0 | 0 | 1186.4177 | 0.00019391 | 53 | Commercial_2029_SC B_MW_Before Competition Groups_53 | PTAC (12 EER/10,000 BTU) | 0.01939% | 0 | 0.23006 | Commercial_2029_SC B_MW_Before Competition Groups_PTAC (12 EER/10,000 BTU)
Commercial | COM ¦ Ductless Mini-Split Heat Pumps | 2029 | SC B | MW | Before Competition Groups | 0.17804 | 0 | 0 | 1186.4177 | 0.00015006 | 54 | Commercial_2029_SC B_MW_Before Competition Groups_54 | Ductless Mini-Split Heat Pumps | 0.01501% | 0 | 0.17804 | Commercial_2029_SC B_MW_Before Competition Groups_Ductless Mini-Split Heat Pumps
Commercial | Com ¦ Auto Off Time Switch or Time Clock control | 2029 | SC B | MW | Before Competition Groups | 0.13677 | 0 | 0 | 1186.4177 | 0.00011528 | 55 | Commercial_2029_SC B_MW_Before Competition Groups_55 | Auto Off Time Switch or Time Clock control | 0.01153% | 0 | 0.13677 | Commercial_2029_SC B_MW_Before Competition Groups_Auto Off Time Switch or Time Clock control
Commercial | Com ¦ Solar Water Preheat (Pools/DHW) | 2029 | SC B | MW | Before Competition Groups | 0.12973 | 0 | 0 | 1186.4177 | 0.00010934 | 56 | Commercial_2029_SC B_MW_Before Competition Groups_56 | Solar Water Preheat (Pools/DHW) | 0.01093% | 0 | 0.12973 | Commercial_2029_SC B_MW_Before Competition Groups_Solar Water Preheat (Pools/DHW)
Commercial | Com ¦ Demand controlled Circulating Systems | 2029 | SC B | MW | Before Competition Groups | 0.1227 | 0 | 0 | 1186.4177 | 0.00010342 | 57 | Commercial_2029_SC B_MW_Before Competition Groups_57 | Demand controlled Circulating Systems | 0.01034% | 0 | 0.1227 | Commercial_2029_SC B_MW_Before Competition Groups_Demand controlled Circulating Systems
Commercial | Com ¦ Notched V belts for HVAC Systems | 2029 | SC B | MW | Before Competition Groups | 0.12101 | 0 | 0 | 1186.4177 | 0.000102 | 58 | Commercial_2029_SC B_MW_Before Competition Groups_58 | Notched V belts for HVAC Systems | 0.0102% | 0 | 0.12101 | Commercial_2029_SC B_MW_Before Competition Groups_Notched V belts for HVAC Systems
Commercial | Com ¦ CEE Tier 2/Energy Star Clothes Washers | 2029 | SC B | MW | Before Competition Groups | 0.11493 | 0 | 0 | 1186.4177 | 9.6873e-05 | 59 | Commercial_2029_SC B_MW_Before Competition Groups_59 | CEE Tier 2/Energy Star Clothes Washers | 0.009687% | 0 | 0.11493 | Commercial_2029_SC B_MW_Before Competition Groups_CEE Tier 2/Energy Star Clothes Washers
Commercial | Com ¦ HVAC Optimization | 2029 | SC B | MW | Before Competition Groups | 0.078864 | 0 | 0 | 1186.4177 | 6.6472e-05 | 60 | Commercial_2029_SC B_MW_Before Competition Groups_60 | HVAC Optimization | 0.006647% | 0 | 0.078864 | Commercial_2029_SC B_MW_Before Competition Groups_HVAC Optimization
Commercial | Com ¦ Low Flow Pre-Rinse Spray Nozzle | 2029 | SC B | MW | Before Competition Groups | 0.068879 | 0 | 0 | 1186.4177 | 5.8057e-05 | 61 | Commercial_2029_SC B_MW_Before Competition Groups_61 | Low Flow Pre-Rinse Spray Nozzle | 0.005806% | 0 | 0.068879 | Commercial_2029_SC B_MW_Before Competition Groups_Low Flow Pre-Rinse Spray Nozzle
Commercial | Com ¦ Commercial Hot Food Holding Cabinets | 2029 | SC B | MW | Before Competition Groups | 0.050906 | 0 | 0 | 1186.4177 | 4.2908e-05 | 62 | Commercial_2029_SC B_MW_Before Competition Groups_62 | Commercial Hot Food Holding Cabinets | 0.004291% | 0 | 0.050906 | Commercial_2029_SC B_MW_Before Competition Groups_Commercial Hot Food Holding Cabinets
Commercial | Com ¦ Wall Insulation | 2029 | SC B | MW | Before Competition Groups | 0.044315 | 0 | 0 | 1186.4177 | 3.7352e-05 | 63 | Commercial_2029_SC B_MW_Before Competition Groups_63 | Wall Insulation | 0.003735% | 0 | 0.044315 | Commercial_2029_SC B_MW_Before Competition Groups_Wall Insulation
Commercial | Com ¦ High Efficiency Small Instantaneous Water Heater | 2029 | SC B | MW | Before Competition Groups | 0.04252 | 0 | 0 | 1186.4177 | 3.5839e-05 | 64 | Commercial_2029_SC B_MW_Before Competition Groups_64 | High Efficiency Small Instantaneous Water Heater | 0.003584% | 0 | 0.04252 | Commercial_2029_SC B_MW_Before Competition Groups_High Efficiency Small Instantaneous Water Heater
Commercial | Com ¦ Condensing Unit Heaters or other Efficient Unit Heating System | 2029 | SC B | MW | Before Competition Groups | 0.041535 | 0 | 0 | 1186.4177 | 3.5009e-05 | 65 | Commercial_2029_SC B_MW_Before Competition Groups_65 | Condensing Unit Heaters or other Efficient Unit Heating System | 0.003501% | 0 | 0.041535 | Commercial_2029_SC B_MW_Before Competition Groups_Condensing Unit Heaters or other Efficient Unit Heating System
Commercial | Com ¦ Room AC (w/ louvered sides) 14 SEER from 12 SEER code | 2029 | SC B | MW | Before Competition Groups | 0.032898 | 0 | 0 | 1186.4177 | 2.7729e-05 | 66 | Commercial_2029_SC B_MW_Before Competition Groups_66 | Room AC (w/ louvered sides) 14 SEER from 12 SEER code | 0.002773% | 0 | 0.032898 | Commercial_2029_SC B_MW_Before Competition Groups_Room AC (w/ louvered sides) 14 SEER from 12 SEER code
Commercial | Com ¦ High Efficiency Chiller (avg of water and air cooled) | 2029 | SC B | MW | Before Competition Groups | 0.023071 | 0 | 0 | 1186.4177 | 1.9446e-05 | 67 | Commercial_2029_SC B_MW_Before Competition Groups_67 | High Efficiency Chiller (avg of water and air cooled) | 0.001945% | 0 | 0.023071 | Commercial_2029_SC B_MW_Before Competition Groups_High Efficiency Chiller (avg of water and air cooled)
Commercial | Com ¦ Energy Recovery Ventilation and Ventilation (Enhanced) | 2029 | SC B | MW | Before Competition Groups | 0.02103 | 0 | 0 | 1186.4177 | 1.7725e-05 | 68 | Commercial_2029_SC B_MW_Before Competition Groups_68 | Energy Recovery Ventilation and Ventilation (Enhanced) | 0.001773% | 0 | 0.02103 | Commercial_2029_SC B_MW_Before Competition Groups_Energy Recovery Ventilation and Ventilation (Enhanced)
Commercial | Com ¦ VSD Air Compressor | 2029 | SC B | MW | Before Competition Groups | 0.017975 | 0 | 0 | 1186.4177 | 1.5151e-05 | 69 | Commercial_2029_SC B_MW_Before Competition Groups_69 | VSD Air Compressor | 0.001515% | 0 | 0.017975 | Commercial_2029_SC B_MW_Before Competition Groups_VSD Air Compressor
Commercial | Com ¦ LED RECESSED DOWNLIGHTS | 2029 | SC B | MW | Before Competition Groups | 0.0092246 | 0 | 0 | 1186.4177 | 7.7752e-06 | 70 | Commercial_2029_SC B_MW_Before Competition Groups_70 | LED RECESSED DOWNLIGHTS | 0.0007775% | 0 | 0.0092246 | Commercial_2029_SC B_MW_Before Competition Groups_LED RECESSED DOWNLIGHTS
Commercial | Com ¦ Air Curtains | 2029 | SC B | MW | Before Competition Groups | 0.0053035 | 0 | 0 | 1186.4177 | 4.4702e-06 | 71 | Commercial_2029_SC B_MW_Before Competition Groups_71 | Air Curtains | 0.000447% | 0 | 0.0053035 | Commercial_2029_SC B_MW_Before Competition Groups_Air Curtains
Commercial | Com ¦ EC Plug Fan for Data Center (under cabinet) | 2029 | SC B | MW | Before Competition Groups | 0.0031077 | 0 | 0 | 1186.4177 | 2.6194e-06 | 72 | Commercial_2029_SC B_MW_Before Competition Groups_72 | EC Plug Fan for Data Center (under cabinet) | 0.0002619% | 0 | 0.0031077 | Commercial_2029_SC B_MW_Before Competition Groups_EC Plug Fan for Data Center (under cabinet)
Commercial | Com ¦ Electric Convection Combination Ovens | 2029 | SC B | MW | Before Competition Groups | 0.0002693 | 0 | 0 | 1186.4177 | 2.2699e-07 | 73 | Commercial_2029_SC B_MW_Before Competition Groups_73 | Electric Convection Combination Ovens | 2.27e-05% | 0 | 0.0002693 | Commercial_2029_SC B_MW_Before Competition Groups_Electric Convection Combination Ovens
Commercial | Com ¦ LLLC - Low Impact Application | 2029 | SC B | MW | Before Competition Groups | 3.8976e-19 | 0 | 0 | 1186.4177 | 3.2852e-22 | 74 | Commercial_2029_SC B_MW_Before Competition Groups_74 | LLLC - Low Impact Application | 3.285e-20% | 0 | 3.8976e-19 | Commercial_2029_SC B_MW_Before Competition Groups_LLLC - Low Impact Application
Commercial | Com ¦ LLLC - High Impact Application | 2029 | SC B | MW | Before Competition Groups | 1.3388e-19 | 0 | 0 | 1186.4177 | 1.1285e-22 | 75 | Commercial_2029_SC B_MW_Before Competition Groups_75 | LLLC - High Impact Application | 1.128e-20% | 0 | 1.3388e-19 | Commercial_2029_SC B_MW_Before Competition Groups_LLLC - High Impact Application
Commercial | Com ¦ Networked/Connected - High Impact Application | 2029 | SC B | MW | Before Competition Groups | 1.4172e-21 | 0 | 0 | 1186.4177 | 1.1945e-24 | 76 | Commercial_2029_SC B_MW_Before Competition Groups_76 | Networked/Connected - High Impact Application | 1.195e-22% | 0 | 1.4172e-21 | Commercial_2029_SC B_MW_Before Competition Groups_Networked/Connected - High Impact Application
Commercial | Com ¦ Networked/Connected - Low Impact Application | 2029 | SC B | MW | Before Competition Groups | 7.9153e-22 | 0 | 0 | 1186.4177 | 6.6716e-25 | 77 | Commercial_2029_SC B_MW_Before Competition Groups_77 | Networked/Connected - Low Impact Application | 6.672e-23% | 0 | 7.9153e-22 | Commercial_2029_SC B_MW_Before Competition Groups_Networked/Connected - Low Impact Application
Commercial | Com ¦ Efficient compressor motor | 2029 | SC B | MW | Before Competition Groups | 0 | 0 | 0 | 1186.4177 | 0 | 78 | Commercial_2029_SC B_MW_Before Competition Groups_78 | Efficient compressor motor | 0% | 0 | 0 | Commercial_2029_SC B_MW_Before Competition Groups_Efficient compressor motor
Commercial | Com ¦ Indoor Daylight Sensors/Photocell Dimming Control | 2029 | SC B | MW | Before Competition Groups | 0 | 0 | 0 | 1186.4177 | 0 | 79 | Commercial_2029_SC B_MW_Before Competition Groups_79 | Indoor Daylight Sensors/Photocell Dimming Control | 0% | 0 | 0 | Commercial_2029_SC B_MW_Before Competition Groups_Indoor Daylight Sensors/Photocell Dimming Control
Commercial | Com ¦ Variable Refrigerant Flow Heat Pump | 2029 | SC B | MW | Before Competition Groups | 0 | 0 | 0 | 1186.4177 | 0 | 80 | Commercial_2029_SC B_MW_Before Competition Groups_80 | Variable Refrigerant Flow Heat Pump | 0% | 0 | 0 | Commercial_2029_SC B_MW_Before Competition Groups_Variable Refrigerant Flow Heat Pump
Commercial | Com ¦ LED Low/High Bay | 2029 | SC C | MW | Before Competition Groups | 124.1559 | 0 | 0 | 851.8697 | 0.14575 | 1 | Commercial_2029_SC C_MW_Before Competition Groups_1 | LED Low/High Bay | 14.57% | 0 | 124.1559 | Commercial_2029_SC C_MW_Before Competition Groups_LED Low/High Bay
Commercial | Com ¦ ENERGY STAR LED LAMPS (REFLECTOR LAMPs/MR16/PAR 16) | 2029 | SC C | MW | Before Competition Groups | 109.2894 | 0 | 0 | 851.8697 | 0.12829 | 2 | Commercial_2029_SC C_MW_Before Competition Groups_2 | ENERGY STAR LED LAMPS (REFLECTOR LAMPs/MR16/PAR 16) | 12.83% | 0 | 109.2894 | Commercial_2029_SC C_MW_Before Competition Groups_ENERGY STAR LED LAMPS (REFLECTOR LAMPs/MR16/PAR 16)
Commercial | Com ¦ LED Troffer/Surface/Suspended | 2029 | SC C | MW | Before Competition Groups | 106.4395 | 0 | 0 | 851.8697 | 0.12495 | 3 | Commercial_2029_SC C_MW_Before Competition Groups_3 | LED Troffer/Surface/Suspended | 12.49% | 0 | 106.4395 | Commercial_2029_SC C_MW_Before Competition Groups_LED Troffer/Surface/Suspended
Commercial | Com ¦ LED Replacement Lamp (Tube) | 2029 | SC C | MW | Before Competition Groups | 59.7949 | 0 | 0 | 851.8697 | 0.070193 | 4 | Commercial_2029_SC C_MW_Before Competition Groups_4 | LED Replacement Lamp (Tube) | 7.019% | 0 | 59.7949 | Commercial_2029_SC C_MW_Before Competition Groups_LED Replacement Lamp (Tube)
Commercial | Com ¦ High Efficiency Air Source Heat Pump | 2029 | SC C | MW | Before Competition Groups | 50.9644 | 0 | 0 | 851.8697 | 0.059827 | 5 | Commercial_2029_SC C_MW_Before Competition Groups_5 | High Efficiency Air Source Heat Pump | 5.983% | 0 | 50.9644 | Commercial_2029_SC C_MW_Before Competition Groups_High Efficiency Air Source Heat Pump
Commercial | Com ¦ Building Recommissioning, Operations and Maintenance (O&M) Improvements | 2029 | SC C | MW | Before Competition Groups | 44.5042 | 0 | 0 | 851.8697 | 0.052243 | 6 | Commercial_2029_SC C_MW_Before Competition Groups_6 | Building Recommissioning, Operations and Maintenance (O&M) Improvements | 5.224% | 0 | 44.5042 | Commercial_2029_SC C_MW_Before Competition Groups_Building Recommissioning, Operations and Maintenance (O&M) Improvements
Commercial | Com ¦ Education and Capacity Building/Energy Behavior | 2029 | SC C | MW | Before Competition Groups | 33.0704 | 0 | 0 | 851.8697 | 0.038821 | 7 | Commercial_2029_SC C_MW_Before Competition Groups_7 | Education and Capacity Building/Energy Behavior | 3.882% | 0 | 33.0704 | Commercial_2029_SC C_MW_Before Competition Groups_Education and Capacity Building/Energy Behavior
Commercial | Com ¦ Unitary Air-Conditioning Unit | 2029 | SC C | MW | Before Competition Groups | 31.833 | 0 | 0 | 851.8697 | 0.037368 | 8 | Commercial_2029_SC C_MW_Before Competition Groups_8 | Unitary Air-Conditioning Unit | 3.737% | 0 | 31.833 | Commercial_2029_SC C_MW_Before Competition Groups_Unitary Air-Conditioning Unit
Commercial | Com ¦ Advanced BAS/Controllers | 2029 | SC C | MW | Before Competition Groups | 25.3437 | 0 | 0 | 851.8697 | 0.029751 | 9 | Commercial_2029_SC C_MW_Before Competition Groups_9 | Advanced BAS/Controllers | 2.975% | 0 | 25.3437 | Commercial_2029_SC C_MW_Before Competition Groups_Advanced BAS/Controllers
Commercial | Com ¦ Data Center Storage/Server Virtualization | 2029 | SC C | MW | Before Competition Groups | 22.9748 | 0 | 0 | 851.8697 | 0.02697 | 10 | Commercial_2029_SC C_MW_Before Competition Groups_10 | Data Center Storage/Server Virtualization | 2.697% | 0 | 22.9748 | Commercial_2029_SC C_MW_Before Competition Groups_Data Center Storage/Server Virtualization
Commercial | Com ¦ LED or Equivalent Sign Lighting | 2029 | SC C | MW | Before Competition Groups | 22.3989 | 0 | 0 | 851.8697 | 0.026294 | 11 | Commercial_2029_SC C_MW_Before Competition Groups_11 | LED or Equivalent Sign Lighting | 2.629% | 0 | 22.3989 | Commercial_2029_SC C_MW_Before Competition Groups_LED or Equivalent Sign Lighting
Commercial | Com ¦ Reach-in Shaded Pole to ECM/PSC Evaporator Fan Motor | 2029 | SC C | MW | Before Competition Groups | 19.214 | 0 | 0 | 851.8697 | 0.022555 | 12 | Commercial_2029_SC C_MW_Before Competition Groups_12 | Reach-in Shaded Pole to ECM/PSC Evaporator Fan Motor | 2.256% | 0 | 19.214 | Commercial_2029_SC C_MW_Before Competition Groups_Reach-in Shaded Pole to ECM/PSC Evaporator Fan Motor
Commercial | Com ¦ Adaptive Thermostats | 2029 | SC C | MW | Before Competition Groups | 18.2835 | 0 | 0 | 851.8697 | 0.021463 | 13 | Commercial_2029_SC C_MW_Before Competition Groups_13 | Adaptive Thermostats | 2.146% | 0 | 18.2835 | Commercial_2029_SC C_MW_Before Competition Groups_Adaptive Thermostats
Commercial | Com ¦ Refrigerated Display Case Doors | 2029 | SC C | MW | Before Competition Groups | 17.959 | 0 | 0 | 851.8697 | 0.021082 | 14 | Commercial_2029_SC C_MW_Before Competition Groups_14 | Refrigerated Display Case Doors | 2.108% | 0 | 17.959 | Commercial_2029_SC C_MW_Before Competition Groups_Refrigerated Display Case Doors
Commercial | Com ¦ Strip Curtains | 2029 | SC C | MW | Before Competition Groups | 14.9629 | 0 | 0 | 851.8697 | 0.017565 | 15 | Commercial_2029_SC C_MW_Before Competition Groups_15 | Strip Curtains | 1.756% | 0 | 14.9629 | Commercial_2029_SC C_MW_Before Competition Groups_Strip Curtains
Commercial | Com ¦ ENERGY STAR LED LAMPS (General Service Lamps) | 2029 | SC C | MW | Before Competition Groups | 13.7115 | 0 | 0 | 851.8697 | 0.016096 | 16 | Commercial_2029_SC C_MW_Before Competition Groups_16 | ENERGY STAR LED LAMPS (General Service Lamps) | 1.61% | 0 | 13.7115 | Commercial_2029_SC C_MW_Before Competition Groups_ENERGY STAR LED LAMPS (General Service Lamps)
Commercial | Com ¦ Chilled Water Optimization | 2029 | SC C | MW | Before Competition Groups | 12.9115 | 0 | 0 | 851.8697 | 0.015157 | 17 | Commercial_2029_SC C_MW_Before Competition Groups_17 | Chilled Water Optimization | 1.516% | 0 | 12.9115 | Commercial_2029_SC C_MW_Before Competition Groups_Chilled Water Optimization
Commercial | Com ¦ Furnace Tune-Up | 2029 | SC C | MW | Before Competition Groups | 12.5715 | 0 | 0 | 851.8697 | 0.014758 | 18 | Commercial_2029_SC C_MW_Before Competition Groups_18 | Furnace Tune-Up | 1.476% | 0 | 12.5715 | Commercial_2029_SC C_MW_Before Competition Groups_Furnace Tune-Up
Commercial | Com ¦ Demand Control Ventilation | 2029 | SC C | MW | Before Competition Groups | 10.6968 | 0 | 0 | 851.8697 | 0.012557 | 19 | Commercial_2029_SC C_MW_Before Competition Groups_19 | Demand Control Ventilation | 1.256% | 0 | 10.6968 | Commercial_2029_SC C_MW_Before Competition Groups_Demand Control Ventilation
Commercial | Com ¦ Centrally controlled desktop PC/NETWORK PC POWER MANAGEMENT SOFTWARE | 2029 | SC C | MW | Before Competition Groups | 10.3399 | 0 | 0 | 851.8697 | 0.012138 | 20 | Commercial_2029_SC C_MW_Before Competition Groups_20 | Centrally controlled desktop PC/NETWORK PC POWER MANAGEMENT SOFTWARE | 1.214% | 0 | 10.3399 | Commercial_2029_SC C_MW_Before Competition Groups_Centrally controlled desktop PC/NETWORK PC POWER MANAGEMENT SOFTWARE
Commercial | Com ¦ Variable Frequency Drive (VFD) | 2029 | SC C | MW | Before Competition Groups | 8.861 | 0 | 0 | 851.8697 | 0.010402 | 21 | Commercial_2029_SC C_MW_Before Competition Groups_21 | Variable Frequency Drive (VFD) | 1.04% | 0 | 8.861 | Commercial_2029_SC C_MW_Before Competition Groups_Variable Frequency Drive (VFD)
Commercial | Com ¦ VFD on Pumps | 2029 | SC C | MW | Before Competition Groups | 8.2739 | 0 | 0 | 851.8697 | 0.0097127 | 22 | Commercial_2029_SC C_MW_Before Competition Groups_22 | VFD on Pumps | 0.9713% | 0 | 8.2739 | Commercial_2029_SC C_MW_Before Competition Groups_VFD on Pumps
Commercial | Com ¦ Refrigerated Display Case LED | 2029 | SC C | MW | Before Competition Groups | 7.7958 | 0 | 0 | 851.8697 | 0.0091514 | 23 | Commercial_2029_SC C_MW_Before Competition Groups_23 | Refrigerated Display Case LED | 0.9151% | 0 | 7.7958 | Commercial_2029_SC C_MW_Before Competition Groups_Refrigerated Display Case LED
Commercial | Com ¦ LED EXTERIOR AREA LIGHTS - LED fixture (200W) | 2029 | SC C | MW | Before Competition Groups | 5.7133 | 0 | 0 | 851.8697 | 0.0067068 | 24 | Commercial_2029_SC C_MW_Before Competition Groups_24 | LED EXTERIOR AREA LIGHTS - LED fixture (200W) | 0.6707% | 0 | 5.7133 | Commercial_2029_SC C_MW_Before Competition Groups_LED EXTERIOR AREA LIGHTS - LED fixture (200W)
Commercial | Com ¦ LED parking lot fixture | 2029 | SC C | MW | Before Competition Groups | 5.5275 | 0 | 0 | 851.8697 | 0.0064886 | 25 | Commercial_2029_SC C_MW_Before Competition Groups_25 | LED parking lot fixture | 0.6489% | 0 | 5.5275 | Commercial_2029_SC C_MW_Before Competition Groups_LED parking lot fixture
Commercial | Com ¦ Air Handler with Dedicated Outdoor Air Systems | 2029 | SC C | MW | Before Competition Groups | 4.8888 | 0 | 0 | 851.8697 | 0.0057389 | 26 | Commercial_2029_SC C_MW_Before Competition Groups_26 | Air Handler with Dedicated Outdoor Air Systems | 0.5739% | 0 | 4.8888 | Commercial_2029_SC C_MW_Before Competition Groups_Air Handler with Dedicated Outdoor Air Systems
Commercial | Com ¦ ECM MOTORS FOR EVAPORATOR FANS for refrigeration (WALK-IN) | 2029 | SC C | MW | Before Competition Groups | 4.5335 | 0 | 0 | 851.8697 | 0.0053218 | 27 | Commercial_2029_SC C_MW_Before Competition Groups_27 | ECM MOTORS FOR EVAPORATOR FANS for refrigeration (WALK-IN) | 0.5322% | 0 | 4.5335 | Commercial_2029_SC C_MW_Before Competition Groups_ECM MOTORS FOR EVAPORATOR FANS for refrigeration (WALK-IN)
Commercial | Com ¦ Freezer Case Light Sensor | 2029 | SC C | MW | Before Competition Groups | 3.9095 | 0 | 0 | 851.8697 | 0.0045893 | 28 | Commercial_2029_SC C_MW_Before Competition Groups_28 | Freezer Case Light Sensor | 0.4589% | 0 | 3.9095 | Commercial_2029_SC C_MW_Before Competition Groups_Freezer Case Light Sensor
Commercial | Com ¦ Evaporator Fan Controls | 2029 | SC C | MW | Before Competition Groups | 3.8088 | 0 | 0 | 851.8697 | 0.0044711 | 29 | Commercial_2029_SC C_MW_Before Competition Groups_29 | Evaporator Fan Controls | 0.4471% | 0 | 3.8088 | Commercial_2029_SC C_MW_Before Competition Groups_Evaporator Fan Controls
Commercial | Com ¦ Door Gasket Freezer/Refrigerator | 2029 | SC C | MW | Before Competition Groups | 3.8066 | 0 | 0 | 851.8697 | 0.0044685 | 30 | Commercial_2029_SC C_MW_Before Competition Groups_30 | Door Gasket Freezer/Refrigerator | 0.4469% | 0 | 3.8066 | Commercial_2029_SC C_MW_Before Competition Groups_Door Gasket Freezer/Refrigerator
Commercial | Com ¦ Demand Control Kitchen Ventilation | 2029 | SC C | MW | Before Competition Groups | 3.7975 | 0 | 0 | 851.8697 | 0.0044579 | 31 | Commercial_2029_SC C_MW_Before Competition Groups_31 | Demand Control Kitchen Ventilation | 0.4458% | 0 | 3.7975 | Commercial_2029_SC C_MW_Before Competition Groups_Demand Control Kitchen Ventilation
Commercial | Com ¦ ENERGY STAR Griddle (74% eff) | 2029 | SC C | MW | Before Competition Groups | 3.6057 | 0 | 0 | 851.8697 | 0.0042327 | 32 | Commercial_2029_SC C_MW_Before Competition Groups_32 | ENERGY STAR Griddle (74% eff) | 0.4233% | 0 | 3.6057 | Commercial_2029_SC C_MW_Before Competition Groups_ENERGY STAR Griddle (74% eff)
Commercial | Com ¦ LED street light fixture | 2029 | SC C | MW | Before Competition Groups | 3.4083 | 0 | 0 | 851.8697 | 0.004001 | 33 | Commercial_2029_SC C_MW_Before Competition Groups_33 | LED street light fixture | 0.4001% | 0 | 3.4083 | Commercial_2029_SC C_MW_Before Competition Groups_LED street light fixture
Commercial | Com ¦ Occupancy Sensors | 2029 | SC C | MW | Before Competition Groups | 2.7266 | 0 | 0 | 851.8697 | 0.0032008 | 34 | Commercial_2029_SC C_MW_Before Competition Groups_34 | Occupancy Sensors | 0.3201% | 0 | 2.7266 | Commercial_2029_SC C_MW_Before Competition Groups_Occupancy Sensors
Commercial | Com ¦ Water Source Heat Pump (4 ton) | 2029 | SC C | MW | Before Competition Groups | 2.6045 | 0 | 0 | 851.8697 | 0.0030574 | 35 | Commercial_2029_SC C_MW_Before Competition Groups_35 | Water Source Heat Pump (4 ton) | 0.3057% | 0 | 2.6045 | Commercial_2029_SC C_MW_Before Competition Groups_Water Source Heat Pump (4 ton)
Commercial | Com ¦ Duct Insulation, R8 | 2029 | SC C | MW | Before Competition Groups | 2.3347 | 0 | 0 | 851.8697 | 0.0027407 | 36 | Commercial_2029_SC C_MW_Before Competition Groups_36 | Duct Insulation, R8 | 0.2741% | 0 | 2.3347 | Commercial_2029_SC C_MW_Before Competition Groups_Duct Insulation, R8
Commercial | Com ¦ BEVERAGE VENDING MACHINE CONTROLS | 2029 | SC C | MW | Before Competition Groups | 1.4648 | 0 | 0 | 851.8697 | 0.0017195 | 37 | Commercial_2029_SC C_MW_Before Competition Groups_37 | BEVERAGE VENDING MACHINE CONTROLS | 0.172% | 0 | 1.4648 | Commercial_2029_SC C_MW_Before Competition Groups_BEVERAGE VENDING MACHINE CONTROLS
Commercial | Com ¦ Elec Storage WH 2.30 Et | 2029 | SC C | MW | Before Competition Groups | 1.4461 | 0 | 0 | 851.8697 | 0.0016976 | 38 | Commercial_2029_SC C_MW_Before Competition Groups_38 | Elec Storage WH 2.30 Et | 0.1698% | 0 | 1.4461 | Commercial_2029_SC C_MW_Before Competition Groups_Elec Storage WH 2.30 Et
Commercial | Com ¦ Temperature Adjustment in Commercial Freezers | 2029 | SC C | MW | Before Competition Groups | 1.394 | 0 | 0 | 851.8697 | 0.0016364 | 39 | Commercial_2029_SC C_MW_Before Competition Groups_39 | Temperature Adjustment in Commercial Freezers | 0.1636% | 0 | 1.394 | Commercial_2029_SC C_MW_Before Competition Groups_Temperature Adjustment in Commercial Freezers
Commercial | Com ¦ CO Sensors for parking garage exhaust fans | 2029 | SC C | MW | Before Competition Groups | 1.2129 | 0 | 0 | 851.8697 | 0.0014238 | 40 | Commercial_2029_SC C_MW_Before Competition Groups_40 | CO Sensors for parking garage exhaust fans | 0.1424% | 0 | 1.2129 | Commercial_2029_SC C_MW_Before Competition Groups_CO Sensors for parking garage exhaust fans
Commercial | Com ¦ Vertical Night Covers | 2029 | SC C | MW | Before Competition Groups | 1.1515 | 0 | 0 | 851.8697 | 0.0013518 | 41 | Commercial_2029_SC C_MW_Before Competition Groups_41 | Vertical Night Covers | 0.1352% | 0 | 1.1515 | Commercial_2029_SC C_MW_Before Competition Groups_Vertical Night Covers
Commercial | Com ¦ Energy Efficient Laboratory Fume Hood | 2029 | SC C | MW | Before Competition Groups | 1.1107 | 0 | 0 | 851.8697 | 0.0013038 | 42 | Commercial_2029_SC C_MW_Before Competition Groups_42 | Energy Efficient Laboratory Fume Hood | 0.1304% | 0 | 1.1107 | Commercial_2029_SC C_MW_Before Competition Groups_Energy Efficient Laboratory Fume Hood
Commercial | Com ¦ ENERGY STAR Fryer (84% eff) | 2029 | SC C | MW | Before Competition Groups | 1.0633 | 0 | 0 | 851.8697 | 0.0012482 | 43 | Commercial_2029_SC C_MW_Before Competition Groups_43 | ENERGY STAR Fryer (84% eff) | 0.1248% | 0 | 1.0633 | Commercial_2029_SC C_MW_Before Competition Groups_ENERGY STAR Fryer (84% eff)
Commercial | Com ¦ Outside Air Economizer | 2029 | SC C | MW | Before Competition Groups | 0.93127 | 0 | 0 | 851.8697 | 0.0010932 | 44 | Commercial_2029_SC C_MW_Before Competition Groups_44 | Outside Air Economizer | 0.1093% | 0 | 0.93127 | Commercial_2029_SC C_MW_Before Competition Groups_Outside Air Economizer
Commercial | Com ¦ Water Heating (DHW) Pipe Insulation (Add 3/4\ Foam)" | 2029 | SC C | MW | Before Competition Groups | 0.88447 | 0 | 0 | 851.8697 | 0.0010383 | 45 | Commercial_2029_SC C_MW_Before Competition Groups_45 | Water Heating (DHW) Pipe Insulation (Add 3/4\ Foam)" | 0.1038% | 0 | 0.88447 | Commercial_2029_SC C_MW_Before Competition Groups_Water Heating (DHW) Pipe Insulation (Add 3/4\ Foam)"
Commercial | Com ¦ ENERGY STAR Steam Cookers | 2029 | SC C | MW | Before Competition Groups | 0.68157 | 0 | 0 | 851.8697 | 0.00080009 | 46 | Commercial_2029_SC C_MW_Before Competition Groups_46 | ENERGY STAR Steam Cookers | 0.08001% | 0 | 0.68157 | Commercial_2029_SC C_MW_Before Competition Groups_ENERGY STAR Steam Cookers
Commercial | Com ¦ Thermostat Setback | 2029 | SC C | MW | Before Competition Groups | 0.61357 | 0 | 0 | 851.8697 | 0.00072027 | 47 | Commercial_2029_SC C_MW_Before Competition Groups_47 | Thermostat Setback | 0.07203% | 0 | 0.61357 | Commercial_2029_SC C_MW_Before Competition Groups_Thermostat Setback
Commercial | Com ¦ Suction Pipe Insulation Freezer/Refrigerator | 2029 | SC C | MW | Before Competition Groups | 0.59952 | 0 | 0 | 851.8697 | 0.00070377 | 48 | Commercial_2029_SC C_MW_Before Competition Groups_48 | Suction Pipe Insulation Freezer/Refrigerator | 0.07038% | 0 | 0.59952 | Commercial_2029_SC C_MW_Before Competition Groups_Suction Pipe Insulation Freezer/Refrigerator
Commercial | Com ¦ ENERGY STAR Dishwasher | 2029 | SC C | MW | Before Competition Groups | 0.50453 | 0 | 0 | 851.8697 | 0.00059226 | 49 | Commercial_2029_SC C_MW_Before Competition Groups_49 | ENERGY STAR Dishwasher | 0.05923% | 0 | 0.50453 | Commercial_2029_SC C_MW_Before Competition Groups_ENERGY STAR Dishwasher
Commercial | Com ¦ Condensing Make Up Air Unit | 2029 | SC C | MW | Before Competition Groups | 0.34196 | 0 | 0 | 851.8697 | 0.00040142 | 50 | Commercial_2029_SC C_MW_Before Competition Groups_50 | Condensing Make Up Air Unit | 0.04014% | 0 | 0.34196 | Commercial_2029_SC C_MW_Before Competition Groups_Condensing Make Up Air Unit
Commercial | Com ¦ Ozone Laundry Treatment | 2029 | SC C | MW | Before Competition Groups | 0.29625 | 0 | 0 | 851.8697 | 0.00034776 | 51 | Commercial_2029_SC C_MW_Before Competition Groups_51 | Ozone Laundry Treatment | 0.03478% | 0 | 0.29625 | Commercial_2029_SC C_MW_Before Competition Groups_Ozone Laundry Treatment
Commercial | Com ¦ ECM MOTORS FOR HVAC APPLICATION (FAN-POWERED VAV BOX) | 2029 | SC C | MW | Before Competition Groups | 0.13543 | 0 | 0 | 851.8697 | 0.00015898 | 52 | Commercial_2029_SC C_MW_Before Competition Groups_52 | ECM MOTORS FOR HVAC APPLICATION (FAN-POWERED VAV BOX) | 0.0159% | 0 | 0.13543 | Commercial_2029_SC C_MW_Before Competition Groups_ECM MOTORS FOR HVAC APPLICATION (FAN-POWERED VAV BOX)
Commercial | COM ¦ Ductless Mini-Split Heat Pumps | 2029 | SC C | MW | Before Competition Groups | 0.12832 | 0 | 0 | 851.8697 | 0.00015063 | 53 | Commercial_2029_SC C_MW_Before Competition Groups_53 | Ductless Mini-Split Heat Pumps | 0.01506% | 0 | 0.12832 | Commercial_2029_SC C_MW_Before Competition Groups_Ductless Mini-Split Heat Pumps
Commercial | Com ¦ CEE Tier 2/Energy Star Clothes Washers | 2029 | SC C | MW | Before Competition Groups | 0.098388 | 0 | 0 | 851.8697 | 0.0001155 | 54 | Commercial_2029_SC C_MW_Before Competition Groups_54 | CEE Tier 2/Energy Star Clothes Washers | 0.01155% | 0 | 0.098388 | Commercial_2029_SC C_MW_Before Competition Groups_CEE Tier 2/Energy Star Clothes Washers
Commercial | Com ¦ PTAC (12 EER/10,000 BTU) | 2029 | SC C | MW | Before Competition Groups | 0.09803 | 0 | 0 | 851.8697 | 0.00011508 | 55 | Commercial_2029_SC C_MW_Before Competition Groups_55 | PTAC (12 EER/10,000 BTU) | 0.01151% | 0 | 0.09803 | Commercial_2029_SC C_MW_Before Competition Groups_PTAC (12 EER/10,000 BTU)
Commercial | Com ¦ LLLC - High Impact Application | 2029 | SC C | MW | Before Competition Groups | 0.086427 | 0 | 0 | 851.8697 | 0.00010146 | 56 | Commercial_2029_SC C_MW_Before Competition Groups_56 | LLLC - High Impact Application | 0.01015% | 0 | 0.086427 | Commercial_2029_SC C_MW_Before Competition Groups_LLLC - High Impact Application
Commercial | Com ¦ HVAC Optimization | 2029 | SC C | MW | Before Competition Groups | 0.078864 | 0 | 0 | 851.8697 | 9.2577e-05 | 57 | Commercial_2029_SC C_MW_Before Competition Groups_57 | HVAC Optimization | 0.009258% | 0 | 0.078864 | Commercial_2029_SC C_MW_Before Competition Groups_HVAC Optimization
Commercial | Com ¦ Auto Off Time Switch or Time Clock control | 2029 | SC C | MW | Before Competition Groups | 0.067236 | 0 | 0 | 851.8697 | 7.8927e-05 | 58 | Commercial_2029_SC C_MW_Before Competition Groups_58 | Auto Off Time Switch or Time Clock control | 0.007893% | 0 | 0.067236 | Commercial_2029_SC C_MW_Before Competition Groups_Auto Off Time Switch or Time Clock control
Commercial | Com ¦ Notched V belts for HVAC Systems | 2029 | SC C | MW | Before Competition Groups | 0.064334 | 0 | 0 | 851.8697 | 7.5521e-05 | 59 | Commercial_2029_SC C_MW_Before Competition Groups_59 | Notched V belts for HVAC Systems | 0.007552% | 0 | 0.064334 | Commercial_2029_SC C_MW_Before Competition Groups_Notched V belts for HVAC Systems
Commercial | Com ¦ Demand controlled Circulating Systems | 2029 | SC C | MW | Before Competition Groups | 0.060289 | 0 | 0 | 851.8697 | 7.0773e-05 | 60 | Commercial_2029_SC C_MW_Before Competition Groups_60 | Demand controlled Circulating Systems | 0.007077% | 0 | 0.060289 | Commercial_2029_SC C_MW_Before Competition Groups_Demand controlled Circulating Systems
Commercial | Com ¦ LLLC - Low Impact Application | 2029 | SC C | MW | Before Competition Groups | 0.057308 | 0 | 0 | 851.8697 | 6.7273e-05 | 61 | Commercial_2029_SC C_MW_Before Competition Groups_61 | LLLC - Low Impact Application | 0.006727% | 0 | 0.057308 | Commercial_2029_SC C_MW_Before Competition Groups_LLLC - Low Impact Application
Commercial | Com ¦ Solar Water Preheat (Pools/DHW) | 2029 | SC C | MW | Before Competition Groups | 0.055447 | 0 | 0 | 851.8697 | 6.5089e-05 | 62 | Commercial_2029_SC C_MW_Before Competition Groups_62 | Solar Water Preheat (Pools/DHW) | 0.006509% | 0 | 0.055447 | Commercial_2029_SC C_MW_Before Competition Groups_Solar Water Preheat (Pools/DHW)
Commercial | Com ¦ Low Flow Pre-Rinse Spray Nozzle | 2029 | SC C | MW | Before Competition Groups | 0.053884 | 0 | 0 | 851.8697 | 6.3254e-05 | 63 | Commercial_2029_SC C_MW_Before Competition Groups_63 | Low Flow Pre-Rinse Spray Nozzle | 0.006325% | 0 | 0.053884 | Commercial_2029_SC C_MW_Before Competition Groups_Low Flow Pre-Rinse Spray Nozzle
Commercial | Com ¦ Commercial Hot Food Holding Cabinets | 2029 | SC C | MW | Before Competition Groups | 0.035544 | 0 | 0 | 851.8697 | 4.1725e-05 | 64 | Commercial_2029_SC C_MW_Before Competition Groups_64 | Commercial Hot Food Holding Cabinets | 0.004173% | 0 | 0.035544 | Commercial_2029_SC C_MW_Before Competition Groups_Commercial Hot Food Holding Cabinets
Commercial | Com ¦ High Efficiency Chiller (avg of water and air cooled) | 2029 | SC C | MW | Before Competition Groups | 0.023072 | 0 | 0 | 851.8697 | 2.7084e-05 | 65 | Commercial_2029_SC C_MW_Before Competition Groups_65 | High Efficiency Chiller (avg of water and air cooled) | 0.002708% | 0 | 0.023072 | Commercial_2029_SC C_MW_Before Competition Groups_High Efficiency Chiller (avg of water and air cooled)
Commercial | Com ¦ Wall Insulation | 2029 | SC C | MW | Before Competition Groups | 0.021275 | 0 | 0 | 851.8697 | 2.4975e-05 | 66 | Commercial_2029_SC C_MW_Before Competition Groups_66 | Wall Insulation | 0.002497% | 0 | 0.021275 | Commercial_2029_SC C_MW_Before Competition Groups_Wall Insulation
Commercial | Com ¦ Condensing Unit Heaters or other Efficient Unit Heating System | 2029 | SC C | MW | Before Competition Groups | 0.019908 | 0 | 0 | 851.8697 | 2.337e-05 | 67 | Commercial_2029_SC C_MW_Before Competition Groups_67 | Condensing Unit Heaters or other Efficient Unit Heating System | 0.002337% | 0 | 0.019908 | Commercial_2029_SC C_MW_Before Competition Groups_Condensing Unit Heaters or other Efficient Unit Heating System
Commercial | Com ¦ Air Curtains | 2029 | SC C | MW | Before Competition Groups | 0.015972 | 0 | 0 | 851.8697 | 1.8749e-05 | 68 | Commercial_2029_SC C_MW_Before Competition Groups_68 | Air Curtains | 0.001875% | 0 | 0.015972 | Commercial_2029_SC C_MW_Before Competition Groups_Air Curtains
Commercial | Com ¦ VSD Air Compressor | 2029 | SC C | MW | Before Competition Groups | 0.015063 | 0 | 0 | 851.8697 | 1.7682e-05 | 69 | Commercial_2029_SC C_MW_Before Competition Groups_69 | VSD Air Compressor | 0.001768% | 0 | 0.015063 | Commercial_2029_SC C_MW_Before Competition Groups_VSD Air Compressor
Commercial | Com ¦ Room AC (w/ louvered sides) 14 SEER from 12 SEER code | 2029 | SC C | MW | Before Competition Groups | 0.01427 | 0 | 0 | 851.8697 | 1.6751e-05 | 70 | Commercial_2029_SC C_MW_Before Competition Groups_70 | Room AC (w/ louvered sides) 14 SEER from 12 SEER code | 0.001675% | 0 | 0.01427 | Commercial_2029_SC C_MW_Before Competition Groups_Room AC (w/ louvered sides) 14 SEER from 12 SEER code
Commercial | Com ¦ High Efficiency Small Instantaneous Water Heater | 2029 | SC C | MW | Before Competition Groups | 0.0096417 | 0 | 0 | 851.8697 | 1.1318e-05 | 71 | Commercial_2029_SC C_MW_Before Competition Groups_71 | High Efficiency Small Instantaneous Water Heater | 0.001132% | 0 | 0.0096417 | Commercial_2029_SC C_MW_Before Competition Groups_High Efficiency Small Instantaneous Water Heater
Commercial | Com ¦ LED RECESSED DOWNLIGHTS | 2029 | SC C | MW | Before Competition Groups | 0.0092246 | 0 | 0 | 851.8697 | 1.0829e-05 | 72 | Commercial_2029_SC C_MW_Before Competition Groups_72 | LED RECESSED DOWNLIGHTS | 0.001083% | 0 | 0.0092246 | Commercial_2029_SC C_MW_Before Competition Groups_LED RECESSED DOWNLIGHTS
Commercial | Com ¦ Energy Recovery Ventilation and Ventilation (Enhanced) | 2029 | SC C | MW | Before Competition Groups | 0.0069763 | 0 | 0 | 851.8697 | 8.1894e-06 | 73 | Commercial_2029_SC C_MW_Before Competition Groups_73 | Energy Recovery Ventilation and Ventilation (Enhanced) | 0.0008189% | 0 | 0.0069763 | Commercial_2029_SC C_MW_Before Competition Groups_Energy Recovery Ventilation and Ventilation (Enhanced)
Commercial | Com ¦ EC Plug Fan for Data Center (under cabinet) | 2029 | SC C | MW | Before Competition Groups | 0.0020678 | 0 | 0 | 851.8697 | 2.4273e-06 | 74 | Commercial_2029_SC C_MW_Before Competition Groups_74 | EC Plug Fan for Data Center (under cabinet) | 0.0002427% | 0 | 0.0020678 | Commercial_2029_SC C_MW_Before Competition Groups_EC Plug Fan for Data Center (under cabinet)
Commercial | Com ¦ Networked/Connected - High Impact Application | 2029 | SC C | MW | Before Competition Groups | 0.00024708 | 0 | 0 | 851.8697 | 2.9005e-07 | 75 | Commercial_2029_SC C_MW_Before Competition Groups_75 | Networked/Connected - High Impact Application | 2.9e-05% | 0 | 0.00024708 | Commercial_2029_SC C_MW_Before Competition Groups_Networked/Connected - High Impact Application
Commercial | Com ¦ Electric Convection Combination Ovens | 2029 | SC C | MW | Before Competition Groups | 0.00024708 | 0 | 0 | 851.8697 | 2.9004e-07 | 76 | Commercial_2029_SC C_MW_Before Competition Groups_76 | Electric Convection Combination Ovens | 2.9e-05% | 0 | 0.00024708 | Commercial_2029_SC C_MW_Before Competition Groups_Electric Convection Combination Ovens
Commercial | Com ¦ Networked/Connected - Low Impact Application | 2029 | SC C | MW | Before Competition Groups | 1.2068e-05 | 0 | 0 | 851.8697 | 1.4167e-08 | 77 | Commercial_2029_SC C_MW_Before Competition Groups_77 | Networked/Connected - Low Impact Application | 1.417e-06% | 0 | 1.2068e-05 | Commercial_2029_SC C_MW_Before Competition Groups_Networked/Connected - Low Impact Application
Commercial | Com ¦ Efficient compressor motor | 2029 | SC C | MW | Before Competition Groups | 0 | 0 | 0 | 851.8697 | 0 | 78 | Commercial_2029_SC C_MW_Before Competition Groups_78 | Efficient compressor motor | 0% | 0 | 0 | Commercial_2029_SC C_MW_Before Competition Groups_Efficient compressor motor
Commercial | Com ¦ Indoor Daylight Sensors/Photocell Dimming Control | 2029 | SC C | MW | Before Competition Groups | 0 | 0 | 0 | 851.8697 | 0 | 79 | Commercial_2029_SC C_MW_Before Competition Groups_79 | Indoor Daylight Sensors/Photocell Dimming Control | 0% | 0 | 0 | Commercial_2029_SC C_MW_Before Competition Groups_Indoor Daylight Sensors/Photocell Dimming Control
Commercial | Com ¦ Variable Refrigerant Flow Heat Pump | 2029 | SC C | MW | Before Competition Groups | 0 | 0 | 0 | 851.8697 | 0 | 80 | Commercial_2029_SC C_MW_Before Competition Groups_80 | Variable Refrigerant Flow Heat Pump | 0% | 0 | 0 | Commercial_2029_SC C_MW_Before Competition Groups_Variable Refrigerant Flow Heat Pump
Commercial | Com ¦ ENERGY STAR LED LAMPS (REFLECTOR LAMPs/MR16/PAR 16) | 2029 | SC D | MW | Before Competition Groups | 109.2882 | 0 | 0 | 789.6261 | 0.1384 | 1 | Commercial_2029_SC D_MW_Before Competition Groups_1 | ENERGY STAR LED LAMPS (REFLECTOR LAMPs/MR16/PAR 16) | 13.84% | 0 | 109.2882 | Commercial_2029_SC D_MW_Before Competition Groups_ENERGY STAR LED LAMPS (REFLECTOR LAMPs/MR16/PAR 16)
Commercial | Com ¦ LED Low/High Bay | 2029 | SC D | MW | Before Competition Groups | 102.8088 | 0 | 0 | 789.6261 | 0.1302 | 2 | Commercial_2029_SC D_MW_Before Competition Groups_2 | LED Low/High Bay | 13.02% | 0 | 102.8088 | Commercial_2029_SC D_MW_Before Competition Groups_LED Low/High Bay
Commercial | Com ¦ LED Troffer/Surface/Suspended | 2029 | SC D | MW | Before Competition Groups | 92.0661 | 0 | 0 | 789.6261 | 0.11659 | 3 | Commercial_2029_SC D_MW_Before Competition Groups_3 | LED Troffer/Surface/Suspended | 11.66% | 0 | 92.0661 | Commercial_2029_SC D_MW_Before Competition Groups_LED Troffer/Surface/Suspended
Commercial | Com ¦ LED Replacement Lamp (Tube) | 2029 | SC D | MW | Before Competition Groups | 59.7949 | 0 | 0 | 789.6261 | 0.075726 | 4 | Commercial_2029_SC D_MW_Before Competition Groups_4 | LED Replacement Lamp (Tube) | 7.573% | 0 | 59.7949 | Commercial_2029_SC D_MW_Before Competition Groups_LED Replacement Lamp (Tube)
Commercial | Com ¦ High Efficiency Air Source Heat Pump | 2029 | SC D | MW | Before Competition Groups | 50.9644 | 0 | 0 | 789.6261 | 0.064542 | 5 | Commercial_2029_SC D_MW_Before Competition Groups_5 | High Efficiency Air Source Heat Pump | 6.454% | 0 | 50.9644 | Commercial_2029_SC D_MW_Before Competition Groups_High Efficiency Air Source Heat Pump
Commercial | Com ¦ Building Recommissioning, Operations and Maintenance (O&M) Improvements | 2029 | SC D | MW | Before Competition Groups | 44.2953 | 0 | 0 | 789.6261 | 0.056097 | 6 | Commercial_2029_SC D_MW_Before Competition Groups_6 | Building Recommissioning, Operations and Maintenance (O&M) Improvements | 5.61% | 0 | 44.2953 | Commercial_2029_SC D_MW_Before Competition Groups_Building Recommissioning, Operations and Maintenance (O&M) Improvements
Commercial | Com ¦ Education and Capacity Building/Energy Behavior | 2029 | SC D | MW | Before Competition Groups | 33.0704 | 0 | 0 | 789.6261 | 0.041881 | 7 | Commercial_2029_SC D_MW_Before Competition Groups_7 | Education and Capacity Building/Energy Behavior | 4.188% | 0 | 33.0704 | Commercial_2029_SC D_MW_Before Competition Groups_Education and Capacity Building/Energy Behavior
Commercial | Com ¦ Unitary Air-Conditioning Unit | 2029 | SC D | MW | Before Competition Groups | 27.6783 | 0 | 0 | 789.6261 | 0.035052 | 8 | Commercial_2029_SC D_MW_Before Competition Groups_8 | Unitary Air-Conditioning Unit | 3.505% | 0 | 27.6783 | Commercial_2029_SC D_MW_Before Competition Groups_Unitary Air-Conditioning Unit
Commercial | Com ¦ Advanced BAS/Controllers | 2029 | SC D | MW | Before Competition Groups | 26.7803 | 0 | 0 | 789.6261 | 0.033915 | 9 | Commercial_2029_SC D_MW_Before Competition Groups_9 | Advanced BAS/Controllers | 3.392% | 0 | 26.7803 | Commercial_2029_SC D_MW_Before Competition Groups_Advanced BAS/Controllers
Commercial | Com ¦ Data Center Storage/Server Virtualization | 2029 | SC D | MW | Before Competition Groups | 22.9748 | 0 | 0 | 789.6261 | 0.029096 | 10 | Commercial_2029_SC D_MW_Before Competition Groups_10 | Data Center Storage/Server Virtualization | 2.91% | 0 | 22.9748 | Commercial_2029_SC D_MW_Before Competition Groups_Data Center Storage/Server Virtualization
Commercial | Com ¦ Reach-in Shaded Pole to ECM/PSC Evaporator Fan Motor | 2029 | SC D | MW | Before Competition Groups | 19.214 | 0 | 0 | 789.6261 | 0.024333 | 11 | Commercial_2029_SC D_MW_Before Competition Groups_11 | Reach-in Shaded Pole to ECM/PSC Evaporator Fan Motor | 2.433% | 0 | 19.214 | Commercial_2029_SC D_MW_Before Competition Groups_Reach-in Shaded Pole to ECM/PSC Evaporator Fan Motor
Commercial | Com ¦ Adaptive Thermostats | 2029 | SC D | MW | Before Competition Groups | 17.4523 | 0 | 0 | 789.6261 | 0.022102 | 12 | Commercial_2029_SC D_MW_Before Competition Groups_12 | Adaptive Thermostats | 2.21% | 0 | 17.4523 | Commercial_2029_SC D_MW_Before Competition Groups_Adaptive Thermostats
Commercial | Com ¦ Strip Curtains | 2029 | SC D | MW | Before Competition Groups | 14.9564 | 0 | 0 | 789.6261 | 0.018941 | 13 | Commercial_2029_SC D_MW_Before Competition Groups_13 | Strip Curtains | 1.894% | 0 | 14.9564 | Commercial_2029_SC D_MW_Before Competition Groups_Strip Curtains
Commercial | Com ¦ LED or Equivalent Sign Lighting | 2029 | SC D | MW | Before Competition Groups | 14.474 | 0 | 0 | 789.6261 | 0.01833 | 14 | Commercial_2029_SC D_MW_Before Competition Groups_14 | LED or Equivalent Sign Lighting | 1.833% | 0 | 14.474 | Commercial_2029_SC D_MW_Before Competition Groups_LED or Equivalent Sign Lighting
Commercial | Com ¦ ENERGY STAR LED LAMPS (General Service Lamps) | 2029 | SC D | MW | Before Competition Groups | 13.7111 | 0 | 0 | 789.6261 | 0.017364 | 15 | Commercial_2029_SC D_MW_Before Competition Groups_15 | ENERGY STAR LED LAMPS (General Service Lamps) | 1.736% | 0 | 13.7111 | Commercial_2029_SC D_MW_Before Competition Groups_ENERGY STAR LED LAMPS (General Service Lamps)
Commercial | Com ¦ Refrigerated Display Case Doors | 2029 | SC D | MW | Before Competition Groups | 13.2216 | 0 | 0 | 789.6261 | 0.016744 | 16 | Commercial_2029_SC D_MW_Before Competition Groups_16 | Refrigerated Display Case Doors | 1.674% | 0 | 13.2216 | Commercial_2029_SC D_MW_Before Competition Groups_Refrigerated Display Case Doors
Commercial | Com ¦ Chilled Water Optimization | 2029 | SC D | MW | Before Competition Groups | 12.9115 | 0 | 0 | 789.6261 | 0.016351 | 17 | Commercial_2029_SC D_MW_Before Competition Groups_17 | Chilled Water Optimization | 1.635% | 0 | 12.9115 | Commercial_2029_SC D_MW_Before Competition Groups_Chilled Water Optimization
Commercial | Com ¦ Furnace Tune-Up | 2029 | SC D | MW | Before Competition Groups | 12.5714 | 0 | 0 | 789.6261 | 0.015921 | 18 | Commercial_2029_SC D_MW_Before Competition Groups_18 | Furnace Tune-Up | 1.592% | 0 | 12.5714 | Commercial_2029_SC D_MW_Before Competition Groups_Furnace Tune-Up
Commercial | Com ¦ Centrally controlled desktop PC/NETWORK PC POWER MANAGEMENT SOFTWARE | 2029 | SC D | MW | Before Competition Groups | 10.3286 | 0 | 0 | 789.6261 | 0.01308 | 19 | Commercial_2029_SC D_MW_Before Competition Groups_19 | Centrally controlled desktop PC/NETWORK PC POWER MANAGEMENT SOFTWARE | 1.308% | 0 | 10.3286 | Commercial_2029_SC D_MW_Before Competition Groups_Centrally controlled desktop PC/NETWORK PC POWER MANAGEMENT SOFTWARE
Commercial | Com ¦ Variable Frequency Drive (VFD) | 2029 | SC D | MW | Before Competition Groups | 8.59 | 0 | 0 | 789.6261 | 0.010879 | 20 | Commercial_2029_SC D_MW_Before Competition Groups_20 | Variable Frequency Drive (VFD) | 1.088% | 0 | 8.59 | Commercial_2029_SC D_MW_Before Competition Groups_Variable Frequency Drive (VFD)
Commercial | Com ¦ Demand Control Ventilation | 2029 | SC D | MW | Before Competition Groups | 8.288 | 0 | 0 | 789.6261 | 0.010496 | 21 | Commercial_2029_SC D_MW_Before Competition Groups_21 | Demand Control Ventilation | 1.05% | 0 | 8.288 | Commercial_2029_SC D_MW_Before Competition Groups_Demand Control Ventilation
Commercial | Com ¦ VFD on Pumps | 2029 | SC D | MW | Before Competition Groups | 7.9687 | 0 | 0 | 789.6261 | 0.010092 | 22 | Commercial_2029_SC D_MW_Before Competition Groups_22 | VFD on Pumps | 1.009% | 0 | 7.9687 | Commercial_2029_SC D_MW_Before Competition Groups_VFD on Pumps
Commercial | Com ¦ Refrigerated Display Case LED | 2029 | SC D | MW | Before Competition Groups | 6.557 | 0 | 0 | 789.6261 | 0.0083039 | 23 | Commercial_2029_SC D_MW_Before Competition Groups_23 | Refrigerated Display Case LED | 0.8304% | 0 | 6.557 | Commercial_2029_SC D_MW_Before Competition Groups_Refrigerated Display Case LED
Commercial | Com ¦ LED EXTERIOR AREA LIGHTS - LED fixture (200W) | 2029 | SC D | MW | Before Competition Groups | 5.6077 | 0 | 0 | 789.6261 | 0.0071018 | 24 | Commercial_2029_SC D_MW_Before Competition Groups_24 | LED EXTERIOR AREA LIGHTS - LED fixture (200W) | 0.7102% | 0 | 5.6077 | Commercial_2029_SC D_MW_Before Competition Groups_LED EXTERIOR AREA LIGHTS - LED fixture (200W)
Commercial | Com ¦ LED parking lot fixture | 2029 | SC D | MW | Before Competition Groups | 5.5275 | 0 | 0 | 789.6261 | 0.0070001 | 25 | Commercial_2029_SC D_MW_Before Competition Groups_25 | LED parking lot fixture | 0.7% | 0 | 5.5275 | Commercial_2029_SC D_MW_Before Competition Groups_LED parking lot fixture
Commercial | Com ¦ ECM MOTORS FOR EVAPORATOR FANS for refrigeration (WALK-IN) | 2029 | SC D | MW | Before Competition Groups | 4.4799 | 0 | 0 | 789.6261 | 0.0056734 | 26 | Commercial_2029_SC D_MW_Before Competition Groups_26 | ECM MOTORS FOR EVAPORATOR FANS for refrigeration (WALK-IN) | 0.5673% | 0 | 4.4799 | Commercial_2029_SC D_MW_Before Competition Groups_ECM MOTORS FOR EVAPORATOR FANS for refrigeration (WALK-IN)
Commercial | Com ¦ Evaporator Fan Controls | 2029 | SC D | MW | Before Competition Groups | 3.8088 | 0 | 0 | 789.6261 | 0.0048235 | 27 | Commercial_2029_SC D_MW_Before Competition Groups_27 | Evaporator Fan Controls | 0.4824% | 0 | 3.8088 | Commercial_2029_SC D_MW_Before Competition Groups_Evaporator Fan Controls
Commercial | Com ¦ Air Handler with Dedicated Outdoor Air Systems | 2029 | SC D | MW | Before Competition Groups | 3.6253 | 0 | 0 | 789.6261 | 0.0045912 | 28 | Commercial_2029_SC D_MW_Before Competition Groups_28 | Air Handler with Dedicated Outdoor Air Systems | 0.4591% | 0 | 3.6253 | Commercial_2029_SC D_MW_Before Competition Groups_Air Handler with Dedicated Outdoor Air Systems
Commercial | Com ¦ ENERGY STAR Griddle (74% eff) | 2029 | SC D | MW | Before Competition Groups | 3.6057 | 0 | 0 | 789.6261 | 0.0045663 | 29 | Commercial_2029_SC D_MW_Before Competition Groups_29 | ENERGY STAR Griddle (74% eff) | 0.4566% | 0 | 3.6057 | Commercial_2029_SC D_MW_Before Competition Groups_ENERGY STAR Griddle (74% eff)
Commercial | Com ¦ Demand Control Kitchen Ventilation | 2029 | SC D | MW | Before Competition Groups | 3.5254 | 0 | 0 | 789.6261 | 0.0044647 | 30 | Commercial_2029_SC D_MW_Before Competition Groups_30 | Demand Control Kitchen Ventilation | 0.4465% | 0 | 3.5254 | Commercial_2029_SC D_MW_Before Competition Groups_Demand Control Kitchen Ventilation
Commercial | Com ¦ Door Gasket Freezer/Refrigerator | 2029 | SC D | MW | Before Competition Groups | 3.4934 | 0 | 0 | 789.6261 | 0.0044241 | 31 | Commercial_2029_SC D_MW_Before Competition Groups_31 | Door Gasket Freezer/Refrigerator | 0.4424% | 0 | 3.4934 | Commercial_2029_SC D_MW_Before Competition Groups_Door Gasket Freezer/Refrigerator
Commercial | Com ¦ Occupancy Sensors | 2029 | SC D | MW | Before Competition Groups | 2.7266 | 0 | 0 | 789.6261 | 0.0034531 | 32 | Commercial_2029_SC D_MW_Before Competition Groups_32 | Occupancy Sensors | 0.3453% | 0 | 2.7266 | Commercial_2029_SC D_MW_Before Competition Groups_Occupancy Sensors
Commercial | Com ¦ Freezer Case Light Sensor | 2029 | SC D | MW | Before Competition Groups | 2.6412 | 0 | 0 | 789.6261 | 0.0033449 | 33 | Commercial_2029_SC D_MW_Before Competition Groups_33 | Freezer Case Light Sensor | 0.3345% | 0 | 2.6412 | Commercial_2029_SC D_MW_Before Competition Groups_Freezer Case Light Sensor
Commercial | Com ¦ LED street light fixture | 2029 | SC D | MW | Before Competition Groups | 2.5865 | 0 | 0 | 789.6261 | 0.0032756 | 34 | Commercial_2029_SC D_MW_Before Competition Groups_34 | LED street light fixture | 0.3276% | 0 | 2.5865 | Commercial_2029_SC D_MW_Before Competition Groups_LED street light fixture
Commercial | Com ¦ Duct Insulation, R8 | 2029 | SC D | MW | Before Competition Groups | 2.3213 | 0 | 0 | 789.6261 | 0.0029397 | 35 | Commercial_2029_SC D_MW_Before Competition Groups_35 | Duct Insulation, R8 | 0.294% | 0 | 2.3213 | Commercial_2029_SC D_MW_Before Competition Groups_Duct Insulation, R8
Commercial | Com ¦ Water Source Heat Pump (4 ton) | 2029 | SC D | MW | Before Competition Groups | 2.181 | 0 | 0 | 789.6261 | 0.0027621 | 36 | Commercial_2029_SC D_MW_Before Competition Groups_36 | Water Source Heat Pump (4 ton) | 0.2762% | 0 | 2.181 | Commercial_2029_SC D_MW_Before Competition Groups_Water Source Heat Pump (4 ton)
Commercial | Com ¦ BEVERAGE VENDING MACHINE CONTROLS | 2029 | SC D | MW | Before Competition Groups | 1.4058 | 0 | 0 | 789.6261 | 0.0017804 | 37 | Commercial_2029_SC D_MW_Before Competition Groups_37 | BEVERAGE VENDING MACHINE CONTROLS | 0.178% | 0 | 1.4058 | Commercial_2029_SC D_MW_Before Competition Groups_BEVERAGE VENDING MACHINE CONTROLS
Commercial | Com ¦ Temperature Adjustment in Commercial Freezers | 2029 | SC D | MW | Before Competition Groups | 1.394 | 0 | 0 | 789.6261 | 0.0017654 | 38 | Commercial_2029_SC D_MW_Before Competition Groups_38 | Temperature Adjustment in Commercial Freezers | 0.1765% | 0 | 1.394 | Commercial_2029_SC D_MW_Before Competition Groups_Temperature Adjustment in Commercial Freezers
Commercial | Com ¦ Elec Storage WH 2.30 Et | 2029 | SC D | MW | Before Competition Groups | 1.2963 | 0 | 0 | 789.6261 | 0.0016417 | 39 | Commercial_2029_SC D_MW_Before Competition Groups_39 | Elec Storage WH 2.30 Et | 0.1642% | 0 | 1.2963 | Commercial_2029_SC D_MW_Before Competition Groups_Elec Storage WH 2.30 Et
Commercial | Com ¦ Vertical Night Covers | 2029 | SC D | MW | Before Competition Groups | 1.0932 | 0 | 0 | 789.6261 | 0.0013845 | 40 | Commercial_2029_SC D_MW_Before Competition Groups_40 | Vertical Night Covers | 0.1384% | 0 | 1.0932 | Commercial_2029_SC D_MW_Before Competition Groups_Vertical Night Covers
Commercial | Com ¦ ENERGY STAR Fryer (84% eff) | 2029 | SC D | MW | Before Competition Groups | 1.0558 | 0 | 0 | 789.6261 | 0.0013371 | 41 | Commercial_2029_SC D_MW_Before Competition Groups_41 | ENERGY STAR Fryer (84% eff) | 0.1337% | 0 | 1.0558 | Commercial_2029_SC D_MW_Before Competition Groups_ENERGY STAR Fryer (84% eff)
Commercial | Com ¦ CO Sensors for parking garage exhaust fans | 2029 | SC D | MW | Before Competition Groups | 0.94724 | 0 | 0 | 789.6261 | 0.0011996 | 42 | Commercial_2029_SC D_MW_Before Competition Groups_42 | CO Sensors for parking garage exhaust fans | 0.12% | 0 | 0.94724 | Commercial_2029_SC D_MW_Before Competition Groups_CO Sensors for parking garage exhaust fans
Commercial | Com ¦ Outside Air Economizer | 2029 | SC D | MW | Before Competition Groups | 0.93127 | 0 | 0 | 789.6261 | 0.0011794 | 43 | Commercial_2029_SC D_MW_Before Competition Groups_43 | Outside Air Economizer | 0.1179% | 0 | 0.93127 | Commercial_2029_SC D_MW_Before Competition Groups_Outside Air Economizer
Commercial | Com ¦ Energy Efficient Laboratory Fume Hood | 2029 | SC D | MW | Before Competition Groups | 0.902 | 0 | 0 | 789.6261 | 0.0011423 | 44 | Commercial_2029_SC D_MW_Before Competition Groups_44 | Energy Efficient Laboratory Fume Hood | 0.1142% | 0 | 0.902 | Commercial_2029_SC D_MW_Before Competition Groups_Energy Efficient Laboratory Fume Hood
Commercial | Com ¦ Water Heating (DHW) Pipe Insulation (Add 3/4\ Foam)" | 2029 | SC D | MW | Before Competition Groups | 0.83584 | 0 | 0 | 789.6261 | 0.0010585 | 45 | Commercial_2029_SC D_MW_Before Competition Groups_45 | Water Heating (DHW) Pipe Insulation (Add 3/4\ Foam)" | 0.1059% | 0 | 0.83584 | Commercial_2029_SC D_MW_Before Competition Groups_Water Heating (DHW) Pipe Insulation (Add 3/4\ Foam)"
Commercial | Com ¦ ENERGY STAR Steam Cookers | 2029 | SC D | MW | Before Competition Groups | 0.67812 | 0 | 0 | 789.6261 | 0.00085879 | 46 | Commercial_2029_SC D_MW_Before Competition Groups_46 | ENERGY STAR Steam Cookers | 0.08588% | 0 | 0.67812 | Commercial_2029_SC D_MW_Before Competition Groups_ENERGY STAR Steam Cookers
Commercial | Com ¦ Thermostat Setback | 2029 | SC D | MW | Before Competition Groups | 0.61357 | 0 | 0 | 789.6261 | 0.00077704 | 47 | Commercial_2029_SC D_MW_Before Competition Groups_47 | Thermostat Setback | 0.0777% | 0 | 0.61357 | Commercial_2029_SC D_MW_Before Competition Groups_Thermostat Setback
Commercial | Com ¦ Suction Pipe Insulation Freezer/Refrigerator | 2029 | SC D | MW | Before Competition Groups | 0.54848 | 0 | 0 | 789.6261 | 0.0006946 | 48 | Commercial_2029_SC D_MW_Before Competition Groups_48 | Suction Pipe Insulation Freezer/Refrigerator | 0.06946% | 0 | 0.54848 | Commercial_2029_SC D_MW_Before Competition Groups_Suction Pipe Insulation Freezer/Refrigerator
Commercial | Com ¦ ENERGY STAR Dishwasher | 2029 | SC D | MW | Before Competition Groups | 0.4482 | 0 | 0 | 789.6261 | 0.00056761 | 49 | Commercial_2029_SC D_MW_Before Competition Groups_49 | ENERGY STAR Dishwasher | 0.05676% | 0 | 0.4482 | Commercial_2029_SC D_MW_Before Competition Groups_ENERGY STAR Dishwasher
Commercial | Com ¦ Condensing Make Up Air Unit | 2029 | SC D | MW | Before Competition Groups | 0.20527 | 0 | 0 | 789.6261 | 0.00025996 | 50 | Commercial_2029_SC D_MW_Before Competition Groups_50 | Condensing Make Up Air Unit | 0.026% | 0 | 0.20527 | Commercial_2029_SC D_MW_Before Competition Groups_Condensing Make Up Air Unit
Commercial | Com ¦ Ozone Laundry Treatment | 2029 | SC D | MW | Before Competition Groups | 0.20483 | 0 | 0 | 789.6261 | 0.00025941 | 51 | Commercial_2029_SC D_MW_Before Competition Groups_51 | Ozone Laundry Treatment | 0.02594% | 0 | 0.20483 | Commercial_2029_SC D_MW_Before Competition Groups_Ozone Laundry Treatment
Commercial | Com ¦ ECM MOTORS FOR HVAC APPLICATION (FAN-POWERED VAV BOX) | 2029 | SC D | MW | Before Competition Groups | 0.12842 | 0 | 0 | 789.6261 | 0.00016263 | 52 | Commercial_2029_SC D_MW_Before Competition Groups_52 | ECM MOTORS FOR HVAC APPLICATION (FAN-POWERED VAV BOX) | 0.01626% | 0 | 0.12842 | Commercial_2029_SC D_MW_Before Competition Groups_ECM MOTORS FOR HVAC APPLICATION (FAN-POWERED VAV BOX)
Commercial | COM ¦ Ductless Mini-Split Heat Pumps | 2029 | SC D | MW | Before Competition Groups | 0.12832 | 0 | 0 | 789.6261 | 0.0001625 | 53 | Commercial_2029_SC D_MW_Before Competition Groups_53 | Ductless Mini-Split Heat Pumps | 0.01625% | 0 | 0.12832 | Commercial_2029_SC D_MW_Before Competition Groups_Ductless Mini-Split Heat Pumps
Commercial | Com ¦ PTAC (12 EER/10,000 BTU) | 2029 | SC D | MW | Before Competition Groups | 0.094856 | 0 | 0 | 789.6261 | 0.00012013 | 54 | Commercial_2029_SC D_MW_Before Competition Groups_54 | PTAC (12 EER/10,000 BTU) | 0.01201% | 0 | 0.094856 | Commercial_2029_SC D_MW_Before Competition Groups_PTAC (12 EER/10,000 BTU)
Commercial | Com ¦ CEE Tier 2/Energy Star Clothes Washers | 2029 | SC D | MW | Before Competition Groups | 0.093757 | 0 | 0 | 789.6261 | 0.00011874 | 55 | Commercial_2029_SC D_MW_Before Competition Groups_55 | CEE Tier 2/Energy Star Clothes Washers | 0.01187% | 0 | 0.093757 | Commercial_2029_SC D_MW_Before Competition Groups_CEE Tier 2/Energy Star Clothes Washers
Commercial | Com ¦ HVAC Optimization | 2029 | SC D | MW | Before Competition Groups | 0.078864 | 0 | 0 | 789.6261 | 9.9875e-05 | 56 | Commercial_2029_SC D_MW_Before Competition Groups_56 | HVAC Optimization | 0.009987% | 0 | 0.078864 | Commercial_2029_SC D_MW_Before Competition Groups_HVAC Optimization
Commercial | Com ¦ Auto Off Time Switch or Time Clock control | 2029 | SC D | MW | Before Competition Groups | 0.067236 | 0 | 0 | 789.6261 | 8.5149e-05 | 57 | Commercial_2029_SC D_MW_Before Competition Groups_57 | Auto Off Time Switch or Time Clock control | 0.008515% | 0 | 0.067236 | Commercial_2029_SC D_MW_Before Competition Groups_Auto Off Time Switch or Time Clock control
Commercial | Com ¦ Demand controlled Circulating Systems | 2029 | SC D | MW | Before Competition Groups | 0.059432 | 0 | 0 | 789.6261 | 7.5266e-05 | 58 | Commercial_2029_SC D_MW_Before Competition Groups_58 | Demand controlled Circulating Systems | 0.007527% | 0 | 0.059432 | Commercial_2029_SC D_MW_Before Competition Groups_Demand controlled Circulating Systems
Commercial | Com ¦ Notched V belts for HVAC Systems | 2029 | SC D | MW | Before Competition Groups | 0.057267 | 0 | 0 | 789.6261 | 7.2524e-05 | 59 | Commercial_2029_SC D_MW_Before Competition Groups_59 | Notched V belts for HVAC Systems | 0.007252% | 0 | 0.057267 | Commercial_2029_SC D_MW_Before Competition Groups_Notched V belts for HVAC Systems
Commercial | Com ¦ Solar Water Preheat (Pools/DHW) | 2029 | SC D | MW | Before Competition Groups | 0.055447 | 0 | 0 | 789.6261 | 7.022e-05 | 60 | Commercial_2029_SC D_MW_Before Competition Groups_60 | Solar Water Preheat (Pools/DHW) | 0.007022% | 0 | 0.055447 | Commercial_2029_SC D_MW_Before Competition Groups_Solar Water Preheat (Pools/DHW)
Commercial | Com ¦ Low Flow Pre-Rinse Spray Nozzle | 2029 | SC D | MW | Before Competition Groups | 0.053728 | 0 | 0 | 789.6261 | 6.8042e-05 | 61 | Commercial_2029_SC D_MW_Before Competition Groups_61 | Low Flow Pre-Rinse Spray Nozzle | 0.006804% | 0 | 0.053728 | Commercial_2029_SC D_MW_Before Competition Groups_Low Flow Pre-Rinse Spray Nozzle
Commercial | Com ¦ Commercial Hot Food Holding Cabinets | 2029 | SC D | MW | Before Competition Groups | 0.035544 | 0 | 0 | 789.6261 | 4.5014e-05 | 62 | Commercial_2029_SC D_MW_Before Competition Groups_62 | Commercial Hot Food Holding Cabinets | 0.004501% | 0 | 0.035544 | Commercial_2029_SC D_MW_Before Competition Groups_Commercial Hot Food Holding Cabinets
Commercial | Com ¦ Condensing Unit Heaters or other Efficient Unit Heating System | 2029 | SC D | MW | Before Competition Groups | 0.019821 | 0 | 0 | 789.6261 | 2.5102e-05 | 63 | Commercial_2029_SC D_MW_Before Competition Groups_63 | Condensing Unit Heaters or other Efficient Unit Heating System | 0.00251% | 0 | 0.019821 | Commercial_2029_SC D_MW_Before Competition Groups_Condensing Unit Heaters or other Efficient Unit Heating System
Commercial | Com ¦ Wall Insulation | 2029 | SC D | MW | Before Competition Groups | 0.019068 | 0 | 0 | 789.6261 | 2.4148e-05 | 64 | Commercial_2029_SC D_MW_Before Competition Groups_64 | Wall Insulation | 0.002415% | 0 | 0.019068 | Commercial_2029_SC D_MW_Before Competition Groups_Wall Insulation
Commercial | Com ¦ VSD Air Compressor | 2029 | SC D | MW | Before Competition Groups | 0.015063 | 0 | 0 | 789.6261 | 1.9076e-05 | 65 | Commercial_2029_SC D_MW_Before Competition Groups_65 | VSD Air Compressor | 0.001908% | 0 | 0.015063 | Commercial_2029_SC D_MW_Before Competition Groups_VSD Air Compressor
Commercial | Com ¦ Room AC (w/ louvered sides) 14 SEER from 12 SEER code | 2029 | SC D | MW | Before Competition Groups | 0.014258 | 0 | 0 | 789.6261 | 1.8056e-05 | 66 | Commercial_2029_SC D_MW_Before Competition Groups_66 | Room AC (w/ louvered sides) 14 SEER from 12 SEER code | 0.001806% | 0 | 0.014258 | Commercial_2029_SC D_MW_Before Competition Groups_Room AC (w/ louvered sides) 14 SEER from 12 SEER code
Commercial | Com ¦ Air Curtains | 2029 | SC D | MW | Before Competition Groups | 0.013904 | 0 | 0 | 789.6261 | 1.7608e-05 | 67 | Commercial_2029_SC D_MW_Before Competition Groups_67 | Air Curtains | 0.001761% | 0 | 0.013904 | Commercial_2029_SC D_MW_Before Competition Groups_Air Curtains
Commercial | Com ¦ High Efficiency Chiller (avg of water and air cooled) | 2029 | SC D | MW | Before Competition Groups | 0.011563 | 0 | 0 | 789.6261 | 1.4644e-05 | 68 | Commercial_2029_SC D_MW_Before Competition Groups_68 | High Efficiency Chiller (avg of water and air cooled) | 0.001464% | 0 | 0.011563 | Commercial_2029_SC D_MW_Before Competition Groups_High Efficiency Chiller (avg of water and air cooled)
Commercial | Com ¦ High Efficiency Small Instantaneous Water Heater | 2029 | SC D | MW | Before Competition Groups | 0.0082042 | 0 | 0 | 789.6261 | 1.039e-05 | 69 | Commercial_2029_SC D_MW_Before Competition Groups_69 | High Efficiency Small Instantaneous Water Heater | 0.001039% | 0 | 0.0082042 | Commercial_2029_SC D_MW_Before Competition Groups_High Efficiency Small Instantaneous Water Heater
Commercial | Com ¦ LED RECESSED DOWNLIGHTS | 2029 | SC D | MW | Before Competition Groups | 0.0074084 | 0 | 0 | 789.6261 | 9.3822e-06 | 70 | Commercial_2029_SC D_MW_Before Competition Groups_70 | LED RECESSED DOWNLIGHTS | 0.0009382% | 0 | 0.0074084 | Commercial_2029_SC D_MW_Before Competition Groups_LED RECESSED DOWNLIGHTS
Commercial | Com ¦ Energy Recovery Ventilation and Ventilation (Enhanced) | 2029 | SC D | MW | Before Competition Groups | 0.0045835 | 0 | 0 | 789.6261 | 5.8046e-06 | 71 | Commercial_2029_SC D_MW_Before Competition Groups_71 | Energy Recovery Ventilation and Ventilation (Enhanced) | 0.0005805% | 0 | 0.0045835 | Commercial_2029_SC D_MW_Before Competition Groups_Energy Recovery Ventilation and Ventilation (Enhanced)
Commercial | Com ¦ EC Plug Fan for Data Center (under cabinet) | 2029 | SC D | MW | Before Competition Groups | 0.0018561 | 0 | 0 | 789.6261 | 2.3507e-06 | 72 | Commercial_2029_SC D_MW_Before Competition Groups_72 | EC Plug Fan for Data Center (under cabinet) | 0.0002351% | 0 | 0.0018561 | Commercial_2029_SC D_MW_Before Competition Groups_EC Plug Fan for Data Center (under cabinet)
Commercial | Com ¦ LLLC - High Impact Application | 2029 | SC D | MW | Before Competition Groups | 0.00077141 | 0 | 0 | 789.6261 | 9.7694e-07 | 73 | Commercial_2029_SC D_MW_Before Competition Groups_73 | LLLC - High Impact Application | 9.769e-05% | 0 | 0.00077141 | Commercial_2029_SC D_MW_Before Competition Groups_LLLC - High Impact Application
Commercial | Com ¦ Electric Convection Combination Ovens | 2029 | SC D | MW | Before Competition Groups | 0.00024708 | 0 | 0 | 789.6261 | 3.129e-07 | 74 | Commercial_2029_SC D_MW_Before Competition Groups_74 | Electric Convection Combination Ovens | 3.129e-05% | 0 | 0.00024708 | Commercial_2029_SC D_MW_Before Competition Groups_Electric Convection Combination Ovens
Commercial | Com ¦ LLLC - Low Impact Application | 2029 | SC D | MW | Before Competition Groups | 8.4756e-05 | 0 | 0 | 789.6261 | 1.0734e-07 | 75 | Commercial_2029_SC D_MW_Before Competition Groups_75 | LLLC - Low Impact Application | 1.073e-05% | 0 | 8.4756e-05 | Commercial_2029_SC D_MW_Before Competition Groups_LLLC - Low Impact Application
Commercial | Com ¦ Networked/Connected - Low Impact Application | 2029 | SC D | MW | Before Competition Groups | 1.8622e-08 | 0 | 0 | 789.6261 | 2.3583e-11 | 76 | Commercial_2029_SC D_MW_Before Competition Groups_76 | Networked/Connected - Low Impact Application | 2.358e-09% | 0 | 1.8622e-08 | Commercial_2029_SC D_MW_Before Competition Groups_Networked/Connected - Low Impact Application
Commercial | Com ¦ Networked/Connected - High Impact Application | 2029 | SC D | MW | Before Competition Groups | 2.8558e-09 | 0 | 0 | 789.6261 | 3.6166e-12 | 77 | Commercial_2029_SC D_MW_Before Competition Groups_77 | Networked/Connected - High Impact Application | 3.617e-10% | 0 | 2.8558e-09 | Commercial_2029_SC D_MW_Before Competition Groups_Networked/Connected - High Impact Application
Commercial | Com ¦ Efficient compressor motor | 2029 | SC D | MW | Before Competition Groups | 0 | 0 | 0 | 789.6261 | 0 | 78 | Commercial_2029_SC D_MW_Before Competition Groups_78 | Efficient compressor motor | 0% | 0 | 0 | Commercial_2029_SC D_MW_Before Competition Groups_Efficient compressor motor
Commercial | Com ¦ Indoor Daylight Sensors/Photocell Dimming Control | 2029 | SC D | MW | Before Competition Groups | 0 | 0 | 0 | 789.6261 | 0 | 79 | Commercial_2029_SC D_MW_Before Competition Groups_79 | Indoor Daylight Sensors/Photocell Dimming Control | 0% | 0 | 0 | Commercial_2029_SC D_MW_Before Competition Groups_Indoor Daylight Sensors/Photocell Dimming Control
Commercial | Com ¦ Variable Refrigerant Flow Heat Pump | 2029 | SC D | MW | Before Competition Groups | 0 | 0 | 0 | 789.6261 | 0 | 80 | Commercial_2029_SC D_MW_Before Competition Groups_80 | Variable Refrigerant Flow Heat Pump | 0% | 0 | 0 | Commercial_2029_SC D_MW_Before Competition Groups_Variable Refrigerant Flow Heat Pump
Commercial | Com ¦ Building Recommissioning, Operations and Maintenance (O&M) Improvements | 2029 | Technical | MW | Before Competition Groups | 252.822 | 0 | 0 | 2924.3926 | 0.086453 | 1 | Commercial_2029_Technical_MW_Before Competition Groups_1 | Building Recommissioning, Operations and Maintenance (O&M) Improvements | 8.645% | 0 | 252.822 | Commercial_2029_Technical_MW_Before Competition Groups_Building Recommissioning, Operations and Maintenance (O&M) Improvements
Commercial | Com ¦ Education and Capacity Building/Energy Behavior | 2029 | Technical | MW | Before Competition Groups | 227.8768 | 0 | 0 | 2924.3926 | 0.077923 | 2 | Commercial_2029_Technical_MW_Before Competition Groups_2 | Education and Capacity Building/Energy Behavior | 7.792% | 0 | 227.8768 | Commercial_2029_Technical_MW_Before Competition Groups_Education and Capacity Building/Energy Behavior
Commercial | Com ¦ Central Lighting Control System | 2029 | Technical | MW | Before Competition Groups | 200.2439 | 0 | 0 | 2924.3926 | 0.068474 | 3 | Commercial_2029_Technical_MW_Before Competition Groups_3 | Central Lighting Control System | 6.847% | 0 | 200.2439 | Commercial_2029_Technical_MW_Before Competition Groups_Central Lighting Control System
Commercial | Com ¦ LED Low/High Bay | 2029 | Technical | MW | Before Competition Groups | 181.7698 | 0 | 0 | 2924.3926 | 0.062156 | 4 | Commercial_2029_Technical_MW_Before Competition Groups_4 | LED Low/High Bay | 6.216% | 0 | 181.7698 | Commercial_2029_Technical_MW_Before Competition Groups_LED Low/High Bay
Commercial | Com ¦ High Efficiency Air Source Heat Pump | 2029 | Technical | MW | Before Competition Groups | 148.7644 | 0 | 0 | 2924.3926 | 0.05087 | 5 | Commercial_2029_Technical_MW_Before Competition Groups_5 | High Efficiency Air Source Heat Pump | 5.087% | 0 | 148.7644 | Commercial_2029_Technical_MW_Before Competition Groups_High Efficiency Air Source Heat Pump
Commercial | Com ¦ LED Troffer/Surface/Suspended | 2029 | Technical | MW | Before Competition Groups | 135.3749 | 0 | 0 | 2924.3926 | 0.046292 | 6 | Commercial_2029_Technical_MW_Before Competition Groups_6 | LED Troffer/Surface/Suspended | 4.629% | 0 | 135.3749 | Commercial_2029_Technical_MW_Before Competition Groups_LED Troffer/Surface/Suspended
Commercial | Com ¦ ENERGY STAR LED LAMPS (REFLECTOR LAMPs/MR16/PAR 16) | 2029 | Technical | MW | Before Competition Groups | 134.6837 | 0 | 0 | 2924.3926 | 0.046055 | 7 | Commercial_2029_Technical_MW_Before Competition Groups_7 | ENERGY STAR LED LAMPS (REFLECTOR LAMPs/MR16/PAR 16) | 4.606% | 0 | 134.6837 | Commercial_2029_Technical_MW_Before Competition Groups_ENERGY STAR LED LAMPS (REFLECTOR LAMPs/MR16/PAR 16)
Commercial | Com ¦ Variable Refrigerant Flow Heat Pump | 2029 | Technical | MW | Before Competition Groups | 131.8381 | 0 | 0 | 2924.3926 | 0.045082 | 8 | Commercial_2029_Technical_MW_Before Competition Groups_8 | Variable Refrigerant Flow Heat Pump | 4.508% | 0 | 131.8381 | Commercial_2029_Technical_MW_Before Competition Groups_Variable Refrigerant Flow Heat Pump
Commercial | Com ¦ LLLC - Low Impact Application | 2029 | Technical | MW | Before Competition Groups | 125.4464 | 0 | 0 | 2924.3926 | 0.042897 | 9 | Commercial_2029_Technical_MW_Before Competition Groups_9 | LLLC - Low Impact Application | 4.29% | 0 | 125.4464 | Commercial_2029_Technical_MW_Before Competition Groups_LLLC - Low Impact Application
Commercial | Com ¦ LLLC - High Impact Application | 2029 | Technical | MW | Before Competition Groups | 115.9362 | 0 | 0 | 2924.3926 | 0.039645 | 10 | Commercial_2029_Technical_MW_Before Competition Groups_10 | LLLC - High Impact Application | 3.964% | 0 | 115.9362 | Commercial_2029_Technical_MW_Before Competition Groups_LLLC - High Impact Application
Commercial | Com ¦ Networked/Connected - Low Impact Application | 2029 | Technical | MW | Before Competition Groups | 106.3134 | 0 | 0 | 2924.3926 | 0.036354 | 11 | Commercial_2029_Technical_MW_Before Competition Groups_11 | Networked/Connected - Low Impact Application | 3.635% | 0 | 106.3134 | Commercial_2029_Technical_MW_Before Competition Groups_Networked/Connected - Low Impact Application
Commercial | Com ¦ Networked/Connected - High Impact Application | 2029 | Technical | MW | Before Competition Groups | 100.9002 | 0 | 0 | 2924.3926 | 0.034503 | 12 | Commercial_2029_Technical_MW_Before Competition Groups_12 | Networked/Connected - High Impact Application | 3.45% | 0 | 100.9002 | Commercial_2029_Technical_MW_Before Competition Groups_Networked/Connected - High Impact Application
Commercial | Com ¦ Unitary Air-Conditioning Unit | 2029 | Technical | MW | Before Competition Groups | 99.346 | 0 | 0 | 2924.3926 | 0.033972 | 13 | Commercial_2029_Technical_MW_Before Competition Groups_13 | Unitary Air-Conditioning Unit | 3.397% | 0 | 99.346 | Commercial_2029_Technical_MW_Before Competition Groups_Unitary Air-Conditioning Unit
Commercial | Com ¦ Advanced BAS/Controllers | 2029 | Technical | MW | Before Competition Groups | 94.9083 | 0 | 0 | 2924.3926 | 0.032454 | 14 | Commercial_2029_Technical_MW_Before Competition Groups_14 | Advanced BAS/Controllers | 3.245% | 0 | 94.9083 | Commercial_2029_Technical_MW_Before Competition Groups_Advanced BAS/Controllers
Commercial | Com ¦ LED Replacement Lamp (Tube) | 2029 | Technical | MW | Before Competition Groups | 72.8494 | 0 | 0 | 2924.3926 | 0.024911 | 15 | Commercial_2029_Technical_MW_Before Competition Groups_15 | LED Replacement Lamp (Tube) | 2.491% | 0 | 72.8494 | Commercial_2029_Technical_MW_Before Competition Groups_LED Replacement Lamp (Tube)
Commercial | Com ¦ Smart Strip Plug Outlets | 2029 | Technical | MW | Before Competition Groups | 61.7892 | 0 | 0 | 2924.3926 | 0.021129 | 16 | Commercial_2029_Technical_MW_Before Competition Groups_16 | Smart Strip Plug Outlets | 2.113% | 0 | 61.7892 | Commercial_2029_Technical_MW_Before Competition Groups_Smart Strip Plug Outlets
Commercial | Com ¦ Refrigerated Display Case Doors | 2029 | Technical | MW | Before Competition Groups | 43.8023 | 0 | 0 | 2924.3926 | 0.014978 | 17 | Commercial_2029_Technical_MW_Before Competition Groups_17 | Refrigerated Display Case Doors | 1.498% | 0 | 43.8023 | Commercial_2029_Technical_MW_Before Competition Groups_Refrigerated Display Case Doors
Commercial | Com ¦ Adaptive Thermostats | 2029 | Technical | MW | Before Competition Groups | 41.6727 | 0 | 0 | 2924.3926 | 0.01425 | 18 | Commercial_2029_Technical_MW_Before Competition Groups_18 | Adaptive Thermostats | 1.425% | 0 | 41.6727 | Commercial_2029_Technical_MW_Before Competition Groups_Adaptive Thermostats
Commercial | Com ¦ Data Center Storage/Server Virtualization | 2029 | Technical | MW | Before Competition Groups | 36.2153 | 0 | 0 | 2924.3926 | 0.012384 | 19 | Commercial_2029_Technical_MW_Before Competition Groups_19 | Data Center Storage/Server Virtualization | 1.238% | 0 | 36.2153 | Commercial_2029_Technical_MW_Before Competition Groups_Data Center Storage/Server Virtualization
Commercial | Com ¦ Demand Control Ventilation | 2029 | Technical | MW | Before Competition Groups | 32.6216 | 0 | 0 | 2924.3926 | 0.011155 | 20 | Commercial_2029_Technical_MW_Before Competition Groups_20 | Demand Control Ventilation | 1.115% | 0 | 32.6216 | Commercial_2029_Technical_MW_Before Competition Groups_Demand Control Ventilation
Commercial | Com ¦ Strip Curtains | 2029 | Technical | MW | Before Competition Groups | 31.1257 | 0 | 0 | 2924.3926 | 0.010643 | 21 | Commercial_2029_Technical_MW_Before Competition Groups_21 | Strip Curtains | 1.064% | 0 | 31.1257 | Commercial_2029_Technical_MW_Before Competition Groups_Strip Curtains
Commercial | Com ¦ Furnace Tune-Up | 2029 | Technical | MW | Before Competition Groups | 30.191 | 0 | 0 | 2924.3926 | 0.010324 | 22 | Commercial_2029_Technical_MW_Before Competition Groups_22 | Furnace Tune-Up | 1.032% | 0 | 30.191 | Commercial_2029_Technical_MW_Before Competition Groups_Furnace Tune-Up
Commercial | Com ¦ Reach-in Shaded Pole to ECM/PSC Evaporator Fan Motor | 2029 | Technical | MW | Before Competition Groups | 28.4572 | 0 | 0 | 2924.3926 | 0.009731 | 23 | Commercial_2029_Technical_MW_Before Competition Groups_23 | Reach-in Shaded Pole to ECM/PSC Evaporator Fan Motor | 0.9731% | 0 | 28.4572 | Commercial_2029_Technical_MW_Before Competition Groups_Reach-in Shaded Pole to ECM/PSC Evaporator Fan Motor
Commercial | Com ¦ LED or Equivalent Sign Lighting | 2029 | Technical | MW | Before Competition Groups | 26.3094 | 0 | 0 | 2924.3926 | 0.0089965 | 24 | Commercial_2029_Technical_MW_Before Competition Groups_24 | LED or Equivalent Sign Lighting | 0.8997% | 0 | 26.3094 | Commercial_2029_Technical_MW_Before Competition Groups_LED or Equivalent Sign Lighting
Commercial | Com ¦ Adding reflective (White) roof treatment or a green roof | 2029 | Technical | MW | Before Competition Groups | 24.851 | 0 | 0 | 2924.3926 | 0.0084978 | 25 | Commercial_2029_Technical_MW_Before Competition Groups_25 | Adding reflective (White) roof treatment or a green roof | 0.8498% | 0 | 24.851 | Commercial_2029_Technical_MW_Before Competition Groups_Adding reflective (White) roof treatment or a green roof
Commercial | Com ¦ Chilled Water Optimization | 2029 | Technical | MW | Before Competition Groups | 24.1532 | 0 | 0 | 2924.3926 | 0.0082592 | 26 | Commercial_2029_Technical_MW_Before Competition Groups_26 | Chilled Water Optimization | 0.8259% | 0 | 24.1532 | Commercial_2029_Technical_MW_Before Competition Groups_Chilled Water Optimization
Commercial | Com ¦ Centrally controlled desktop PC/NETWORK PC POWER MANAGEMENT SOFTWARE | 2029 | Technical | MW | Before Competition Groups | 23.8866 | 0 | 0 | 2924.3926 | 0.0081681 | 27 | Commercial_2029_Technical_MW_Before Competition Groups_27 | Centrally controlled desktop PC/NETWORK PC POWER MANAGEMENT SOFTWARE | 0.8168% | 0 | 23.8866 | Commercial_2029_Technical_MW_Before Competition Groups_Centrally controlled desktop PC/NETWORK PC POWER MANAGEMENT SOFTWARE
Commercial | Com ¦ Refrigerated Display Case LED | 2029 | Technical | MW | Before Competition Groups | 23.3807 | 0 | 0 | 2924.3926 | 0.0079951 | 28 | Commercial_2029_Technical_MW_Before Competition Groups_28 | Refrigerated Display Case LED | 0.7995% | 0 | 23.3807 | Commercial_2029_Technical_MW_Before Competition Groups_Refrigerated Display Case LED
Commercial | Com ¦ Door Gasket Freezer/Refrigerator | 2029 | Technical | MW | Before Competition Groups | 23.1799 | 0 | 0 | 2924.3926 | 0.0079264 | 29 | Commercial_2029_Technical_MW_Before Competition Groups_29 | Door Gasket Freezer/Refrigerator | 0.7926% | 0 | 23.1799 | Commercial_2029_Technical_MW_Before Competition Groups_Door Gasket Freezer/Refrigerator
Commercial | Com ¦ Variable Frequency Drive (VFD) | 2029 | Technical | MW | Before Competition Groups | 21.0134 | 0 | 0 | 2924.3926 | 0.0071856 | 30 | Commercial_2029_Technical_MW_Before Competition Groups_30 | Variable Frequency Drive (VFD) | 0.7186% | 0 | 21.0134 | Commercial_2029_Technical_MW_Before Competition Groups_Variable Frequency Drive (VFD)
Commercial | Com ¦ Refrigeration Optimization | 2029 | Technical | MW | Before Competition Groups | 20.9753 | 0 | 0 | 2924.3926 | 0.0071725 | 31 | Commercial_2029_Technical_MW_Before Competition Groups_31 | Refrigeration Optimization | 0.7173% | 0 | 20.9753 | Commercial_2029_Technical_MW_Before Competition Groups_Refrigeration Optimization
Commercial | Com ¦ VFD on Pumps | 2029 | Technical | MW | Before Competition Groups | 19.6661 | 0 | 0 | 2924.3926 | 0.0067248 | 32 | Commercial_2029_Technical_MW_Before Competition Groups_32 | VFD on Pumps | 0.6725% | 0 | 19.6661 | Commercial_2029_Technical_MW_Before Competition Groups_VFD on Pumps
Commercial | Com ¦ HOTEL OCCUPANCY CONTROLS (HVAC + LIGHTING) | 2029 | Technical | MW | Before Competition Groups | 19.3332 | 0 | 0 | 2924.3926 | 0.006611 | 33 | Commercial_2029_Technical_MW_Before Competition Groups_33 | HOTEL OCCUPANCY CONTROLS (HVAC + LIGHTING) | 0.6611% | 0 | 19.3332 | Commercial_2029_Technical_MW_Before Competition Groups_HOTEL OCCUPANCY CONTROLS (HVAC + LIGHTING)
Commercial | Com ¦ Air Handler with Dedicated Outdoor Air Systems | 2029 | Technical | MW | Before Competition Groups | 16.0382 | 0 | 0 | 2924.3926 | 0.0054843 | 34 | Commercial_2029_Technical_MW_Before Competition Groups_34 | Air Handler with Dedicated Outdoor Air Systems | 0.5484% | 0 | 16.0382 | Commercial_2029_Technical_MW_Before Competition Groups_Air Handler with Dedicated Outdoor Air Systems
Commercial | Com ¦ ENERGY STAR LED LAMPS (General Service Lamps) | 2029 | Technical | MW | Before Competition Groups | 15.97 | 0 | 0 | 2924.3926 | 0.005461 | 35 | Commercial_2029_Technical_MW_Before Competition Groups_35 | ENERGY STAR LED LAMPS (General Service Lamps) | 0.5461% | 0 | 15.97 | Commercial_2029_Technical_MW_Before Competition Groups_ENERGY STAR LED LAMPS (General Service Lamps)
Commercial | Com ¦ Ground Source Heat Pump | 2029 | Technical | MW | Before Competition Groups | 15.0551 | 0 | 0 | 2924.3926 | 0.0051481 | 36 | Commercial_2029_Technical_MW_Before Competition Groups_36 | Ground Source Heat Pump | 0.5148% | 0 | 15.0551 | Commercial_2029_Technical_MW_Before Competition Groups_Ground Source Heat Pump
Commercial | Com ¦ ENERGY STAR FREEZER | 2029 | Technical | MW | Before Competition Groups | 14.4562 | 0 | 0 | 2924.3926 | 0.0049433 | 37 | Commercial_2029_Technical_MW_Before Competition Groups_37 | ENERGY STAR FREEZER | 0.4943% | 0 | 14.4562 | Commercial_2029_Technical_MW_Before Competition Groups_ENERGY STAR FREEZER
Commercial | Com ¦ Indoor Daylight Sensors/Photocell Dimming Control | 2029 | Technical | MW | Before Competition Groups | 14.4193 | 0 | 0 | 2924.3926 | 0.0049307 | 38 | Commercial_2029_Technical_MW_Before Competition Groups_38 | Indoor Daylight Sensors/Photocell Dimming Control | 0.4931% | 0 | 14.4193 | Commercial_2029_Technical_MW_Before Competition Groups_Indoor Daylight Sensors/Photocell Dimming Control
Commercial | Com ¦ ENERGY STAR ICE MACHINES - Ice Making Head | 2029 | Technical | MW | Before Competition Groups | 12.1952 | 0 | 0 | 2924.3926 | 0.0041702 | 39 | Commercial_2029_Technical_MW_Before Competition Groups_39 | ENERGY STAR ICE MACHINES - Ice Making Head | 0.417% | 0 | 12.1952 | Commercial_2029_Technical_MW_Before Competition Groups_ENERGY STAR ICE MACHINES - Ice Making Head
Commercial | Com ¦ Demand Control Kitchen Ventilation | 2029 | Technical | MW | Before Competition Groups | 11.2998 | 0 | 0 | 2924.3926 | 0.003864 | 40 | Commercial_2029_Technical_MW_Before Competition Groups_40 | Demand Control Kitchen Ventilation | 0.3864% | 0 | 11.2998 | Commercial_2029_Technical_MW_Before Competition Groups_Demand Control Kitchen Ventilation
Commercial | Com ¦ ECM MOTORS FOR EVAPORATOR FANS for refrigeration (WALK-IN) | 2029 | Technical | MW | Before Competition Groups | 10.9312 | 0 | 0 | 2924.3926 | 0.0037379 | 41 | Commercial_2029_Technical_MW_Before Competition Groups_41 | ECM MOTORS FOR EVAPORATOR FANS for refrigeration (WALK-IN) | 0.3738% | 0 | 10.9312 | Commercial_2029_Technical_MW_Before Competition Groups_ECM MOTORS FOR EVAPORATOR FANS for refrigeration (WALK-IN)
Commercial | Com ¦ High R-Value Glass Doors/no-heat glass door | 2029 | Technical | MW | Before Competition Groups | 10.3461 | 0 | 0 | 2924.3926 | 0.0035379 | 42 | Commercial_2029_Technical_MW_Before Competition Groups_42 | High R-Value Glass Doors/no-heat glass door | 0.3538% | 0 | 10.3461 | Commercial_2029_Technical_MW_Before Competition Groups_High R-Value Glass Doors/no-heat glass door
Commercial | Com ¦ Occupancy Sensors | 2029 | Technical | MW | Before Competition Groups | 10.0634 | 0 | 0 | 2924.3926 | 0.0034412 | 43 | Commercial_2029_Technical_MW_Before Competition Groups_43 | Occupancy Sensors | 0.3441% | 0 | 10.0634 | Commercial_2029_Technical_MW_Before Competition Groups_Occupancy Sensors
Commercial | Com ¦ Freezer Case Light Sensor | 2029 | Technical | MW | Before Competition Groups | 9.4579 | 0 | 0 | 2924.3926 | 0.0032341 | 44 | Commercial_2029_Technical_MW_Before Competition Groups_44 | Freezer Case Light Sensor | 0.3234% | 0 | 9.4579 | Commercial_2029_Technical_MW_Before Competition Groups_Freezer Case Light Sensor
Commercial | Com ¦ Evaporator Fan Controls | 2029 | Technical | MW | Before Competition Groups | 9.2143 | 0 | 0 | 2924.3926 | 0.0031508 | 45 | Commercial_2029_Technical_MW_Before Competition Groups_45 | Evaporator Fan Controls | 0.3151% | 0 | 9.2143 | Commercial_2029_Technical_MW_Before Competition Groups_Evaporator Fan Controls
Commercial | Com ¦ Water Source Heat Pump (4 ton) | 2029 | Technical | MW | Before Competition Groups | 8.0774 | 0 | 0 | 2924.3926 | 0.0027621 | 46 | Commercial_2029_Technical_MW_Before Competition Groups_46 | Water Source Heat Pump (4 ton) | 0.2762% | 0 | 8.0774 | Commercial_2029_Technical_MW_Before Competition Groups_Water Source Heat Pump (4 ton)
Commercial | Com ¦ ENERGY STAR Refrigerator | 2029 | Technical | MW | Before Competition Groups | 6.9682 | 0 | 0 | 2924.3926 | 0.0023828 | 47 | Commercial_2029_Technical_MW_Before Competition Groups_47 | ENERGY STAR Refrigerator | 0.2383% | 0 | 6.9682 | Commercial_2029_Technical_MW_Before Competition Groups_ENERGY STAR Refrigerator
Commercial | Com ¦ LED EXTERIOR AREA LIGHTS - LED fixture (200W) | 2029 | Technical | MW | Before Competition Groups | 6.6772 | 0 | 0 | 2924.3926 | 0.0022833 | 48 | Commercial_2029_Technical_MW_Before Competition Groups_48 | LED EXTERIOR AREA LIGHTS - LED fixture (200W) | 0.2283% | 0 | 6.6772 | Commercial_2029_Technical_MW_Before Competition Groups_LED EXTERIOR AREA LIGHTS - LED fixture (200W)
Commercial | Com ¦ Refrigeration Commissioning | 2029 | Technical | MW | Before Competition Groups | 6.4178 | 0 | 0 | 2924.3926 | 0.0021946 | 49 | Commercial_2029_Technical_MW_Before Competition Groups_49 | Refrigeration Commissioning | 0.2195% | 0 | 6.4178 | Commercial_2029_Technical_MW_Before Competition Groups_Refrigeration Commissioning
Commercial | Com ¦ LED parking lot fixture | 2029 | Technical | MW | Before Competition Groups | 6.4096 | 0 | 0 | 2924.3926 | 0.0021918 | 50 | Commercial_2029_Technical_MW_Before Competition Groups_50 | LED parking lot fixture | 0.2192% | 0 | 6.4096 | Commercial_2029_Technical_MW_Before Competition Groups_LED parking lot fixture
Commercial | Com ¦ ENERGY STAR Griddle (74% eff) | 2029 | Technical | MW | Before Competition Groups | 5.8278 | 0 | 0 | 2924.3926 | 0.0019928 | 51 | Commercial_2029_Technical_MW_Before Competition Groups_51 | ENERGY STAR Griddle (74% eff) | 0.1993% | 0 | 5.8278 | Commercial_2029_Technical_MW_Before Competition Groups_ENERGY STAR Griddle (74% eff)
Commercial | Com ¦ Condensing Make Up Air Unit | 2029 | Technical | MW | Before Competition Groups | 5.7881 | 0 | 0 | 2924.3926 | 0.0019793 | 52 | Commercial_2029_Technical_MW_Before Competition Groups_52 | Condensing Make Up Air Unit | 0.1979% | 0 | 5.7881 | Commercial_2029_Technical_MW_Before Competition Groups_Condensing Make Up Air Unit
Commercial | Com ¦ Super-High Efficiency Furnaces (Emerging Tech) | 2029 | Technical | MW | Before Competition Groups | 5.5596 | 0 | 0 | 2924.3926 | 0.0019011 | 53 | Commercial_2029_Technical_MW_Before Competition Groups_53 | Super-High Efficiency Furnaces (Emerging Tech) | 0.1901% | 0 | 5.5596 | Commercial_2029_Technical_MW_Before Competition Groups_Super-High Efficiency Furnaces (Emerging Tech)
Commercial | Com ¦ Duct Insulation, R8 | 2029 | Technical | MW | Before Competition Groups | 5.5423 | 0 | 0 | 2924.3926 | 0.0018952 | 54 | Commercial_2029_Technical_MW_Before Competition Groups_54 | Duct Insulation, R8 | 0.1895% | 0 | 5.5423 | Commercial_2029_Technical_MW_Before Competition Groups_Duct Insulation, R8
Commercial | Com ¦ Elec Storage WH 2.30 Et | 2029 | Technical | MW | Before Competition Groups | 5.0004 | 0 | 0 | 2924.3926 | 0.0017099 | 55 | Commercial_2029_Technical_MW_Before Competition Groups_55 | Elec Storage WH 2.30 Et | 0.171% | 0 | 5.0004 | Commercial_2029_Technical_MW_Before Competition Groups_Elec Storage WH 2.30 Et
Commercial | Com ¦ BEVERAGE VENDING MACHINE CONTROLS | 2029 | Technical | MW | Before Competition Groups | 4.762 | 0 | 0 | 2924.3926 | 0.0016284 | 56 | Commercial_2029_Technical_MW_Before Competition Groups_56 | BEVERAGE VENDING MACHINE CONTROLS | 0.1628% | 0 | 4.762 | Commercial_2029_Technical_MW_Before Competition Groups_BEVERAGE VENDING MACHINE CONTROLS
Commercial | Com ¦ LED street light fixture | 2029 | Technical | MW | Before Competition Groups | 3.998 | 0 | 0 | 2924.3926 | 0.0013671 | 57 | Commercial_2029_Technical_MW_Before Competition Groups_57 | LED street light fixture | 0.1367% | 0 | 3.998 | Commercial_2029_Technical_MW_Before Competition Groups_LED street light fixture
Commercial | Com ¦ Roof Insulation/Ceiling Insulation (R25 Code to R35) | 2029 | Technical | MW | Before Competition Groups | 3.9521 | 0 | 0 | 2924.3926 | 0.0013514 | 58 | Commercial_2029_Technical_MW_Before Competition Groups_58 | Roof Insulation/Ceiling Insulation (R25 Code to R35) | 0.1351% | 0 | 3.9521 | Commercial_2029_Technical_MW_Before Competition Groups_Roof Insulation/Ceiling Insulation (R25 Code to R35)
Commercial | Com ¦ Temperature Adjustment in Commercial Freezers | 2029 | Technical | MW | Before Competition Groups | 3.3687 | 0 | 0 | 2924.3926 | 0.0011519 | 59 | Commercial_2029_Technical_MW_Before Competition Groups_59 | Temperature Adjustment in Commercial Freezers | 0.1152% | 0 | 3.3687 | Commercial_2029_Technical_MW_Before Competition Groups_Temperature Adjustment in Commercial Freezers
Commercial | Com ¦ Anti-sweat heat (ASH) controls - Cooler/Freezer | 2029 | Technical | MW | Before Competition Groups | 3.2419 | 0 | 0 | 2924.3926 | 0.0011086 | 60 | Commercial_2029_Technical_MW_Before Competition Groups_60 | Anti-sweat heat (ASH) controls - Cooler/Freezer | 0.1109% | 0 | 3.2419 | Commercial_2029_Technical_MW_Before Competition Groups_Anti-sweat heat (ASH) controls - Cooler/Freezer
Commercial | Com ¦ CO Sensors for parking garage exhaust fans | 2029 | Technical | MW | Before Competition Groups | 3.2191 | 0 | 0 | 2924.3926 | 0.0011008 | 61 | Commercial_2029_Technical_MW_Before Competition Groups_61 | CO Sensors for parking garage exhaust fans | 0.1101% | 0 | 3.2191 | Commercial_2029_Technical_MW_Before Competition Groups_CO Sensors for parking garage exhaust fans
Commercial | Com ¦ Vertical Night Covers | 2029 | Technical | MW | Before Competition Groups | 2.7858 | 0 | 0 | 2924.3926 | 0.00095261 | 62 | Commercial_2029_Technical_MW_Before Competition Groups_62 | Vertical Night Covers | 0.09526% | 0 | 2.7858 | Commercial_2029_Technical_MW_Before Competition Groups_Vertical Night Covers
Commercial | Com ¦ Energy Efficient Laboratory Fume Hood | 2029 | Technical | MW | Before Competition Groups | 2.7237 | 0 | 0 | 2924.3926 | 0.00093139 | 63 | Commercial_2029_Technical_MW_Before Competition Groups_63 | Energy Efficient Laboratory Fume Hood | 0.09314% | 0 | 2.7237 | Commercial_2029_Technical_MW_Before Competition Groups_Energy Efficient Laboratory Fume Hood
Commercial | Com ¦ Water Heating (DHW) Pipe Insulation (Add 3/4\ Foam)" | 2029 | Technical | MW | Before Competition Groups | 2.1259 | 0 | 0 | 2924.3926 | 0.00072695 | 64 | Commercial_2029_Technical_MW_Before Competition Groups_64 | Water Heating (DHW) Pipe Insulation (Add 3/4\ Foam)" | 0.0727% | 0 | 2.1259 | Commercial_2029_Technical_MW_Before Competition Groups_Water Heating (DHW) Pipe Insulation (Add 3/4\ Foam)"
Commercial | Com ¦ Outside Air Economizer | 2029 | Technical | MW | Before Competition Groups | 1.8821 | 0 | 0 | 2924.3926 | 0.00064359 | 65 | Commercial_2029_Technical_MW_Before Competition Groups_65 | Outside Air Economizer | 0.06436% | 0 | 1.8821 | Commercial_2029_Technical_MW_Before Competition Groups_Outside Air Economizer
Commercial | Com ¦ ENERGY STAR Fryer (84% eff) | 2029 | Technical | MW | Before Competition Groups | 1.6835 | 0 | 0 | 2924.3926 | 0.00057567 | 66 | Commercial_2029_Technical_MW_Before Competition Groups_66 | ENERGY STAR Fryer (84% eff) | 0.05757% | 0 | 1.6835 | Commercial_2029_Technical_MW_Before Competition Groups_ENERGY STAR Fryer (84% eff)
Commercial | Com ¦ Suction Pipe Insulation Freezer/Refrigerator | 2029 | Technical | MW | Before Competition Groups | 1.4479 | 0 | 0 | 2924.3926 | 0.0004951 | 67 | Commercial_2029_Technical_MW_Before Competition Groups_67 | Suction Pipe Insulation Freezer/Refrigerator | 0.04951% | 0 | 1.4479 | Commercial_2029_Technical_MW_Before Competition Groups_Suction Pipe Insulation Freezer/Refrigerator
Commercial | Com ¦ Room AC (w/ louvered sides) 14 SEER from 12 SEER code | 2029 | Technical | MW | Before Competition Groups | 1.446 | 0 | 0 | 2924.3926 | 0.00049446 | 68 | Commercial_2029_Technical_MW_Before Competition Groups_68 | Room AC (w/ louvered sides) 14 SEER from 12 SEER code | 0.04945% | 0 | 1.446 | Commercial_2029_Technical_MW_Before Competition Groups_Room AC (w/ louvered sides) 14 SEER from 12 SEER code
Commercial | Com ¦ High Efficiency Small Instantaneous Water Heater | 2029 | Technical | MW | Before Competition Groups | 1.4087 | 0 | 0 | 2924.3926 | 0.00048171 | 69 | Commercial_2029_Technical_MW_Before Competition Groups_69 | High Efficiency Small Instantaneous Water Heater | 0.04817% | 0 | 1.4087 | Commercial_2029_Technical_MW_Before Competition Groups_High Efficiency Small Instantaneous Water Heater
Commercial | Com ¦ ENERGY STAR Dishwasher | 2029 | Technical | MW | Before Competition Groups | 1.3658 | 0 | 0 | 2924.3926 | 0.00046704 | 70 | Commercial_2029_Technical_MW_Before Competition Groups_70 | ENERGY STAR Dishwasher | 0.0467% | 0 | 1.3658 | Commercial_2029_Technical_MW_Before Competition Groups_ENERGY STAR Dishwasher
Commercial | Com ¦ LED RECESSED DOWNLIGHTS | 2029 | Technical | MW | Before Competition Groups | 1.3497 | 0 | 0 | 2924.3926 | 0.00046152 | 71 | Commercial_2029_Technical_MW_Before Competition Groups_71 | LED RECESSED DOWNLIGHTS | 0.04615% | 0 | 1.3497 | Commercial_2029_Technical_MW_Before Competition Groups_LED RECESSED DOWNLIGHTS
Commercial | Com ¦ Evaporator Coil Defrost (Cooler) | 2029 | Technical | MW | Before Competition Groups | 1.2318 | 0 | 0 | 2924.3926 | 0.00042122 | 72 | Commercial_2029_Technical_MW_Before Competition Groups_72 | Evaporator Coil Defrost (Cooler) | 0.04212% | 0 | 1.2318 | Commercial_2029_Technical_MW_Before Competition Groups_Evaporator Coil Defrost (Cooler)
Commercial | Com ¦ ENERGY STAR Steam Cookers | 2029 | Technical | MW | Before Competition Groups | 1.1026 | 0 | 0 | 2924.3926 | 0.00037702 | 73 | Commercial_2029_Technical_MW_Before Competition Groups_73 | ENERGY STAR Steam Cookers | 0.0377% | 0 | 1.1026 | Commercial_2029_Technical_MW_Before Competition Groups_ENERGY STAR Steam Cookers
Commercial | Com ¦ Ozone Laundry Treatment | 2029 | Technical | MW | Before Competition Groups | 0.77115 | 0 | 0 | 2924.3926 | 0.0002637 | 74 | Commercial_2029_Technical_MW_Before Competition Groups_74 | Ozone Laundry Treatment | 0.02637% | 0 | 0.77115 | Commercial_2029_Technical_MW_Before Competition Groups_Ozone Laundry Treatment
Commercial | Com ¦ Thermostat Setback | 2029 | Technical | MW | Before Competition Groups | 0.70388 | 0 | 0 | 2924.3926 | 0.00024069 | 75 | Commercial_2029_Technical_MW_Before Competition Groups_75 | Thermostat Setback | 0.02407% | 0 | 0.70388 | Commercial_2029_Technical_MW_Before Competition Groups_Thermostat Setback
Commercial | Com ¦ SYNCHRONOUS BELT | 2029 | Technical | MW | Before Competition Groups | 0.68904 | 0 | 0 | 2924.3926 | 0.00023562 | 76 | Commercial_2029_Technical_MW_Before Competition Groups_76 | SYNCHRONOUS BELT | 0.02356% | 0 | 0.68904 | Commercial_2029_Technical_MW_Before Competition Groups_SYNCHRONOUS BELT
Commercial | Com ¦ Wall Insulation | 2029 | Technical | MW | Before Competition Groups | 0.66688 | 0 | 0 | 2924.3926 | 0.00022804 | 77 | Commercial_2029_Technical_MW_Before Competition Groups_77 | Wall Insulation | 0.0228% | 0 | 0.66688 | Commercial_2029_Technical_MW_Before Competition Groups_Wall Insulation
Commercial | Com ¦ Solar Preheat Make up Air | 2029 | Technical | MW | Before Competition Groups | 0.65856 | 0 | 0 | 2924.3926 | 0.0002252 | 78 | Commercial_2029_Technical_MW_Before Competition Groups_78 | Solar Preheat Make up Air | 0.02252% | 0 | 0.65856 | Commercial_2029_Technical_MW_Before Competition Groups_Solar Preheat Make up Air
Commercial | Com ¦ PTAC (12 EER/10,000 BTU) | 2029 | Technical | MW | Before Competition Groups | 0.57526 | 0 | 0 | 2924.3926 | 0.00019671 | 79 | Commercial_2029_Technical_MW_Before Competition Groups_79 | PTAC (12 EER/10,000 BTU) | 0.01967% | 0 | 0.57526 | Commercial_2029_Technical_MW_Before Competition Groups_PTAC (12 EER/10,000 BTU)
Commercial | Com ¦ Efficient compressor motor | 2029 | Technical | MW | Before Competition Groups | 0.50125 | 0 | 0 | 2924.3926 | 0.0001714 | 80 | Commercial_2029_Technical_MW_Before Competition Groups_80 | Efficient compressor motor | 0.01714% | 0 | 0.50125 | Commercial_2029_Technical_MW_Before Competition Groups_Efficient compressor motor
Commercial | Com ¦ Notched V belts for HVAC Systems | 2029 | Technical | MW | Before Competition Groups | 0.34452 | 0 | 0 | 2924.3926 | 0.00011781 | 81 | Commercial_2029_Technical_MW_Before Competition Groups_81 | Notched V belts for HVAC Systems | 0.01178% | 0 | 0.34452 | Commercial_2029_Technical_MW_Before Competition Groups_Notched V belts for HVAC Systems
Commercial | Com ¦ Solar Water Preheat (Pools/DHW) | 2029 | Technical | MW | Before Competition Groups | 0.34057 | 0 | 0 | 2924.3926 | 0.00011646 | 82 | Commercial_2029_Technical_MW_Before Competition Groups_82 | Solar Water Preheat (Pools/DHW) | 0.01165% | 0 | 0.34057 | Commercial_2029_Technical_MW_Before Competition Groups_Solar Water Preheat (Pools/DHW)
Commercial | Com ¦ High Efficiency Chiller (avg of water and air cooled) | 2029 | Technical | MW | Before Competition Groups | 0.3317 | 0 | 0 | 2924.3926 | 0.00011342 | 83 | Commercial_2029_Technical_MW_Before Competition Groups_83 | High Efficiency Chiller (avg of water and air cooled) | 0.01134% | 0 | 0.3317 | Commercial_2029_Technical_MW_Before Competition Groups_High Efficiency Chiller (avg of water and air cooled)
Commercial | COM ¦ Ductless Mini-Split Heat Pumps | 2029 | Technical | MW | Before Competition Groups | 0.32938 | 0 | 0 | 2924.3926 | 0.00011263 | 84 | Commercial_2029_Technical_MW_Before Competition Groups_84 | Ductless Mini-Split Heat Pumps | 0.01126% | 0 | 0.32938 | Commercial_2029_Technical_MW_Before Competition Groups_Ductless Mini-Split Heat Pumps
Commercial | Com ¦ Heat Pump Water Heater (50 Gallons) | 2029 | Technical | MW | Before Competition Groups | 0.31418 | 0 | 0 | 2924.3926 | 0.00010743 | 85 | Commercial_2029_Technical_MW_Before Competition Groups_85 | Heat Pump Water Heater (50 Gallons) | 0.01074% | 0 | 0.31418 | Commercial_2029_Technical_MW_Before Competition Groups_Heat Pump Water Heater (50 Gallons)
Commercial | Com ¦ ECM MOTORS FOR HVAC APPLICATION (FAN-POWERED VAV BOX) | 2029 | Technical | MW | Before Competition Groups | 0.31193 | 0 | 0 | 2924.3926 | 0.00010666 | 86 | Commercial_2029_Technical_MW_Before Competition Groups_86 | ECM MOTORS FOR HVAC APPLICATION (FAN-POWERED VAV BOX) | 0.01067% | 0 | 0.31193 | Commercial_2029_Technical_MW_Before Competition Groups_ECM MOTORS FOR HVAC APPLICATION (FAN-POWERED VAV BOX)
Commercial | Com ¦ Commercial Hot Food Holding Cabinets | 2029 | Technical | MW | Before Competition Groups | 0.25409 | 0 | 0 | 2924.3926 | 8.6886e-05 | 87 | Commercial_2029_Technical_MW_Before Competition Groups_87 | Commercial Hot Food Holding Cabinets | 0.008689% | 0 | 0.25409 | Commercial_2029_Technical_MW_Before Competition Groups_Commercial Hot Food Holding Cabinets
Commercial | Com ¦ HVAC Optimization | 2029 | Technical | MW | Before Competition Groups | 0.2241 | 0 | 0 | 2924.3926 | 7.663e-05 | 88 | Commercial_2029_Technical_MW_Before Competition Groups_88 | HVAC Optimization | 0.007663% | 0 | 0.2241 | Commercial_2029_Technical_MW_Before Competition Groups_HVAC Optimization
Commercial | Com ¦ Auto Off Time Switch or Time Clock control | 2029 | Technical | MW | Before Competition Groups | 0.18912 | 0 | 0 | 2924.3926 | 6.467e-05 | 89 | Commercial_2029_Technical_MW_Before Competition Groups_89 | Auto Off Time Switch or Time Clock control | 0.006467% | 0 | 0.18912 | Commercial_2029_Technical_MW_Before Competition Groups_Auto Off Time Switch or Time Clock control
Commercial | Com ¦ CEE Tier 2/Energy Star Clothes Washers | 2029 | Technical | MW | Before Competition Groups | 0.16039 | 0 | 0 | 2924.3926 | 5.4846e-05 | 90 | Commercial_2029_Technical_MW_Before Competition Groups_90 | CEE Tier 2/Energy Star Clothes Washers | 0.005485% | 0 | 0.16039 | Commercial_2029_Technical_MW_Before Competition Groups_CEE Tier 2/Energy Star Clothes Washers
Commercial | Com ¦ Demand controlled Circulating Systems | 2029 | Technical | MW | Before Competition Groups | 0.1364 | 0 | 0 | 2924.3926 | 4.6641e-05 | 91 | Commercial_2029_Technical_MW_Before Competition Groups_91 | Demand controlled Circulating Systems | 0.004664% | 0 | 0.1364 | Commercial_2029_Technical_MW_Before Competition Groups_Demand controlled Circulating Systems
Commercial | Com ¦ Solar Electric Water Heater (50 Gallon) | 2029 | Technical | MW | Before Competition Groups | 0.12975 | 0 | 0 | 2924.3926 | 4.4368e-05 | 92 | Commercial_2029_Technical_MW_Before Competition Groups_92 | Solar Electric Water Heater (50 Gallon) | 0.004437% | 0 | 0.12975 | Commercial_2029_Technical_MW_Before Competition Groups_Solar Electric Water Heater (50 Gallon)
Commercial | Com ¦ Low Flow Pre-Rinse Spray Nozzle | 2029 | Technical | MW | Before Competition Groups | 0.1053 | 0 | 0 | 2924.3926 | 3.6006e-05 | 93 | Commercial_2029_Technical_MW_Before Competition Groups_93 | Low Flow Pre-Rinse Spray Nozzle | 0.003601% | 0 | 0.1053 | Commercial_2029_Technical_MW_Before Competition Groups_Low Flow Pre-Rinse Spray Nozzle
Commercial | Com ¦ Condensing Unit Heaters or other Efficient Unit Heating System | 2029 | Technical | MW | Before Competition Groups | 0.047503 | 0 | 0 | 2924.3926 | 1.6244e-05 | 94 | Commercial_2029_Technical_MW_Before Competition Groups_94 | Condensing Unit Heaters or other Efficient Unit Heating System | 0.001624% | 0 | 0.047503 | Commercial_2029_Technical_MW_Before Competition Groups_Condensing Unit Heaters or other Efficient Unit Heating System
Commercial | Com ¦ VSD Air Compressor | 2029 | Technical | MW | Before Competition Groups | 0.027658 | 0 | 0 | 2924.3926 | 9.4576e-06 | 95 | Commercial_2029_Technical_MW_Before Competition Groups_95 | VSD Air Compressor | 0.0009458% | 0 | 0.027658 | Commercial_2029_Technical_MW_Before Competition Groups_VSD Air Compressor
Commercial | Com ¦ eCube | 2029 | Technical | MW | Before Competition Groups | 0.024763 | 0 | 0 | 2924.3926 | 8.4679e-06 | 96 | Commercial_2029_Technical_MW_Before Competition Groups_96 | eCube | 0.0008468% | 0 | 0.024763 | Commercial_2029_Technical_MW_Before Competition Groups_eCube
Commercial | Com ¦ EC Plug Fan for Data Center (under cabinet) | 2029 | Technical | MW | Before Competition Groups | 0.023413 | 0 | 0 | 2924.3926 | 8.006e-06 | 97 | Commercial_2029_Technical_MW_Before Competition Groups_97 | EC Plug Fan for Data Center (under cabinet) | 0.0008006% | 0 | 0.023413 | Commercial_2029_Technical_MW_Before Competition Groups_EC Plug Fan for Data Center (under cabinet)
Commercial | Com ¦ Exterior Photocell | 2029 | Technical | MW | Before Competition Groups | 0.015453 | 0 | 0 | 2924.3926 | 5.2841e-06 | 98 | Commercial_2029_Technical_MW_Before Competition Groups_98 | Exterior Photocell | 0.0005284% | 0 | 0.015453 | Commercial_2029_Technical_MW_Before Competition Groups_Exterior Photocell
Commercial | Com ¦ Air Curtains | 2029 | Technical | MW | Before Competition Groups | 0.0069867 | 0 | 0 | 2924.3926 | 2.3891e-06 | 99 | Commercial_2029_Technical_MW_Before Competition Groups_99 | Air Curtains | 0.0002389% | 0 | 0.0069867 | Commercial_2029_Technical_MW_Before Competition Groups_Air Curtains
Commercial | Com ¦ High Efficiency Induction Cooking | 2029 | Technical | MW | Before Competition Groups | 0.0013067 | 0 | 0 | 2924.3926 | 4.4682e-07 | 100 | Commercial_2029_Technical_MW_Before Competition Groups_100 | High Efficiency Induction Cooking | 4.468e-05% | 0 | 0.0013067 | Commercial_2029_Technical_MW_Before Competition Groups_High Efficiency Induction Cooking
Commercial | Com ¦ Electric Convection Combination Ovens | 2029 | Technical | MW | Before Competition Groups | 0.00034705 | 0 | 0 | 2924.3926 | 1.1868e-07 | 101 | Commercial_2029_Technical_MW_Before Competition Groups_101 | Electric Convection Combination Ovens | 1.187e-05% | 0 | 0.00034705 | Commercial_2029_Technical_MW_Before Competition Groups_Electric Convection Combination Ovens
Commercial | Com ¦ Building Recommissioning, Operations and Maintenance (O&M) Improvements | 2030 | Economic | MW | Before Competition Groups | 247.7402 | 0 | 0 | 1967.7916 | 0.1259 | 1 | Commercial_2030_Economic_MW_Before Competition Groups_1 | Building Recommissioning, Operations and Maintenance (O&M) Improvements | 12.59% | 0 | 247.7402 | Commercial_2030_Economic_MW_Before Competition Groups_Building Recommissioning, Operations and Maintenance (O&M) Improvements
Commercial | Com ¦ Education and Capacity Building/Energy Behavior | 2030 | Economic | MW | Before Competition Groups | 221.5786 | 0 | 0 | 1967.7916 | 0.1126 | 2 | Commercial_2030_Economic_MW_Before Competition Groups_2 | Education and Capacity Building/Energy Behavior | 11.26% | 0 | 221.5786 | Commercial_2030_Economic_MW_Before Competition Groups_Education and Capacity Building/Energy Behavior
Commercial | Com ¦ LED Low/High Bay | 2030 | Economic | MW | Before Competition Groups | 175.6743 | 0 | 0 | 1967.7916 | 0.089275 | 3 | Commercial_2030_Economic_MW_Before Competition Groups_3 | LED Low/High Bay | 8.927% | 0 | 175.6743 | Commercial_2030_Economic_MW_Before Competition Groups_LED Low/High Bay
Commercial | Com ¦ High Efficiency Air Source Heat Pump | 2030 | Economic | MW | Before Competition Groups | 158.8231 | 0 | 0 | 1967.7916 | 0.080711 | 4 | Commercial_2030_Economic_MW_Before Competition Groups_4 | High Efficiency Air Source Heat Pump | 8.071% | 0 | 158.8231 | Commercial_2030_Economic_MW_Before Competition Groups_High Efficiency Air Source Heat Pump
Commercial | Com ¦ LED Troffer/Surface/Suspended | 2030 | Economic | MW | Before Competition Groups | 132.6539 | 0 | 0 | 1967.7916 | 0.067413 | 5 | Commercial_2030_Economic_MW_Before Competition Groups_5 | LED Troffer/Surface/Suspended | 6.741% | 0 | 132.6539 | Commercial_2030_Economic_MW_Before Competition Groups_LED Troffer/Surface/Suspended
Commercial | Com ¦ ENERGY STAR LED LAMPS (REFLECTOR LAMPs/MR16/PAR 16) | 2030 | Economic | MW | Before Competition Groups | 121.7803 | 0 | 0 | 1967.7916 | 0.061887 | 6 | Commercial_2030_Economic_MW_Before Competition Groups_6 | ENERGY STAR LED LAMPS (REFLECTOR LAMPs/MR16/PAR 16) | 6.189% | 0 | 121.7803 | Commercial_2030_Economic_MW_Before Competition Groups_ENERGY STAR LED LAMPS (REFLECTOR LAMPs/MR16/PAR 16)
Commercial | Com ¦ Unitary Air-Conditioning Unit | 2030 | Economic | MW | Before Competition Groups | 105.4349 | 0 | 0 | 1967.7916 | 0.05358 | 7 | Commercial_2030_Economic_MW_Before Competition Groups_7 | Unitary Air-Conditioning Unit | 5.358% | 0 | 105.4349 | Commercial_2030_Economic_MW_Before Competition Groups_Unitary Air-Conditioning Unit
Commercial | Com ¦ Advanced BAS/Controllers | 2030 | Economic | MW | Before Competition Groups | 95.365 | 0 | 0 | 1967.7916 | 0.048463 | 8 | Commercial_2030_Economic_MW_Before Competition Groups_8 | Advanced BAS/Controllers | 4.846% | 0 | 95.365 | Commercial_2030_Economic_MW_Before Competition Groups_Advanced BAS/Controllers
Commercial | Com ¦ LED Replacement Lamp (Tube) | 2030 | Economic | MW | Before Competition Groups | 77.7147 | 0 | 0 | 1967.7916 | 0.039493 | 9 | Commercial_2030_Economic_MW_Before Competition Groups_9 | LED Replacement Lamp (Tube) | 3.949% | 0 | 77.7147 | Commercial_2030_Economic_MW_Before Competition Groups_LED Replacement Lamp (Tube)
Commercial | Com ¦ LLLC - High Impact Application | 2030 | Economic | MW | Before Competition Groups | 47.985 | 0 | 0 | 1967.7916 | 0.024385 | 10 | Commercial_2030_Economic_MW_Before Competition Groups_10 | LLLC - High Impact Application | 2.439% | 0 | 47.985 | Commercial_2030_Economic_MW_Before Competition Groups_LLLC - High Impact Application
Commercial | Com ¦ LLLC - Low Impact Application | 2030 | Economic | MW | Before Competition Groups | 42.8519 | 0 | 0 | 1967.7916 | 0.021777 | 11 | Commercial_2030_Economic_MW_Before Competition Groups_11 | LLLC - Low Impact Application | 2.178% | 0 | 42.8519 | Commercial_2030_Economic_MW_Before Competition Groups_LLLC - Low Impact Application
Commercial | Com ¦ Adaptive Thermostats | 2030 | Economic | MW | Before Competition Groups | 42.0141 | 0 | 0 | 1967.7916 | 0.021351 | 12 | Commercial_2030_Economic_MW_Before Competition Groups_12 | Adaptive Thermostats | 2.135% | 0 | 42.0141 | Commercial_2030_Economic_MW_Before Competition Groups_Adaptive Thermostats
Commercial | Com ¦ Data Center Storage/Server Virtualization | 2030 | Economic | MW | Before Competition Groups | 36.6145 | 0 | 0 | 1967.7916 | 0.018607 | 13 | Commercial_2030_Economic_MW_Before Competition Groups_13 | Data Center Storage/Server Virtualization | 1.861% | 0 | 36.6145 | Commercial_2030_Economic_MW_Before Competition Groups_Data Center Storage/Server Virtualization
Commercial | Com ¦ Refrigerated Display Case Doors | 2030 | Economic | MW | Before Competition Groups | 33.6493 | 0 | 0 | 1967.7916 | 0.0171 | 14 | Commercial_2030_Economic_MW_Before Competition Groups_14 | Refrigerated Display Case Doors | 1.71% | 0 | 33.6493 | Commercial_2030_Economic_MW_Before Competition Groups_Refrigerated Display Case Doors
Commercial | Com ¦ Demand Control Ventilation | 2030 | Economic | MW | Before Competition Groups | 32.8153 | 0 | 0 | 1967.7916 | 0.016676 | 15 | Commercial_2030_Economic_MW_Before Competition Groups_15 | Demand Control Ventilation | 1.668% | 0 | 32.8153 | Commercial_2030_Economic_MW_Before Competition Groups_Demand Control Ventilation
Commercial | Com ¦ Strip Curtains | 2030 | Economic | MW | Before Competition Groups | 31.3302 | 0 | 0 | 1967.7916 | 0.015921 | 16 | Commercial_2030_Economic_MW_Before Competition Groups_16 | Strip Curtains | 1.592% | 0 | 31.3302 | Commercial_2030_Economic_MW_Before Competition Groups_Strip Curtains
Commercial | Com ¦ Reach-in Shaded Pole to ECM/PSC Evaporator Fan Motor | 2030 | Economic | MW | Before Competition Groups | 30.3679 | 0 | 0 | 1967.7916 | 0.015432 | 17 | Commercial_2030_Economic_MW_Before Competition Groups_17 | Reach-in Shaded Pole to ECM/PSC Evaporator Fan Motor | 1.543% | 0 | 30.3679 | Commercial_2030_Economic_MW_Before Competition Groups_Reach-in Shaded Pole to ECM/PSC Evaporator Fan Motor
Commercial | Com ¦ Furnace Tune-Up | 2030 | Economic | MW | Before Competition Groups | 29.5841 | 0 | 0 | 1967.7916 | 0.015034 | 18 | Commercial_2030_Economic_MW_Before Competition Groups_18 | Furnace Tune-Up | 1.503% | 0 | 29.5841 | Commercial_2030_Economic_MW_Before Competition Groups_Furnace Tune-Up
Commercial | Com ¦ LED or Equivalent Sign Lighting | 2030 | Economic | MW | Before Competition Groups | 26.7083 | 0 | 0 | 1967.7916 | 0.013573 | 19 | Commercial_2030_Economic_MW_Before Competition Groups_19 | LED or Equivalent Sign Lighting | 1.357% | 0 | 26.7083 | Commercial_2030_Economic_MW_Before Competition Groups_LED or Equivalent Sign Lighting
Commercial | Com ¦ Chilled Water Optimization | 2030 | Economic | MW | Before Competition Groups | 25.8478 | 0 | 0 | 1967.7916 | 0.013135 | 20 | Commercial_2030_Economic_MW_Before Competition Groups_20 | Chilled Water Optimization | 1.314% | 0 | 25.8478 | Commercial_2030_Economic_MW_Before Competition Groups_Chilled Water Optimization
Commercial | Com ¦ Centrally controlled desktop PC/NETWORK PC POWER MANAGEMENT SOFTWARE | 2030 | Economic | MW | Before Competition Groups | 24.2014 | 0 | 0 | 1967.7916 | 0.012299 | 21 | Commercial_2030_Economic_MW_Before Competition Groups_21 | Centrally controlled desktop PC/NETWORK PC POWER MANAGEMENT SOFTWARE | 1.23% | 0 | 24.2014 | Commercial_2030_Economic_MW_Before Competition Groups_Centrally controlled desktop PC/NETWORK PC POWER MANAGEMENT SOFTWARE
Commercial | Com ¦ Variable Frequency Drive (VFD) | 2030 | Economic | MW | Before Competition Groups | 20.5911 | 0 | 0 | 1967.7916 | 0.010464 | 22 | Commercial_2030_Economic_MW_Before Competition Groups_22 | Variable Frequency Drive (VFD) | 1.046% | 0 | 20.5911 | Commercial_2030_Economic_MW_Before Competition Groups_Variable Frequency Drive (VFD)
Commercial | Com ¦ VFD on Pumps | 2030 | Economic | MW | Before Competition Groups | 19.2708 | 0 | 0 | 1967.7916 | 0.0097931 | 23 | Commercial_2030_Economic_MW_Before Competition Groups_23 | VFD on Pumps | 0.9793% | 0 | 19.2708 | Commercial_2030_Economic_MW_Before Competition Groups_VFD on Pumps
Commercial | Com ¦ Refrigerated Display Case LED | 2030 | Economic | MW | Before Competition Groups | 17.9203 | 0 | 0 | 1967.7916 | 0.0091068 | 24 | Commercial_2030_Economic_MW_Before Competition Groups_24 | Refrigerated Display Case LED | 0.9107% | 0 | 17.9203 | Commercial_2030_Economic_MW_Before Competition Groups_Refrigerated Display Case LED
Commercial | Com ¦ ENERGY STAR LED LAMPS (General Service Lamps) | 2030 | Economic | MW | Before Competition Groups | 16.0062 | 0 | 0 | 1967.7916 | 0.0081341 | 25 | Commercial_2030_Economic_MW_Before Competition Groups_25 | ENERGY STAR LED LAMPS (General Service Lamps) | 0.8134% | 0 | 16.0062 | Commercial_2030_Economic_MW_Before Competition Groups_ENERGY STAR LED LAMPS (General Service Lamps)
Commercial | Com ¦ Air Handler with Dedicated Outdoor Air Systems | 2030 | Economic | MW | Before Competition Groups | 15.7159 | 0 | 0 | 1967.7916 | 0.0079866 | 26 | Commercial_2030_Economic_MW_Before Competition Groups_26 | Air Handler with Dedicated Outdoor Air Systems | 0.7987% | 0 | 15.7159 | Commercial_2030_Economic_MW_Before Competition Groups_Air Handler with Dedicated Outdoor Air Systems
Commercial | Com ¦ ECM MOTORS FOR EVAPORATOR FANS for refrigeration (WALK-IN) | 2030 | Economic | MW | Before Competition Groups | 10.7115 | 0 | 0 | 1967.7916 | 0.0054434 | 27 | Commercial_2030_Economic_MW_Before Competition Groups_27 | ECM MOTORS FOR EVAPORATOR FANS for refrigeration (WALK-IN) | 0.5443% | 0 | 10.7115 | Commercial_2030_Economic_MW_Before Competition Groups_ECM MOTORS FOR EVAPORATOR FANS for refrigeration (WALK-IN)
Commercial | Com ¦ Demand Control Kitchen Ventilation | 2030 | Economic | MW | Before Competition Groups | 10.6553 | 0 | 0 | 1967.7916 | 0.0054148 | 28 | Commercial_2030_Economic_MW_Before Competition Groups_28 | Demand Control Kitchen Ventilation | 0.5415% | 0 | 10.6553 | Commercial_2030_Economic_MW_Before Competition Groups_Demand Control Kitchen Ventilation
Commercial | Com ¦ Occupancy Sensors | 2030 | Economic | MW | Before Competition Groups | 10.1446 | 0 | 0 | 1967.7916 | 0.0051553 | 29 | Commercial_2030_Economic_MW_Before Competition Groups_29 | Occupancy Sensors | 0.5155% | 0 | 10.1446 | Commercial_2030_Economic_MW_Before Competition Groups_Occupancy Sensors
Commercial | Com ¦ Freezer Case Light Sensor | 2030 | Economic | MW | Before Competition Groups | 9.2678 | 0 | 0 | 1967.7916 | 0.0047097 | 30 | Commercial_2030_Economic_MW_Before Competition Groups_30 | Freezer Case Light Sensor | 0.471% | 0 | 9.2678 | Commercial_2030_Economic_MW_Before Competition Groups_Freezer Case Light Sensor
Commercial | Com ¦ Evaporator Fan Controls | 2030 | Economic | MW | Before Competition Groups | 9.0291 | 0 | 0 | 1967.7916 | 0.0045884 | 31 | Commercial_2030_Economic_MW_Before Competition Groups_31 | Evaporator Fan Controls | 0.4588% | 0 | 9.0291 | Commercial_2030_Economic_MW_Before Competition Groups_Evaporator Fan Controls
Commercial | Com ¦ Water Source Heat Pump (4 ton) | 2030 | Economic | MW | Before Competition Groups | 8.6116 | 0 | 0 | 1967.7916 | 0.0043763 | 32 | Commercial_2030_Economic_MW_Before Competition Groups_32 | Water Source Heat Pump (4 ton) | 0.4376% | 0 | 8.6116 | Commercial_2030_Economic_MW_Before Competition Groups_Water Source Heat Pump (4 ton)
Commercial | Com ¦ LED EXTERIOR AREA LIGHTS - LED fixture (200W) | 2030 | Economic | MW | Before Competition Groups | 6.7527 | 0 | 0 | 1967.7916 | 0.0034316 | 33 | Commercial_2030_Economic_MW_Before Competition Groups_33 | LED EXTERIOR AREA LIGHTS - LED fixture (200W) | 0.3432% | 0 | 6.7527 | Commercial_2030_Economic_MW_Before Competition Groups_LED EXTERIOR AREA LIGHTS - LED fixture (200W)
Commercial | Com ¦ LED parking lot fixture | 2030 | Economic | MW | Before Competition Groups | 6.4701 | 0 | 0 | 1967.7916 | 0.003288 | 34 | Commercial_2030_Economic_MW_Before Competition Groups_34 | LED parking lot fixture | 0.3288% | 0 | 6.4701 | Commercial_2030_Economic_MW_Before Competition Groups_LED parking lot fixture
Commercial | Com ¦ ENERGY STAR Griddle (74% eff) | 2030 | Economic | MW | Before Competition Groups | 6.1813 | 0 | 0 | 1967.7916 | 0.0031412 | 35 | Commercial_2030_Economic_MW_Before Competition Groups_35 | ENERGY STAR Griddle (74% eff) | 0.3141% | 0 | 6.1813 | Commercial_2030_Economic_MW_Before Competition Groups_ENERGY STAR Griddle (74% eff)
Commercial | Com ¦ Door Gasket Freezer/Refrigerator | 2030 | Economic | MW | Before Competition Groups | 5.6271 | 0 | 0 | 1967.7916 | 0.0028596 | 36 | Commercial_2030_Economic_MW_Before Competition Groups_36 | Door Gasket Freezer/Refrigerator | 0.286% | 0 | 5.6271 | Commercial_2030_Economic_MW_Before Competition Groups_Door Gasket Freezer/Refrigerator
Commercial | Com ¦ Duct Insulation, R8 | 2030 | Economic | MW | Before Competition Groups | 5.4309 | 0 | 0 | 1967.7916 | 0.0027599 | 37 | Commercial_2030_Economic_MW_Before Competition Groups_37 | Duct Insulation, R8 | 0.276% | 0 | 5.4309 | Commercial_2030_Economic_MW_Before Competition Groups_Duct Insulation, R8
Commercial | Com ¦ Elec Storage WH 2.30 Et | 2030 | Economic | MW | Before Competition Groups | 5.1195 | 0 | 0 | 1967.7916 | 0.0026017 | 38 | Commercial_2030_Economic_MW_Before Competition Groups_38 | Elec Storage WH 2.30 Et | 0.2602% | 0 | 5.1195 | Commercial_2030_Economic_MW_Before Competition Groups_Elec Storage WH 2.30 Et
Commercial | Com ¦ BEVERAGE VENDING MACHINE CONTROLS | 2030 | Economic | MW | Before Competition Groups | 4.823 | 0 | 0 | 1967.7916 | 0.0024509 | 39 | Commercial_2030_Economic_MW_Before Competition Groups_39 | BEVERAGE VENDING MACHINE CONTROLS | 0.2451% | 0 | 4.823 | Commercial_2030_Economic_MW_Before Competition Groups_BEVERAGE VENDING MACHINE CONTROLS
Commercial | Com ¦ LED street light fixture | 2030 | Economic | MW | Before Competition Groups | 4.0629 | 0 | 0 | 1967.7916 | 0.0020647 | 40 | Commercial_2030_Economic_MW_Before Competition Groups_40 | LED street light fixture | 0.2065% | 0 | 4.0629 | Commercial_2030_Economic_MW_Before Competition Groups_LED street light fixture
Commercial | Com ¦ Networked/Connected - Low Impact Application | 2030 | Economic | MW | Before Competition Groups | 3.5865 | 0 | 0 | 1967.7916 | 0.0018226 | 41 | Commercial_2030_Economic_MW_Before Competition Groups_41 | Networked/Connected - Low Impact Application | 0.1823% | 0 | 3.5865 | Commercial_2030_Economic_MW_Before Competition Groups_Networked/Connected - Low Impact Application
Commercial | Com ¦ Temperature Adjustment in Commercial Freezers | 2030 | Economic | MW | Before Competition Groups | 3.301 | 0 | 0 | 1967.7916 | 0.0016775 | 42 | Commercial_2030_Economic_MW_Before Competition Groups_42 | Temperature Adjustment in Commercial Freezers | 0.1678% | 0 | 3.301 | Commercial_2030_Economic_MW_Before Competition Groups_Temperature Adjustment in Commercial Freezers
Commercial | Com ¦ CO Sensors for parking garage exhaust fans | 2030 | Economic | MW | Before Competition Groups | 3.247 | 0 | 0 | 1967.7916 | 0.0016501 | 43 | Commercial_2030_Economic_MW_Before Competition Groups_43 | CO Sensors for parking garage exhaust fans | 0.165% | 0 | 3.247 | Commercial_2030_Economic_MW_Before Competition Groups_CO Sensors for parking garage exhaust fans
Commercial | Com ¦ Networked/Connected - High Impact Application | 2030 | Economic | MW | Before Competition Groups | 3.0041 | 0 | 0 | 1967.7916 | 0.0015266 | 44 | Commercial_2030_Economic_MW_Before Competition Groups_44 | Networked/Connected - High Impact Application | 0.1527% | 0 | 3.0041 | Commercial_2030_Economic_MW_Before Competition Groups_Networked/Connected - High Impact Application
Commercial | Com ¦ Vertical Night Covers | 2030 | Economic | MW | Before Competition Groups | 2.7298 | 0 | 0 | 1967.7916 | 0.0013872 | 45 | Commercial_2030_Economic_MW_Before Competition Groups_45 | Vertical Night Covers | 0.1387% | 0 | 2.7298 | Commercial_2030_Economic_MW_Before Competition Groups_Vertical Night Covers
Commercial | Com ¦ Energy Efficient Laboratory Fume Hood | 2030 | Economic | MW | Before Competition Groups | 2.669 | 0 | 0 | 1967.7916 | 0.0013563 | 46 | Commercial_2030_Economic_MW_Before Competition Groups_46 | Energy Efficient Laboratory Fume Hood | 0.1356% | 0 | 2.669 | Commercial_2030_Economic_MW_Before Competition Groups_Energy Efficient Laboratory Fume Hood
Commercial | Com ¦ Water Heating (DHW) Pipe Insulation (Add 3/4\ Foam)" | 2030 | Economic | MW | Before Competition Groups | 2.0832 | 0 | 0 | 1967.7916 | 0.0010586 | 47 | Commercial_2030_Economic_MW_Before Competition Groups_47 | Water Heating (DHW) Pipe Insulation (Add 3/4\ Foam)" | 0.1059% | 0 | 2.0832 | Commercial_2030_Economic_MW_Before Competition Groups_Water Heating (DHW) Pipe Insulation (Add 3/4\ Foam)"
Commercial | Com ¦ Outside Air Economizer | 2030 | Economic | MW | Before Competition Groups | 1.8976 | 0 | 0 | 1967.7916 | 0.00096435 | 48 | Commercial_2030_Economic_MW_Before Competition Groups_48 | Outside Air Economizer | 0.09644% | 0 | 1.8976 | Commercial_2030_Economic_MW_Before Competition Groups_Outside Air Economizer
Commercial | Com ¦ ENERGY STAR Fryer (84% eff) | 2030 | Economic | MW | Before Competition Groups | 1.7886 | 0 | 0 | 1967.7916 | 0.00090895 | 49 | Commercial_2030_Economic_MW_Before Competition Groups_49 | ENERGY STAR Fryer (84% eff) | 0.0909% | 0 | 1.7886 | Commercial_2030_Economic_MW_Before Competition Groups_ENERGY STAR Fryer (84% eff)
Commercial | Com ¦ Suction Pipe Insulation Freezer/Refrigerator | 2030 | Economic | MW | Before Competition Groups | 1.4188 | 0 | 0 | 1967.7916 | 0.00072099 | 50 | Commercial_2030_Economic_MW_Before Competition Groups_50 | Suction Pipe Insulation Freezer/Refrigerator | 0.0721% | 0 | 1.4188 | Commercial_2030_Economic_MW_Before Competition Groups_Suction Pipe Insulation Freezer/Refrigerator
Commercial | Com ¦ ENERGY STAR Dishwasher | 2030 | Economic | MW | Before Competition Groups | 1.3988 | 0 | 0 | 1967.7916 | 0.00071087 | 51 | Commercial_2030_Economic_MW_Before Competition Groups_51 | ENERGY STAR Dishwasher | 0.07109% | 0 | 1.3988 | Commercial_2030_Economic_MW_Before Competition Groups_ENERGY STAR Dishwasher
Commercial | Com ¦ ENERGY STAR Steam Cookers | 2030 | Economic | MW | Before Competition Groups | 1.172 | 0 | 0 | 1967.7916 | 0.0005956 | 52 | Commercial_2030_Economic_MW_Before Competition Groups_52 | ENERGY STAR Steam Cookers | 0.05956% | 0 | 1.172 | Commercial_2030_Economic_MW_Before Competition Groups_ENERGY STAR Steam Cookers
Commercial | Com ¦ High Efficiency Small Instantaneous Water Heater | 2030 | Economic | MW | Before Competition Groups | 0.8054 | 0 | 0 | 1967.7916 | 0.00040929 | 53 | Commercial_2030_Economic_MW_Before Competition Groups_53 | High Efficiency Small Instantaneous Water Heater | 0.04093% | 0 | 0.8054 | Commercial_2030_Economic_MW_Before Competition Groups_High Efficiency Small Instantaneous Water Heater
Commercial | Com ¦ Ozone Laundry Treatment | 2030 | Economic | MW | Before Competition Groups | 0.77583 | 0 | 0 | 1967.7916 | 0.00039426 | 54 | Commercial_2030_Economic_MW_Before Competition Groups_54 | Ozone Laundry Treatment | 0.03943% | 0 | 0.77583 | Commercial_2030_Economic_MW_Before Competition Groups_Ozone Laundry Treatment
Commercial | Com ¦ Condensing Make Up Air Unit | 2030 | Economic | MW | Before Competition Groups | 0.72519 | 0 | 0 | 1967.7916 | 0.00036853 | 55 | Commercial_2030_Economic_MW_Before Competition Groups_55 | Condensing Make Up Air Unit | 0.03685% | 0 | 0.72519 | Commercial_2030_Economic_MW_Before Competition Groups_Condensing Make Up Air Unit
Commercial | Com ¦ Thermostat Setback | 2030 | Economic | MW | Before Competition Groups | 0.72443 | 0 | 0 | 1967.7916 | 0.00036814 | 56 | Commercial_2030_Economic_MW_Before Competition Groups_56 | Thermostat Setback | 0.03681% | 0 | 0.72443 | Commercial_2030_Economic_MW_Before Competition Groups_Thermostat Setback
Commercial | Com ¦ PTAC (12 EER/10,000 BTU) | 2030 | Economic | MW | Before Competition Groups | 0.58405 | 0 | 0 | 1967.7916 | 0.0002968 | 57 | Commercial_2030_Economic_MW_Before Competition Groups_57 | PTAC (12 EER/10,000 BTU) | 0.02968% | 0 | 0.58405 | Commercial_2030_Economic_MW_Before Competition Groups_PTAC (12 EER/10,000 BTU)
Commercial | Com ¦ Solar Water Preheat (Pools/DHW) | 2030 | Economic | MW | Before Competition Groups | 0.36392 | 0 | 0 | 1967.7916 | 0.00018494 | 58 | Commercial_2030_Economic_MW_Before Competition Groups_58 | Solar Water Preheat (Pools/DHW) | 0.01849% | 0 | 0.36392 | Commercial_2030_Economic_MW_Before Competition Groups_Solar Water Preheat (Pools/DHW)
Commercial | COM ¦ Ductless Mini-Split Heat Pumps | 2030 | Economic | MW | Before Competition Groups | 0.35155 | 0 | 0 | 1967.7916 | 0.00017865 | 59 | Commercial_2030_Economic_MW_Before Competition Groups_59 | Ductless Mini-Split Heat Pumps | 0.01787% | 0 | 0.35155 | Commercial_2030_Economic_MW_Before Competition Groups_Ductless Mini-Split Heat Pumps
Commercial | Com ¦ ECM MOTORS FOR HVAC APPLICATION (FAN-POWERED VAV BOX) | 2030 | Economic | MW | Before Competition Groups | 0.3123 | 0 | 0 | 1967.7916 | 0.0001587 | 60 | Commercial_2030_Economic_MW_Before Competition Groups_60 | ECM MOTORS FOR HVAC APPLICATION (FAN-POWERED VAV BOX) | 0.01587% | 0 | 0.3123 | Commercial_2030_Economic_MW_Before Competition Groups_ECM MOTORS FOR HVAC APPLICATION (FAN-POWERED VAV BOX)
Commercial | Com ¦ Efficient compressor motor | 2030 | Economic | MW | Before Competition Groups | 0.27862 | 0 | 0 | 1967.7916 | 0.00014159 | 61 | Commercial_2030_Economic_MW_Before Competition Groups_61 | Efficient compressor motor | 0.01416% | 0 | 0.27862 | Commercial_2030_Economic_MW_Before Competition Groups_Efficient compressor motor
Commercial | Com ¦ Notched V belts for HVAC Systems | 2030 | Economic | MW | Before Competition Groups | 0.25884 | 0 | 0 | 1967.7916 | 0.00013154 | 62 | Commercial_2030_Economic_MW_Before Competition Groups_62 | Notched V belts for HVAC Systems | 0.01315% | 0 | 0.25884 | Commercial_2030_Economic_MW_Before Competition Groups_Notched V belts for HVAC Systems
Commercial | Com ¦ Auto Off Time Switch or Time Clock control | 2030 | Economic | MW | Before Competition Groups | 0.19076 | 0 | 0 | 1967.7916 | 9.6943e-05 | 63 | Commercial_2030_Economic_MW_Before Competition Groups_63 | Auto Off Time Switch or Time Clock control | 0.009694% | 0 | 0.19076 | Commercial_2030_Economic_MW_Before Competition Groups_Auto Off Time Switch or Time Clock control
Commercial | Com ¦ CEE Tier 2/Energy Star Clothes Washers | 2030 | Economic | MW | Before Competition Groups | 0.16773 | 0 | 0 | 1967.7916 | 8.524e-05 | 64 | Commercial_2030_Economic_MW_Before Competition Groups_64 | CEE Tier 2/Energy Star Clothes Washers | 0.008524% | 0 | 0.16773 | Commercial_2030_Economic_MW_Before Competition Groups_CEE Tier 2/Energy Star Clothes Washers
Commercial | Com ¦ Demand controlled Circulating Systems | 2030 | Economic | MW | Before Competition Groups | 0.13365 | 0 | 0 | 1967.7916 | 6.7921e-05 | 65 | Commercial_2030_Economic_MW_Before Competition Groups_65 | Demand controlled Circulating Systems | 0.006792% | 0 | 0.13365 | Commercial_2030_Economic_MW_Before Competition Groups_Demand controlled Circulating Systems
Commercial | Com ¦ HVAC Optimization | 2030 | Economic | MW | Before Competition Groups | 0.12856 | 0 | 0 | 1967.7916 | 6.5332e-05 | 66 | Commercial_2030_Economic_MW_Before Competition Groups_66 | HVAC Optimization | 0.006533% | 0 | 0.12856 | Commercial_2030_Economic_MW_Before Competition Groups_HVAC Optimization
Commercial | Com ¦ Low Flow Pre-Rinse Spray Nozzle | 2030 | Economic | MW | Before Competition Groups | 0.10728 | 0 | 0 | 1967.7916 | 5.4516e-05 | 67 | Commercial_2030_Economic_MW_Before Competition Groups_67 | Low Flow Pre-Rinse Spray Nozzle | 0.005452% | 0 | 0.10728 | Commercial_2030_Economic_MW_Before Competition Groups_Low Flow Pre-Rinse Spray Nozzle
Commercial | Com ¦ Commercial Hot Food Holding Cabinets | 2030 | Economic | MW | Before Competition Groups | 0.1024 | 0 | 0 | 1967.7916 | 5.2036e-05 | 68 | Commercial_2030_Economic_MW_Before Competition Groups_68 | Commercial Hot Food Holding Cabinets | 0.005204% | 0 | 0.1024 | Commercial_2030_Economic_MW_Before Competition Groups_Commercial Hot Food Holding Cabinets
Commercial | Com ¦ Room AC (w/ louvered sides) 14 SEER from 12 SEER code | 2030 | Economic | MW | Before Competition Groups | 0.084149 | 0 | 0 | 1967.7916 | 4.2763e-05 | 69 | Commercial_2030_Economic_MW_Before Competition Groups_69 | Room AC (w/ louvered sides) 14 SEER from 12 SEER code | 0.004276% | 0 | 0.084149 | Commercial_2030_Economic_MW_Before Competition Groups_Room AC (w/ louvered sides) 14 SEER from 12 SEER code
Commercial | Com ¦ Energy Recovery Ventilation and Ventilation (Enhanced) | 2030 | Economic | MW | Before Competition Groups | 0.053646 | 0 | 0 | 1967.7916 | 2.7262e-05 | 70 | Commercial_2030_Economic_MW_Before Competition Groups_70 | Energy Recovery Ventilation and Ventilation (Enhanced) | 0.002726% | 0 | 0.053646 | Commercial_2030_Economic_MW_Before Competition Groups_Energy Recovery Ventilation and Ventilation (Enhanced)
Commercial | Com ¦ Wall Insulation | 2030 | Economic | MW | Before Competition Groups | 0.049887 | 0 | 0 | 1967.7916 | 2.5352e-05 | 71 | Commercial_2030_Economic_MW_Before Competition Groups_71 | Wall Insulation | 0.002535% | 0 | 0.049887 | Commercial_2030_Economic_MW_Before Competition Groups_Wall Insulation
Commercial | Com ¦ Condensing Unit Heaters or other Efficient Unit Heating System | 2030 | Economic | MW | Before Competition Groups | 0.046548 | 0 | 0 | 1967.7916 | 2.3655e-05 | 72 | Commercial_2030_Economic_MW_Before Competition Groups_72 | Condensing Unit Heaters or other Efficient Unit Heating System | 0.002366% | 0 | 0.046548 | Commercial_2030_Economic_MW_Before Competition Groups_Condensing Unit Heaters or other Efficient Unit Heating System
Commercial | Com ¦ LED RECESSED DOWNLIGHTS | 2030 | Economic | MW | Before Competition Groups | 0.041561 | 0 | 0 | 1967.7916 | 2.1121e-05 | 73 | Commercial_2030_Economic_MW_Before Competition Groups_73 | LED RECESSED DOWNLIGHTS | 0.002112% | 0 | 0.041561 | Commercial_2030_Economic_MW_Before Competition Groups_LED RECESSED DOWNLIGHTS
Commercial | Com ¦ High Efficiency Chiller (avg of water and air cooled) | 2030 | Economic | MW | Before Competition Groups | 0.037727 | 0 | 0 | 1967.7916 | 1.9172e-05 | 74 | Commercial_2030_Economic_MW_Before Competition Groups_74 | High Efficiency Chiller (avg of water and air cooled) | 0.001917% | 0 | 0.037727 | Commercial_2030_Economic_MW_Before Competition Groups_High Efficiency Chiller (avg of water and air cooled)
Commercial | Com ¦ VSD Air Compressor | 2030 | Economic | MW | Before Competition Groups | 0.029393 | 0 | 0 | 1967.7916 | 1.4937e-05 | 75 | Commercial_2030_Economic_MW_Before Competition Groups_75 | VSD Air Compressor | 0.001494% | 0 | 0.029393 | Commercial_2030_Economic_MW_Before Competition Groups_VSD Air Compressor
Commercial | Com ¦ EC Plug Fan for Data Center (under cabinet) | 2030 | Economic | MW | Before Competition Groups | 0.0079818 | 0 | 0 | 1967.7916 | 4.0562e-06 | 76 | Commercial_2030_Economic_MW_Before Competition Groups_76 | EC Plug Fan for Data Center (under cabinet) | 0.0004056% | 0 | 0.0079818 | Commercial_2030_Economic_MW_Before Competition Groups_EC Plug Fan for Data Center (under cabinet)
Commercial | Com ¦ Air Curtains | 2030 | Economic | MW | Before Competition Groups | 0.0070883 | 0 | 0 | 1967.7916 | 3.6021e-06 | 77 | Commercial_2030_Economic_MW_Before Competition Groups_77 | Air Curtains | 0.0003602% | 0 | 0.0070883 | Commercial_2030_Economic_MW_Before Competition Groups_Air Curtains
Commercial | Com ¦ Electric Convection Combination Ovens | 2030 | Economic | MW | Before Competition Groups | 0.00036892 | 0 | 0 | 1967.7916 | 1.8748e-07 | 78 | Commercial_2030_Economic_MW_Before Competition Groups_78 | Electric Convection Combination Ovens | 1.875e-05% | 0 | 0.00036892 | Commercial_2030_Economic_MW_Before Competition Groups_Electric Convection Combination Ovens
Commercial | Com ¦ Indoor Daylight Sensors/Photocell Dimming Control | 2030 | Economic | MW | Before Competition Groups | 0 | 0 | 0 | 1967.7916 | 0 | 79 | Commercial_2030_Economic_MW_Before Competition Groups_79 | Indoor Daylight Sensors/Photocell Dimming Control | 0% | 0 | 0 | Commercial_2030_Economic_MW_Before Competition Groups_Indoor Daylight Sensors/Photocell Dimming Control
Commercial | Com ¦ Variable Refrigerant Flow Heat Pump | 2030 | Economic | MW | Before Competition Groups | 0 | 0 | 0 | 1967.7916 | 0 | 80 | Commercial_2030_Economic_MW_Before Competition Groups_80 | Variable Refrigerant Flow Heat Pump | 0% | 0 | 0 | Commercial_2030_Economic_MW_Before Competition Groups_Variable Refrigerant Flow Heat Pump
Commercial | Com ¦ LED Low/High Bay | 2030 | SC A | MW | Before Competition Groups | 122.1019 | 0 | 0 | 862.3025 | 0.1416 | 1 | Commercial_2030_SC A_MW_Before Competition Groups_1 | LED Low/High Bay | 14.16% | 0 | 122.1019 | Commercial_2030_SC A_MW_Before Competition Groups_LED Low/High Bay
Commercial | Com ¦ ENERGY STAR LED LAMPS (REFLECTOR LAMPs/MR16/PAR 16) | 2030 | SC A | MW | Before Competition Groups | 113.3934 | 0 | 0 | 862.3025 | 0.1315 | 2 | Commercial_2030_SC A_MW_Before Competition Groups_2 | ENERGY STAR LED LAMPS (REFLECTOR LAMPs/MR16/PAR 16) | 13.15% | 0 | 113.3934 | Commercial_2030_SC A_MW_Before Competition Groups_ENERGY STAR LED LAMPS (REFLECTOR LAMPs/MR16/PAR 16)
Commercial | Com ¦ LED Troffer/Surface/Suspended | 2030 | SC A | MW | Before Competition Groups | 109.5665 | 0 | 0 | 862.3025 | 0.12706 | 3 | Commercial_2030_SC A_MW_Before Competition Groups_3 | LED Troffer/Surface/Suspended | 12.71% | 0 | 109.5665 | Commercial_2030_SC A_MW_Before Competition Groups_LED Troffer/Surface/Suspended
Commercial | Com ¦ LED Replacement Lamp (Tube) | 2030 | SC A | MW | Before Competition Groups | 64.0944 | 0 | 0 | 862.3025 | 0.074329 | 4 | Commercial_2030_SC A_MW_Before Competition Groups_4 | LED Replacement Lamp (Tube) | 7.433% | 0 | 64.0944 | Commercial_2030_SC A_MW_Before Competition Groups_LED Replacement Lamp (Tube)
Commercial | Com ¦ High Efficiency Air Source Heat Pump | 2030 | SC A | MW | Before Competition Groups | 56.1503 | 0 | 0 | 862.3025 | 0.065117 | 5 | Commercial_2030_SC A_MW_Before Competition Groups_5 | High Efficiency Air Source Heat Pump | 6.512% | 0 | 56.1503 | Commercial_2030_SC A_MW_Before Competition Groups_High Efficiency Air Source Heat Pump
Commercial | Com ¦ Building Recommissioning, Operations and Maintenance (O&M) Improvements | 2030 | SC A | MW | Before Competition Groups | 48.9438 | 0 | 0 | 862.3025 | 0.056759 | 6 | Commercial_2030_SC A_MW_Before Competition Groups_6 | Building Recommissioning, Operations and Maintenance (O&M) Improvements | 5.676% | 0 | 48.9438 | Commercial_2030_SC A_MW_Before Competition Groups_Building Recommissioning, Operations and Maintenance (O&M) Improvements
Commercial | Com ¦ Education and Capacity Building/Energy Behavior | 2030 | SC A | MW | Before Competition Groups | 34.954 | 0 | 0 | 862.3025 | 0.040536 | 7 | Commercial_2030_SC A_MW_Before Competition Groups_7 | Education and Capacity Building/Energy Behavior | 4.054% | 0 | 34.954 | Commercial_2030_SC A_MW_Before Competition Groups_Education and Capacity Building/Energy Behavior
Commercial | Com ¦ Advanced BAS/Controllers | 2030 | SC A | MW | Before Competition Groups | 26.9019 | 0 | 0 | 862.3025 | 0.031198 | 8 | Commercial_2030_SC A_MW_Before Competition Groups_8 | Advanced BAS/Controllers | 3.12% | 0 | 26.9019 | Commercial_2030_SC A_MW_Before Competition Groups_Advanced BAS/Controllers
Commercial | Com ¦ Data Center Storage/Server Virtualization | 2030 | SC A | MW | Before Competition Groups | 24.0426 | 0 | 0 | 862.3025 | 0.027882 | 9 | Commercial_2030_SC A_MW_Before Competition Groups_9 | Data Center Storage/Server Virtualization | 2.788% | 0 | 24.0426 | Commercial_2030_SC A_MW_Before Competition Groups_Data Center Storage/Server Virtualization
Commercial | Com ¦ Reach-in Shaded Pole to ECM/PSC Evaporator Fan Motor | 2030 | SC A | MW | Before Competition Groups | 20.9244 | 0 | 0 | 862.3025 | 0.024266 | 10 | Commercial_2030_SC A_MW_Before Competition Groups_10 | Reach-in Shaded Pole to ECM/PSC Evaporator Fan Motor | 2.427% | 0 | 20.9244 | Commercial_2030_SC A_MW_Before Competition Groups_Reach-in Shaded Pole to ECM/PSC Evaporator Fan Motor
Commercial | Com ¦ Adaptive Thermostats | 2030 | SC A | MW | Before Competition Groups | 18.3879 | 0 | 0 | 862.3025 | 0.021324 | 11 | Commercial_2030_SC A_MW_Before Competition Groups_11 | Adaptive Thermostats | 2.132% | 0 | 18.3879 | Commercial_2030_SC A_MW_Before Competition Groups_Adaptive Thermostats
Commercial | Com ¦ Unitary Air-Conditioning Unit | 2030 | SC A | MW | Before Competition Groups | 17.5601 | 0 | 0 | 862.3025 | 0.020364 | 12 | Commercial_2030_SC A_MW_Before Competition Groups_12 | Unitary Air-Conditioning Unit | 2.036% | 0 | 17.5601 | Commercial_2030_SC A_MW_Before Competition Groups_Unitary Air-Conditioning Unit
Commercial | Com ¦ LED or Equivalent Sign Lighting | 2030 | SC A | MW | Before Competition Groups | 17.0445 | 0 | 0 | 862.3025 | 0.019766 | 13 | Commercial_2030_SC A_MW_Before Competition Groups_13 | LED or Equivalent Sign Lighting | 1.977% | 0 | 17.0445 | Commercial_2030_SC A_MW_Before Competition Groups_LED or Equivalent Sign Lighting
Commercial | Com ¦ Strip Curtains | 2030 | SC A | MW | Before Competition Groups | 16.6058 | 0 | 0 | 862.3025 | 0.019257 | 14 | Commercial_2030_SC A_MW_Before Competition Groups_14 | Strip Curtains | 1.926% | 0 | 16.6058 | Commercial_2030_SC A_MW_Before Competition Groups_Strip Curtains
Commercial | Com ¦ Refrigerated Display Case Doors | 2030 | SC A | MW | Before Competition Groups | 16.2039 | 0 | 0 | 862.3025 | 0.018791 | 15 | Commercial_2030_SC A_MW_Before Competition Groups_15 | Refrigerated Display Case Doors | 1.879% | 0 | 16.2039 | Commercial_2030_SC A_MW_Before Competition Groups_Refrigerated Display Case Doors
Commercial | Com ¦ ENERGY STAR LED LAMPS (General Service Lamps) | 2030 | SC A | MW | Before Competition Groups | 14.1066 | 0 | 0 | 862.3025 | 0.016359 | 16 | Commercial_2030_SC A_MW_Before Competition Groups_16 | ENERGY STAR LED LAMPS (General Service Lamps) | 1.636% | 0 | 14.1066 | Commercial_2030_SC A_MW_Before Competition Groups_ENERGY STAR LED LAMPS (General Service Lamps)
Commercial | Com ¦ Furnace Tune-Up | 2030 | SC A | MW | Before Competition Groups | 14.0757 | 0 | 0 | 862.3025 | 0.016323 | 17 | Commercial_2030_SC A_MW_Before Competition Groups_17 | Furnace Tune-Up | 1.632% | 0 | 14.0757 | Commercial_2030_SC A_MW_Before Competition Groups_Furnace Tune-Up
Commercial | Com ¦ Centrally controlled desktop PC/NETWORK PC POWER MANAGEMENT SOFTWARE | 2030 | SC A | MW | Before Competition Groups | 11.5969 | 0 | 0 | 862.3025 | 0.013449 | 18 | Commercial_2030_SC A_MW_Before Competition Groups_18 | Centrally controlled desktop PC/NETWORK PC POWER MANAGEMENT SOFTWARE | 1.345% | 0 | 11.5969 | Commercial_2030_SC A_MW_Before Competition Groups_Centrally controlled desktop PC/NETWORK PC POWER MANAGEMENT SOFTWARE
Commercial | Com ¦ Chilled Water Optimization | 2030 | SC A | MW | Before Competition Groups | 10.9381 | 0 | 0 | 862.3025 | 0.012685 | 19 | Commercial_2030_SC A_MW_Before Competition Groups_19 | Chilled Water Optimization | 1.268% | 0 | 10.9381 | Commercial_2030_SC A_MW_Before Competition Groups_Chilled Water Optimization
Commercial | Com ¦ Variable Frequency Drive (VFD) | 2030 | SC A | MW | Before Competition Groups | 9.919 | 0 | 0 | 862.3025 | 0.011503 | 20 | Commercial_2030_SC A_MW_Before Competition Groups_20 | Variable Frequency Drive (VFD) | 1.15% | 0 | 9.919 | Commercial_2030_SC A_MW_Before Competition Groups_Variable Frequency Drive (VFD)
Commercial | Com ¦ Demand Control Ventilation | 2030 | SC A | MW | Before Competition Groups | 9.8779 | 0 | 0 | 862.3025 | 0.011455 | 21 | Commercial_2030_SC A_MW_Before Competition Groups_21 | Demand Control Ventilation | 1.146% | 0 | 9.8779 | Commercial_2030_SC A_MW_Before Competition Groups_Demand Control Ventilation
Commercial | Com ¦ VFD on Pumps | 2030 | SC A | MW | Before Competition Groups | 9.2097 | 0 | 0 | 862.3025 | 0.01068 | 22 | Commercial_2030_SC A_MW_Before Competition Groups_22 | VFD on Pumps | 1.068% | 0 | 9.2097 | Commercial_2030_SC A_MW_Before Competition Groups_VFD on Pumps
Commercial | Com ¦ Refrigerated Display Case LED | 2030 | SC A | MW | Before Competition Groups | 7.0575 | 0 | 0 | 862.3025 | 0.0081845 | 23 | Commercial_2030_SC A_MW_Before Competition Groups_23 | Refrigerated Display Case LED | 0.8185% | 0 | 7.0575 | Commercial_2030_SC A_MW_Before Competition Groups_Refrigerated Display Case LED
Commercial | Com ¦ LED EXTERIOR AREA LIGHTS - LED fixture (200W) | 2030 | SC A | MW | Before Competition Groups | 5.9692 | 0 | 0 | 862.3025 | 0.0069224 | 24 | Commercial_2030_SC A_MW_Before Competition Groups_24 | LED EXTERIOR AREA LIGHTS - LED fixture (200W) | 0.6922% | 0 | 5.9692 | Commercial_2030_SC A_MW_Before Competition Groups_LED EXTERIOR AREA LIGHTS - LED fixture (200W)
Commercial | Com ¦ LED parking lot fixture | 2030 | SC A | MW | Before Competition Groups | 5.7601 | 0 | 0 | 862.3025 | 0.0066799 | 25 | Commercial_2030_SC A_MW_Before Competition Groups_25 | LED parking lot fixture | 0.668% | 0 | 5.7601 | Commercial_2030_SC A_MW_Before Competition Groups_LED parking lot fixture
Commercial | Com ¦ ECM MOTORS FOR EVAPORATOR FANS for refrigeration (WALK-IN) | 2030 | SC A | MW | Before Competition Groups | 5.0763 | 0 | 0 | 862.3025 | 0.0058869 | 26 | Commercial_2030_SC A_MW_Before Competition Groups_26 | ECM MOTORS FOR EVAPORATOR FANS for refrigeration (WALK-IN) | 0.5887% | 0 | 5.0763 | Commercial_2030_SC A_MW_Before Competition Groups_ECM MOTORS FOR EVAPORATOR FANS for refrigeration (WALK-IN)
Commercial | Com ¦ Air Handler with Dedicated Outdoor Air Systems | 2030 | SC A | MW | Before Competition Groups | 4.4441 | 0 | 0 | 862.3025 | 0.0051537 | 27 | Commercial_2030_SC A_MW_Before Competition Groups_27 | Air Handler with Dedicated Outdoor Air Systems | 0.5154% | 0 | 4.4441 | Commercial_2030_SC A_MW_Before Competition Groups_Air Handler with Dedicated Outdoor Air Systems
Commercial | Com ¦ Evaporator Fan Controls | 2030 | SC A | MW | Before Competition Groups | 4.2651 | 0 | 0 | 862.3025 | 0.0049462 | 28 | Commercial_2030_SC A_MW_Before Competition Groups_28 | Evaporator Fan Controls | 0.4946% | 0 | 4.2651 | Commercial_2030_SC A_MW_Before Competition Groups_Evaporator Fan Controls
Commercial | Com ¦ Door Gasket Freezer/Refrigerator | 2030 | SC A | MW | Before Competition Groups | 4.2254 | 0 | 0 | 862.3025 | 0.0049001 | 29 | Commercial_2030_SC A_MW_Before Competition Groups_29 | Door Gasket Freezer/Refrigerator | 0.49% | 0 | 4.2254 | Commercial_2030_SC A_MW_Before Competition Groups_Door Gasket Freezer/Refrigerator
Commercial | Com ¦ Demand Control Kitchen Ventilation | 2030 | SC A | MW | Before Competition Groups | 4.1343 | 0 | 0 | 862.3025 | 0.0047945 | 30 | Commercial_2030_SC A_MW_Before Competition Groups_30 | Demand Control Kitchen Ventilation | 0.4795% | 0 | 4.1343 | Commercial_2030_SC A_MW_Before Competition Groups_Demand Control Kitchen Ventilation
Commercial | Com ¦ ENERGY STAR Griddle (74% eff) | 2030 | SC A | MW | Before Competition Groups | 3.9103 | 0 | 0 | 862.3025 | 0.0045347 | 31 | Commercial_2030_SC A_MW_Before Competition Groups_31 | ENERGY STAR Griddle (74% eff) | 0.4535% | 0 | 3.9103 | Commercial_2030_SC A_MW_Before Competition Groups_ENERGY STAR Griddle (74% eff)
Commercial | Com ¦ Freezer Case Light Sensor | 2030 | SC A | MW | Before Competition Groups | 3.5624 | 0 | 0 | 862.3025 | 0.0041313 | 32 | Commercial_2030_SC A_MW_Before Competition Groups_32 | Freezer Case Light Sensor | 0.4131% | 0 | 3.5624 | Commercial_2030_SC A_MW_Before Competition Groups_Freezer Case Light Sensor
Commercial | Com ¦ LED street light fixture | 2030 | SC A | MW | Before Competition Groups | 3.5332 | 0 | 0 | 862.3025 | 0.0040973 | 33 | Commercial_2030_SC A_MW_Before Competition Groups_33 | LED street light fixture | 0.4097% | 0 | 3.5332 | Commercial_2030_SC A_MW_Before Competition Groups_LED street light fixture
Commercial | Com ¦ Occupancy Sensors | 2030 | SC A | MW | Before Competition Groups | 3.0475 | 0 | 0 | 862.3025 | 0.0035341 | 34 | Commercial_2030_SC A_MW_Before Competition Groups_34 | Occupancy Sensors | 0.3534% | 0 | 3.0475 | Commercial_2030_SC A_MW_Before Competition Groups_Occupancy Sensors
Commercial | Com ¦ Duct Insulation, R8 | 2030 | SC A | MW | Before Competition Groups | 2.5616 | 0 | 0 | 862.3025 | 0.0029706 | 35 | Commercial_2030_SC A_MW_Before Competition Groups_35 | Duct Insulation, R8 | 0.2971% | 0 | 2.5616 | Commercial_2030_SC A_MW_Before Competition Groups_Duct Insulation, R8
Commercial | Com ¦ Water Source Heat Pump (4 ton) | 2030 | SC A | MW | Before Competition Groups | 2.2919 | 0 | 0 | 862.3025 | 0.0026579 | 36 | Commercial_2030_SC A_MW_Before Competition Groups_36 | Water Source Heat Pump (4 ton) | 0.2658% | 0 | 2.2919 | Commercial_2030_SC A_MW_Before Competition Groups_Water Source Heat Pump (4 ton)
Commercial | Com ¦ BEVERAGE VENDING MACHINE CONTROLS | 2030 | SC A | MW | Before Competition Groups | 1.6639 | 0 | 0 | 862.3025 | 0.0019296 | 37 | Commercial_2030_SC A_MW_Before Competition Groups_37 | BEVERAGE VENDING MACHINE CONTROLS | 0.193% | 0 | 1.6639 | Commercial_2030_SC A_MW_Before Competition Groups_BEVERAGE VENDING MACHINE CONTROLS
Commercial | Com ¦ Elec Storage WH 2.30 Et | 2030 | SC A | MW | Before Competition Groups | 1.6321 | 0 | 0 | 862.3025 | 0.0018927 | 38 | Commercial_2030_SC A_MW_Before Competition Groups_38 | Elec Storage WH 2.30 Et | 0.1893% | 0 | 1.6321 | Commercial_2030_SC A_MW_Before Competition Groups_Elec Storage WH 2.30 Et
Commercial | Com ¦ Temperature Adjustment in Commercial Freezers | 2030 | SC A | MW | Before Competition Groups | 1.561 | 0 | 0 | 862.3025 | 0.0018103 | 39 | Commercial_2030_SC A_MW_Before Competition Groups_39 | Temperature Adjustment in Commercial Freezers | 0.181% | 0 | 1.561 | Commercial_2030_SC A_MW_Before Competition Groups_Temperature Adjustment in Commercial Freezers
Commercial | Com ¦ Vertical Night Covers | 2030 | SC A | MW | Before Competition Groups | 1.2612 | 0 | 0 | 862.3025 | 0.0014626 | 40 | Commercial_2030_SC A_MW_Before Competition Groups_40 | Vertical Night Covers | 0.1463% | 0 | 1.2612 | Commercial_2030_SC A_MW_Before Competition Groups_Vertical Night Covers
Commercial | Com ¦ CO Sensors for parking garage exhaust fans | 2030 | SC A | MW | Before Competition Groups | 1.2147 | 0 | 0 | 862.3025 | 0.0014087 | 41 | Commercial_2030_SC A_MW_Before Competition Groups_41 | CO Sensors for parking garage exhaust fans | 0.1409% | 0 | 1.2147 | Commercial_2030_SC A_MW_Before Competition Groups_CO Sensors for parking garage exhaust fans
Commercial | Com ¦ ENERGY STAR Fryer (84% eff) | 2030 | SC A | MW | Before Competition Groups | 1.1554 | 0 | 0 | 862.3025 | 0.0013399 | 42 | Commercial_2030_SC A_MW_Before Competition Groups_42 | ENERGY STAR Fryer (84% eff) | 0.134% | 0 | 1.1554 | Commercial_2030_SC A_MW_Before Competition Groups_ENERGY STAR Fryer (84% eff)
Commercial | Com ¦ Energy Efficient Laboratory Fume Hood | 2030 | SC A | MW | Before Competition Groups | 1.1448 | 0 | 0 | 862.3025 | 0.0013277 | 43 | Commercial_2030_SC A_MW_Before Competition Groups_43 | Energy Efficient Laboratory Fume Hood | 0.1328% | 0 | 1.1448 | Commercial_2030_SC A_MW_Before Competition Groups_Energy Efficient Laboratory Fume Hood
Commercial | Com ¦ Outside Air Economizer | 2030 | SC A | MW | Before Competition Groups | 1.0335 | 0 | 0 | 862.3025 | 0.0011986 | 44 | Commercial_2030_SC A_MW_Before Competition Groups_44 | Outside Air Economizer | 0.1199% | 0 | 1.0335 | Commercial_2030_SC A_MW_Before Competition Groups_Outside Air Economizer
Commercial | Com ¦ Water Heating (DHW) Pipe Insulation (Add 3/4\ Foam)" | 2030 | SC A | MW | Before Competition Groups | 0.99032 | 0 | 0 | 862.3025 | 0.0011485 | 45 | Commercial_2030_SC A_MW_Before Competition Groups_45 | Water Heating (DHW) Pipe Insulation (Add 3/4\ Foam)" | 0.1148% | 0 | 0.99032 | Commercial_2030_SC A_MW_Before Competition Groups_Water Heating (DHW) Pipe Insulation (Add 3/4\ Foam)"
Commercial | Com ¦ ENERGY STAR Steam Cookers | 2030 | SC A | MW | Before Competition Groups | 0.74115 | 0 | 0 | 862.3025 | 0.00085951 | 46 | Commercial_2030_SC A_MW_Before Competition Groups_46 | ENERGY STAR Steam Cookers | 0.08595% | 0 | 0.74115 | Commercial_2030_SC A_MW_Before Competition Groups_ENERGY STAR Steam Cookers
Commercial | Com ¦ Suction Pipe Insulation Freezer/Refrigerator | 2030 | SC A | MW | Before Competition Groups | 0.64835 | 0 | 0 | 862.3025 | 0.00075188 | 47 | Commercial_2030_SC A_MW_Before Competition Groups_47 | Suction Pipe Insulation Freezer/Refrigerator | 0.07519% | 0 | 0.64835 | Commercial_2030_SC A_MW_Before Competition Groups_Suction Pipe Insulation Freezer/Refrigerator
Commercial | Com ¦ Thermostat Setback | 2030 | SC A | MW | Before Competition Groups | 0.6341 | 0 | 0 | 862.3025 | 0.00073536 | 48 | Commercial_2030_SC A_MW_Before Competition Groups_48 | Thermostat Setback | 0.07354% | 0 | 0.6341 | Commercial_2030_SC A_MW_Before Competition Groups_Thermostat Setback
Commercial | Com ¦ ENERGY STAR Dishwasher | 2030 | SC A | MW | Before Competition Groups | 0.51605 | 0 | 0 | 862.3025 | 0.00059846 | 49 | Commercial_2030_SC A_MW_Before Competition Groups_49 | ENERGY STAR Dishwasher | 0.05985% | 0 | 0.51605 | Commercial_2030_SC A_MW_Before Competition Groups_ENERGY STAR Dishwasher
Commercial | Com ¦ Condensing Make Up Air Unit | 2030 | SC A | MW | Before Competition Groups | 0.27742 | 0 | 0 | 862.3025 | 0.00032172 | 50 | Commercial_2030_SC A_MW_Before Competition Groups_50 | Condensing Make Up Air Unit | 0.03217% | 0 | 0.27742 | Commercial_2030_SC A_MW_Before Competition Groups_Condensing Make Up Air Unit
Commercial | Com ¦ Ozone Laundry Treatment | 2030 | SC A | MW | Before Competition Groups | 0.26472 | 0 | 0 | 862.3025 | 0.00030699 | 51 | Commercial_2030_SC A_MW_Before Competition Groups_51 | Ozone Laundry Treatment | 0.0307% | 0 | 0.26472 | Commercial_2030_SC A_MW_Before Competition Groups_Ozone Laundry Treatment
Commercial | Com ¦ ECM MOTORS FOR HVAC APPLICATION (FAN-POWERED VAV BOX) | 2030 | SC A | MW | Before Competition Groups | 0.15068 | 0 | 0 | 862.3025 | 0.00017474 | 52 | Commercial_2030_SC A_MW_Before Competition Groups_52 | ECM MOTORS FOR HVAC APPLICATION (FAN-POWERED VAV BOX) | 0.01747% | 0 | 0.15068 | Commercial_2030_SC A_MW_Before Competition Groups_ECM MOTORS FOR HVAC APPLICATION (FAN-POWERED VAV BOX)
Commercial | COM ¦ Ductless Mini-Split Heat Pumps | 2030 | SC A | MW | Before Competition Groups | 0.14675 | 0 | 0 | 862.3025 | 0.00017019 | 53 | Commercial_2030_SC A_MW_Before Competition Groups_53 | Ductless Mini-Split Heat Pumps | 0.01702% | 0 | 0.14675 | Commercial_2030_SC A_MW_Before Competition Groups_Ductless Mini-Split Heat Pumps
Commercial | Com ¦ PTAC (12 EER/10,000 BTU) | 2030 | SC A | MW | Before Competition Groups | 0.11007 | 0 | 0 | 862.3025 | 0.00012764 | 54 | Commercial_2030_SC A_MW_Before Competition Groups_54 | PTAC (12 EER/10,000 BTU) | 0.01276% | 0 | 0.11007 | Commercial_2030_SC A_MW_Before Competition Groups_PTAC (12 EER/10,000 BTU)
Commercial | Com ¦ CEE Tier 2/Energy Star Clothes Washers | 2030 | SC A | MW | Before Competition Groups | 0.10415 | 0 | 0 | 862.3025 | 0.00012078 | 55 | Commercial_2030_SC A_MW_Before Competition Groups_55 | CEE Tier 2/Energy Star Clothes Washers | 0.01208% | 0 | 0.10415 | Commercial_2030_SC A_MW_Before Competition Groups_CEE Tier 2/Energy Star Clothes Washers
Commercial | Com ¦ HVAC Optimization | 2030 | SC A | MW | Before Competition Groups | 0.084128 | 0 | 0 | 862.3025 | 9.7562e-05 | 56 | Commercial_2030_SC A_MW_Before Competition Groups_56 | HVAC Optimization | 0.009756% | 0 | 0.084128 | Commercial_2030_SC A_MW_Before Competition Groups_HVAC Optimization
Commercial | Com ¦ Auto Off Time Switch or Time Clock control | 2030 | SC A | MW | Before Competition Groups | 0.076121 | 0 | 0 | 862.3025 | 8.8276e-05 | 57 | Commercial_2030_SC A_MW_Before Competition Groups_57 | Auto Off Time Switch or Time Clock control | 0.008828% | 0 | 0.076121 | Commercial_2030_SC A_MW_Before Competition Groups_Auto Off Time Switch or Time Clock control
Commercial | Com ¦ Notched V belts for HVAC Systems | 2030 | SC A | MW | Before Competition Groups | 0.072487 | 0 | 0 | 862.3025 | 8.4062e-05 | 58 | Commercial_2030_SC A_MW_Before Competition Groups_58 | Notched V belts for HVAC Systems | 0.008406% | 0 | 0.072487 | Commercial_2030_SC A_MW_Before Competition Groups_Notched V belts for HVAC Systems
Commercial | Com ¦ Solar Water Preheat (Pools/DHW) | 2030 | SC A | MW | Before Competition Groups | 0.068641 | 0 | 0 | 862.3025 | 7.9602e-05 | 59 | Commercial_2030_SC A_MW_Before Competition Groups_59 | Solar Water Preheat (Pools/DHW) | 0.00796% | 0 | 0.068641 | Commercial_2030_SC A_MW_Before Competition Groups_Solar Water Preheat (Pools/DHW)
Commercial | Com ¦ Demand controlled Circulating Systems | 2030 | SC A | MW | Before Competition Groups | 0.067433 | 0 | 0 | 862.3025 | 7.8201e-05 | 60 | Commercial_2030_SC A_MW_Before Competition Groups_60 | Demand controlled Circulating Systems | 0.00782% | 0 | 0.067433 | Commercial_2030_SC A_MW_Before Competition Groups_Demand controlled Circulating Systems
Commercial | Com ¦ Low Flow Pre-Rinse Spray Nozzle | 2030 | SC A | MW | Before Competition Groups | 0.057912 | 0 | 0 | 862.3025 | 6.7159e-05 | 61 | Commercial_2030_SC A_MW_Before Competition Groups_61 | Low Flow Pre-Rinse Spray Nozzle | 0.006716% | 0 | 0.057912 | Commercial_2030_SC A_MW_Before Competition Groups_Low Flow Pre-Rinse Spray Nozzle
Commercial | Com ¦ Commercial Hot Food Holding Cabinets | 2030 | SC A | MW | Before Competition Groups | 0.040653 | 0 | 0 | 862.3025 | 4.7144e-05 | 62 | Commercial_2030_SC A_MW_Before Competition Groups_62 | Commercial Hot Food Holding Cabinets | 0.004714% | 0 | 0.040653 | Commercial_2030_SC A_MW_Before Competition Groups_Commercial Hot Food Holding Cabinets
Commercial | Com ¦ Wall Insulation | 2030 | SC A | MW | Before Competition Groups | 0.023097 | 0 | 0 | 862.3025 | 2.6786e-05 | 63 | Commercial_2030_SC A_MW_Before Competition Groups_63 | Wall Insulation | 0.002679% | 0 | 0.023097 | Commercial_2030_SC A_MW_Before Competition Groups_Wall Insulation
Commercial | Com ¦ Condensing Unit Heaters or other Efficient Unit Heating System | 2030 | SC A | MW | Before Competition Groups | 0.022288 | 0 | 0 | 862.3025 | 2.5847e-05 | 64 | Commercial_2030_SC A_MW_Before Competition Groups_64 | Condensing Unit Heaters or other Efficient Unit Heating System | 0.002585% | 0 | 0.022288 | Commercial_2030_SC A_MW_Before Competition Groups_Condensing Unit Heaters or other Efficient Unit Heating System
Commercial | Com ¦ LED RECESSED DOWNLIGHTS | 2030 | SC A | MW | Before Competition Groups | 0.020228 | 0 | 0 | 862.3025 | 2.3458e-05 | 65 | Commercial_2030_SC A_MW_Before Competition Groups_65 | LED RECESSED DOWNLIGHTS | 0.002346% | 0 | 0.020228 | Commercial_2030_SC A_MW_Before Competition Groups_LED RECESSED DOWNLIGHTS
Commercial | Com ¦ Air Curtains | 2030 | SC A | MW | Before Competition Groups | 0.016751 | 0 | 0 | 862.3025 | 1.9425e-05 | 66 | Commercial_2030_SC A_MW_Before Competition Groups_66 | Air Curtains | 0.001943% | 0 | 0.016751 | Commercial_2030_SC A_MW_Before Competition Groups_Air Curtains
Commercial | Com ¦ VSD Air Compressor | 2030 | SC A | MW | Before Competition Groups | 0.016683 | 0 | 0 | 862.3025 | 1.9348e-05 | 67 | Commercial_2030_SC A_MW_Before Competition Groups_67 | VSD Air Compressor | 0.001935% | 0 | 0.016683 | Commercial_2030_SC A_MW_Before Competition Groups_VSD Air Compressor
Commercial | Com ¦ High Efficiency Small Instantaneous Water Heater | 2030 | SC A | MW | Before Competition Groups | 0.013246 | 0 | 0 | 862.3025 | 1.5362e-05 | 68 | Commercial_2030_SC A_MW_Before Competition Groups_68 | High Efficiency Small Instantaneous Water Heater | 0.001536% | 0 | 0.013246 | Commercial_2030_SC A_MW_Before Competition Groups_High Efficiency Small Instantaneous Water Heater
Commercial | Com ¦ Room AC (w/ louvered sides) 14 SEER from 12 SEER code | 2030 | SC A | MW | Before Competition Groups | 0.013163 | 0 | 0 | 862.3025 | 1.5265e-05 | 69 | Commercial_2030_SC A_MW_Before Competition Groups_69 | Room AC (w/ louvered sides) 14 SEER from 12 SEER code | 0.001526% | 0 | 0.013163 | Commercial_2030_SC A_MW_Before Competition Groups_Room AC (w/ louvered sides) 14 SEER from 12 SEER code
Commercial | Com ¦ Energy Recovery Ventilation and Ventilation (Enhanced) | 2030 | SC A | MW | Before Competition Groups | 0.0064765 | 0 | 0 | 862.3025 | 7.5108e-06 | 70 | Commercial_2030_SC A_MW_Before Competition Groups_70 | Energy Recovery Ventilation and Ventilation (Enhanced) | 0.0007511% | 0 | 0.0064765 | Commercial_2030_SC A_MW_Before Competition Groups_Energy Recovery Ventilation and Ventilation (Enhanced)
Commercial | Com ¦ LLLC - Low Impact Application | 2030 | SC A | MW | Before Competition Groups | 0.0032304 | 0 | 0 | 862.3025 | 3.7463e-06 | 71 | Commercial_2030_SC A_MW_Before Competition Groups_71 | LLLC - Low Impact Application | 0.0003746% | 0 | 0.0032304 | Commercial_2030_SC A_MW_Before Competition Groups_LLLC - Low Impact Application
Commercial | Com ¦ High Efficiency Chiller (avg of water and air cooled) | 2030 | SC A | MW | Before Competition Groups | 0.0031148 | 0 | 0 | 862.3025 | 3.6122e-06 | 72 | Commercial_2030_SC A_MW_Before Competition Groups_72 | High Efficiency Chiller (avg of water and air cooled) | 0.0003612% | 0 | 0.0031148 | Commercial_2030_SC A_MW_Before Competition Groups_High Efficiency Chiller (avg of water and air cooled)
Commercial | Com ¦ LLLC - High Impact Application | 2030 | SC A | MW | Before Competition Groups | 0.0029085 | 0 | 0 | 862.3025 | 3.3729e-06 | 73 | Commercial_2030_SC A_MW_Before Competition Groups_73 | LLLC - High Impact Application | 0.0003373% | 0 | 0.0029085 | Commercial_2030_SC A_MW_Before Competition Groups_LLLC - High Impact Application
Commercial | Com ¦ Efficient compressor motor | 2030 | SC A | MW | Before Competition Groups | 0.0027538 | 0 | 0 | 862.3025 | 3.1935e-06 | 74 | Commercial_2030_SC A_MW_Before Competition Groups_74 | Efficient compressor motor | 0.0003194% | 0 | 0.0027538 | Commercial_2030_SC A_MW_Before Competition Groups_Efficient compressor motor
Commercial | Com ¦ EC Plug Fan for Data Center (under cabinet) | 2030 | SC A | MW | Before Competition Groups | 0.0023453 | 0 | 0 | 862.3025 | 2.7198e-06 | 75 | Commercial_2030_SC A_MW_Before Competition Groups_75 | EC Plug Fan for Data Center (under cabinet) | 0.000272% | 0 | 0.0023453 | Commercial_2030_SC A_MW_Before Competition Groups_EC Plug Fan for Data Center (under cabinet)
Commercial | Com ¦ Electric Convection Combination Ovens | 2030 | SC A | MW | Before Competition Groups | 0.00026812 | 0 | 0 | 862.3025 | 3.1094e-07 | 76 | Commercial_2030_SC A_MW_Before Competition Groups_76 | Electric Convection Combination Ovens | 3.109e-05% | 0 | 0.00026812 | Commercial_2030_SC A_MW_Before Competition Groups_Electric Convection Combination Ovens
Commercial | Com ¦ Networked/Connected - High Impact Application | 2030 | SC A | MW | Before Competition Groups | 6.1734e-05 | 0 | 0 | 862.3025 | 7.1593e-08 | 77 | Commercial_2030_SC A_MW_Before Competition Groups_77 | Networked/Connected - High Impact Application | 7.159e-06% | 0 | 6.1734e-05 | Commercial_2030_SC A_MW_Before Competition Groups_Networked/Connected - High Impact Application
Commercial | Com ¦ Networked/Connected - Low Impact Application | 2030 | SC A | MW | Before Competition Groups | 2.8359e-06 | 0 | 0 | 862.3025 | 3.2887e-09 | 78 | Commercial_2030_SC A_MW_Before Competition Groups_78 | Networked/Connected - Low Impact Application | 3.289e-07% | 0 | 2.8359e-06 | Commercial_2030_SC A_MW_Before Competition Groups_Networked/Connected - Low Impact Application
Commercial | Com ¦ Indoor Daylight Sensors/Photocell Dimming Control | 2030 | SC A | MW | Before Competition Groups | 0 | 0 | 0 | 862.3025 | 0 | 79 | Commercial_2030_SC A_MW_Before Competition Groups_79 | Indoor Daylight Sensors/Photocell Dimming Control | 0% | 0 | 0 | Commercial_2030_SC A_MW_Before Competition Groups_Indoor Daylight Sensors/Photocell Dimming Control
Commercial | Com ¦ Variable Refrigerant Flow Heat Pump | 2030 | SC A | MW | Before Competition Groups | 0 | 0 | 0 | 862.3025 | 0 | 80 | Commercial_2030_SC A_MW_Before Competition Groups_80 | Variable Refrigerant Flow Heat Pump | 0% | 0 | 0 | Commercial_2030_SC A_MW_Before Competition Groups_Variable Refrigerant Flow Heat Pump
Commercial | Com ¦ Education and Capacity Building/Energy Behavior | 2030 | SC B | MW | Before Competition Groups | 174.77 | 0 | 0 | 1281.5459 | 0.13637 | 1 | Commercial_2030_SC B_MW_Before Competition Groups_1 | Education and Capacity Building/Energy Behavior | 13.64% | 0 | 174.77 | Commercial_2030_SC B_MW_Before Competition Groups_Education and Capacity Building/Energy Behavior
Commercial | Com ¦ LED Low/High Bay | 2030 | SC B | MW | Before Competition Groups | 135.4343 | 0 | 0 | 1281.5459 | 0.10568 | 2 | Commercial_2030_SC B_MW_Before Competition Groups_2 | LED Low/High Bay | 10.57% | 0 | 135.4343 | Commercial_2030_SC B_MW_Before Competition Groups_LED Low/High Bay
Commercial | Com ¦ LED Troffer/Surface/Suspended | 2030 | SC B | MW | Before Competition Groups | 114.0673 | 0 | 0 | 1281.5459 | 0.089008 | 3 | Commercial_2030_SC B_MW_Before Competition Groups_3 | LED Troffer/Surface/Suspended | 8.901% | 0 | 114.0673 | Commercial_2030_SC B_MW_Before Competition Groups_LED Troffer/Surface/Suspended
Commercial | Com ¦ ENERGY STAR LED LAMPS (REFLECTOR LAMPs/MR16/PAR 16) | 2030 | SC B | MW | Before Competition Groups | 113.3934 | 0 | 0 | 1281.5459 | 0.088482 | 4 | Commercial_2030_SC B_MW_Before Competition Groups_4 | ENERGY STAR LED LAMPS (REFLECTOR LAMPs/MR16/PAR 16) | 8.848% | 0 | 113.3934 | Commercial_2030_SC B_MW_Before Competition Groups_ENERGY STAR LED LAMPS (REFLECTOR LAMPs/MR16/PAR 16)
Commercial | Com ¦ Building Recommissioning, Operations and Maintenance (O&M) Improvements | 2030 | SC B | MW | Before Competition Groups | 94.6095 | 0 | 0 | 1281.5459 | 0.073824 | 5 | Commercial_2030_SC B_MW_Before Competition Groups_5 | Building Recommissioning, Operations and Maintenance (O&M) Improvements | 7.382% | 0 | 94.6095 | Commercial_2030_SC B_MW_Before Competition Groups_Building Recommissioning, Operations and Maintenance (O&M) Improvements
Commercial | Com ¦ LED Replacement Lamp (Tube) | 2030 | SC B | MW | Before Competition Groups | 64.0944 | 0 | 0 | 1281.5459 | 0.050013 | 6 | Commercial_2030_SC B_MW_Before Competition Groups_6 | LED Replacement Lamp (Tube) | 5.001% | 0 | 64.0944 | Commercial_2030_SC B_MW_Before Competition Groups_LED Replacement Lamp (Tube)
Commercial | Com ¦ High Efficiency Air Source Heat Pump | 2030 | SC B | MW | Before Competition Groups | 56.1502 | 0 | 0 | 1281.5459 | 0.043814 | 7 | Commercial_2030_SC B_MW_Before Competition Groups_7 | High Efficiency Air Source Heat Pump | 4.381% | 0 | 56.1502 | Commercial_2030_SC B_MW_Before Competition Groups_High Efficiency Air Source Heat Pump
Commercial | Com ¦ Unitary Air-Conditioning Unit | 2030 | SC B | MW | Before Competition Groups | 55.2587 | 0 | 0 | 1281.5459 | 0.043119 | 8 | Commercial_2030_SC B_MW_Before Competition Groups_8 | Unitary Air-Conditioning Unit | 4.312% | 0 | 55.2587 | Commercial_2030_SC B_MW_Before Competition Groups_Unitary Air-Conditioning Unit
Commercial | Com ¦ Advanced BAS/Controllers | 2030 | SC B | MW | Before Competition Groups | 44.4871 | 0 | 0 | 1281.5459 | 0.034714 | 9 | Commercial_2030_SC B_MW_Before Competition Groups_9 | Advanced BAS/Controllers | 3.471% | 0 | 44.4871 | Commercial_2030_SC B_MW_Before Competition Groups_Advanced BAS/Controllers
Commercial | Com ¦ Adaptive Thermostats | 2030 | SC B | MW | Before Competition Groups | 35.2871 | 0 | 0 | 1281.5459 | 0.027535 | 10 | Commercial_2030_SC B_MW_Before Competition Groups_10 | Adaptive Thermostats | 2.753% | 0 | 35.2871 | Commercial_2030_SC B_MW_Before Competition Groups_Adaptive Thermostats
Commercial | Com ¦ Furnace Tune-Up | 2030 | SC B | MW | Before Competition Groups | 27.6877 | 0 | 0 | 1281.5459 | 0.021605 | 11 | Commercial_2030_SC B_MW_Before Competition Groups_11 | Furnace Tune-Up | 2.16% | 0 | 27.6877 | Commercial_2030_SC B_MW_Before Competition Groups_Furnace Tune-Up
Commercial | Com ¦ Data Center Storage/Server Virtualization | 2030 | SC B | MW | Before Competition Groups | 27.5558 | 0 | 0 | 1281.5459 | 0.021502 | 12 | Commercial_2030_SC B_MW_Before Competition Groups_12 | Data Center Storage/Server Virtualization | 2.15% | 0 | 27.5558 | Commercial_2030_SC B_MW_Before Competition Groups_Data Center Storage/Server Virtualization
Commercial | Com ¦ Strip Curtains | 2030 | SC B | MW | Before Competition Groups | 27.1946 | 0 | 0 | 1281.5459 | 0.02122 | 13 | Commercial_2030_SC B_MW_Before Competition Groups_13 | Strip Curtains | 2.122% | 0 | 27.1946 | Commercial_2030_SC B_MW_Before Competition Groups_Strip Curtains
Commercial | Com ¦ Refrigerated Display Case Doors | 2030 | SC B | MW | Before Competition Groups | 26.0271 | 0 | 0 | 1281.5459 | 0.020309 | 14 | Commercial_2030_SC B_MW_Before Competition Groups_14 | Refrigerated Display Case Doors | 2.031% | 0 | 26.0271 | Commercial_2030_SC B_MW_Before Competition Groups_Refrigerated Display Case Doors
Commercial | Com ¦ Demand Control Ventilation | 2030 | SC B | MW | Before Competition Groups | 23.7284 | 0 | 0 | 1281.5459 | 0.018515 | 15 | Commercial_2030_SC B_MW_Before Competition Groups_15 | Demand Control Ventilation | 1.852% | 0 | 23.7284 | Commercial_2030_SC B_MW_Before Competition Groups_Demand Control Ventilation
Commercial | Com ¦ LED or Equivalent Sign Lighting | 2030 | SC B | MW | Before Competition Groups | 23.4884 | 0 | 0 | 1281.5459 | 0.018328 | 16 | Commercial_2030_SC B_MW_Before Competition Groups_16 | LED or Equivalent Sign Lighting | 1.833% | 0 | 23.4884 | Commercial_2030_SC B_MW_Before Competition Groups_LED or Equivalent Sign Lighting
Commercial | Com ¦ Reach-in Shaded Pole to ECM/PSC Evaporator Fan Motor | 2030 | SC B | MW | Before Competition Groups | 22.7245 | 0 | 0 | 1281.5459 | 0.017732 | 17 | Commercial_2030_SC B_MW_Before Competition Groups_17 | Reach-in Shaded Pole to ECM/PSC Evaporator Fan Motor | 1.773% | 0 | 22.7245 | Commercial_2030_SC B_MW_Before Competition Groups_Reach-in Shaded Pole to ECM/PSC Evaporator Fan Motor
Commercial | Com ¦ Variable Frequency Drive (VFD) | 2030 | SC B | MW | Before Competition Groups | 19.3804 | 0 | 0 | 1281.5459 | 0.015123 | 18 | Commercial_2030_SC B_MW_Before Competition Groups_18 | Variable Frequency Drive (VFD) | 1.512% | 0 | 19.3804 | Commercial_2030_SC B_MW_Before Competition Groups_Variable Frequency Drive (VFD)
Commercial | Com ¦ Centrally controlled desktop PC/NETWORK PC POWER MANAGEMENT SOFTWARE | 2030 | SC B | MW | Before Competition Groups | 18.5868 | 0 | 0 | 1281.5459 | 0.014503 | 19 | Commercial_2030_SC B_MW_Before Competition Groups_19 | Centrally controlled desktop PC/NETWORK PC POWER MANAGEMENT SOFTWARE | 1.45% | 0 | 18.5868 | Commercial_2030_SC B_MW_Before Competition Groups_Centrally controlled desktop PC/NETWORK PC POWER MANAGEMENT SOFTWARE
Commercial | Com ¦ VFD on Pumps | 2030 | SC B | MW | Before Competition Groups | 18.1191 | 0 | 0 | 1281.5459 | 0.014138 | 20 | Commercial_2030_SC B_MW_Before Competition Groups_20 | VFD on Pumps | 1.414% | 0 | 18.1191 | Commercial_2030_SC B_MW_Before Competition Groups_VFD on Pumps
Commercial | Com ¦ Air Handler with Dedicated Outdoor Air Systems | 2030 | SC B | MW | Before Competition Groups | 14.6945 | 0 | 0 | 1281.5459 | 0.011466 | 21 | Commercial_2030_SC B_MW_Before Competition Groups_21 | Air Handler with Dedicated Outdoor Air Systems | 1.147% | 0 | 14.6945 | Commercial_2030_SC B_MW_Before Competition Groups_Air Handler with Dedicated Outdoor Air Systems
Commercial | Com ¦ Chilled Water Optimization | 2030 | SC B | MW | Before Competition Groups | 14.2246 | 0 | 0 | 1281.5459 | 0.0111 | 22 | Commercial_2030_SC B_MW_Before Competition Groups_22 | Chilled Water Optimization | 1.11% | 0 | 14.2246 | Commercial_2030_SC B_MW_Before Competition Groups_Chilled Water Optimization
Commercial | Com ¦ ENERGY STAR LED LAMPS (General Service Lamps) | 2030 | SC B | MW | Before Competition Groups | 14.1066 | 0 | 0 | 1281.5459 | 0.011008 | 23 | Commercial_2030_SC B_MW_Before Competition Groups_23 | ENERGY STAR LED LAMPS (General Service Lamps) | 1.101% | 0 | 14.1066 | Commercial_2030_SC B_MW_Before Competition Groups_ENERGY STAR LED LAMPS (General Service Lamps)
Commercial | Com ¦ Refrigerated Display Case LED | 2030 | SC B | MW | Before Competition Groups | 13.1093 | 0 | 0 | 1281.5459 | 0.010229 | 24 | Commercial_2030_SC B_MW_Before Competition Groups_24 | Refrigerated Display Case LED | 1.023% | 0 | 13.1093 | Commercial_2030_SC B_MW_Before Competition Groups_Refrigerated Display Case LED
Commercial | Com ¦ ECM MOTORS FOR EVAPORATOR FANS for refrigeration (WALK-IN) | 2030 | SC B | MW | Before Competition Groups | 10.0068 | 0 | 0 | 1281.5459 | 0.0078084 | 25 | Commercial_2030_SC B_MW_Before Competition Groups_25 | ECM MOTORS FOR EVAPORATOR FANS for refrigeration (WALK-IN) | 0.7808% | 0 | 10.0068 | Commercial_2030_SC B_MW_Before Competition Groups_ECM MOTORS FOR EVAPORATOR FANS for refrigeration (WALK-IN)
Commercial | Com ¦ Door Gasket Freezer/Refrigerator | 2030 | SC B | MW | Before Competition Groups | 8.7652 | 0 | 0 | 1281.5459 | 0.0068396 | 26 | Commercial_2030_SC B_MW_Before Competition Groups_26 | Door Gasket Freezer/Refrigerator | 0.684% | 0 | 8.7652 | Commercial_2030_SC B_MW_Before Competition Groups_Door Gasket Freezer/Refrigerator
Commercial | Com ¦ Freezer Case Light Sensor | 2030 | SC B | MW | Before Competition Groups | 8.6452 | 0 | 0 | 1281.5459 | 0.0067459 | 27 | Commercial_2030_SC B_MW_Before Competition Groups_27 | Freezer Case Light Sensor | 0.6746% | 0 | 8.6452 | Commercial_2030_SC B_MW_Before Competition Groups_Freezer Case Light Sensor
Commercial | Com ¦ Evaporator Fan Controls | 2030 | SC B | MW | Before Competition Groups | 8.4227 | 0 | 0 | 1281.5459 | 0.0065723 | 28 | Commercial_2030_SC B_MW_Before Competition Groups_28 | Evaporator Fan Controls | 0.6572% | 0 | 8.4227 | Commercial_2030_SC B_MW_Before Competition Groups_Evaporator Fan Controls
Commercial | Com ¦ Demand Control Kitchen Ventilation | 2030 | SC B | MW | Before Competition Groups | 7.487 | 0 | 0 | 1281.5459 | 0.0058422 | 29 | Commercial_2030_SC B_MW_Before Competition Groups_29 | Demand Control Kitchen Ventilation | 0.5842% | 0 | 7.487 | Commercial_2030_SC B_MW_Before Competition Groups_Demand Control Kitchen Ventilation
Commercial | Com ¦ LED EXTERIOR AREA LIGHTS - LED fixture (200W) | 2030 | SC B | MW | Before Competition Groups | 5.9813 | 0 | 0 | 1281.5459 | 0.0046672 | 30 | Commercial_2030_SC B_MW_Before Competition Groups_30 | LED EXTERIOR AREA LIGHTS - LED fixture (200W) | 0.4667% | 0 | 5.9813 | Commercial_2030_SC B_MW_Before Competition Groups_LED EXTERIOR AREA LIGHTS - LED fixture (200W)
Commercial | Com ¦ LED parking lot fixture | 2030 | SC B | MW | Before Competition Groups | 5.7601 | 0 | 0 | 1281.5459 | 0.0044946 | 31 | Commercial_2030_SC B_MW_Before Competition Groups_31 | LED parking lot fixture | 0.4495% | 0 | 5.7601 | Commercial_2030_SC B_MW_Before Competition Groups_LED parking lot fixture
Commercial | Com ¦ Duct Insulation, R8 | 2030 | SC B | MW | Before Competition Groups | 5.1104 | 0 | 0 | 1281.5459 | 0.0039877 | 32 | Commercial_2030_SC B_MW_Before Competition Groups_32 | Duct Insulation, R8 | 0.3988% | 0 | 5.1104 | Commercial_2030_SC B_MW_Before Competition Groups_Duct Insulation, R8
Commercial | Com ¦ Water Source Heat Pump (4 ton) | 2030 | SC B | MW | Before Competition Groups | 4.5162 | 0 | 0 | 1281.5459 | 0.003524 | 33 | Commercial_2030_SC B_MW_Before Competition Groups_33 | Water Source Heat Pump (4 ton) | 0.3524% | 0 | 4.5162 | Commercial_2030_SC B_MW_Before Competition Groups_Water Source Heat Pump (4 ton)
Commercial | Com ¦ ENERGY STAR Griddle (74% eff) | 2030 | SC B | MW | Before Competition Groups | 3.9103 | 0 | 0 | 1281.5459 | 0.0030512 | 34 | Commercial_2030_SC B_MW_Before Competition Groups_34 | ENERGY STAR Griddle (74% eff) | 0.3051% | 0 | 3.9103 | Commercial_2030_SC B_MW_Before Competition Groups_ENERGY STAR Griddle (74% eff)
Commercial | Com ¦ LED street light fixture | 2030 | SC B | MW | Before Competition Groups | 3.5767 | 0 | 0 | 1281.5459 | 0.0027909 | 35 | Commercial_2030_SC B_MW_Before Competition Groups_35 | LED street light fixture | 0.2791% | 0 | 3.5767 | Commercial_2030_SC B_MW_Before Competition Groups_LED street light fixture
Commercial | Com ¦ BEVERAGE VENDING MACHINE CONTROLS | 2030 | SC B | MW | Before Competition Groups | 3.3567 | 0 | 0 | 1281.5459 | 0.0026193 | 36 | Commercial_2030_SC B_MW_Before Competition Groups_36 | BEVERAGE VENDING MACHINE CONTROLS | 0.2619% | 0 | 3.3567 | Commercial_2030_SC B_MW_Before Competition Groups_BEVERAGE VENDING MACHINE CONTROLS
Commercial | Com ¦ Temperature Adjustment in Commercial Freezers | 2030 | SC B | MW | Before Competition Groups | 3.0808 | 0 | 0 | 1281.5459 | 0.002404 | 37 | Commercial_2030_SC B_MW_Before Competition Groups_37 | Temperature Adjustment in Commercial Freezers | 0.2404% | 0 | 3.0808 | Commercial_2030_SC B_MW_Before Competition Groups_Temperature Adjustment in Commercial Freezers
Commercial | Com ¦ Occupancy Sensors | 2030 | SC B | MW | Before Competition Groups | 3.0475 | 0 | 0 | 1281.5459 | 0.002378 | 38 | Commercial_2030_SC B_MW_Before Competition Groups_38 | Occupancy Sensors | 0.2378% | 0 | 3.0475 | Commercial_2030_SC B_MW_Before Competition Groups_Occupancy Sensors
Commercial | Com ¦ Elec Storage WH 2.30 Et | 2030 | SC B | MW | Before Competition Groups | 3.0055 | 0 | 0 | 1281.5459 | 0.0023452 | 39 | Commercial_2030_SC B_MW_Before Competition Groups_39 | Elec Storage WH 2.30 Et | 0.2345% | 0 | 3.0055 | Commercial_2030_SC B_MW_Before Competition Groups_Elec Storage WH 2.30 Et
Commercial | Com ¦ Vertical Night Covers | 2030 | SC B | MW | Before Competition Groups | 2.5465 | 0 | 0 | 1281.5459 | 0.001987 | 40 | Commercial_2030_SC B_MW_Before Competition Groups_40 | Vertical Night Covers | 0.1987% | 0 | 2.5465 | Commercial_2030_SC B_MW_Before Competition Groups_Vertical Night Covers
Commercial | Com ¦ CO Sensors for parking garage exhaust fans | 2030 | SC B | MW | Before Competition Groups | 2.5299 | 0 | 0 | 1281.5459 | 0.0019741 | 41 | Commercial_2030_SC B_MW_Before Competition Groups_41 | CO Sensors for parking garage exhaust fans | 0.1974% | 0 | 2.5299 | Commercial_2030_SC B_MW_Before Competition Groups_CO Sensors for parking garage exhaust fans
Commercial | Com ¦ Energy Efficient Laboratory Fume Hood | 2030 | SC B | MW | Before Competition Groups | 2.4365 | 0 | 0 | 1281.5459 | 0.0019012 | 42 | Commercial_2030_SC B_MW_Before Competition Groups_42 | Energy Efficient Laboratory Fume Hood | 0.1901% | 0 | 2.4365 | Commercial_2030_SC B_MW_Before Competition Groups_Energy Efficient Laboratory Fume Hood
Commercial | Com ¦ Water Heating (DHW) Pipe Insulation (Add 3/4\ Foam)" | 2030 | SC B | MW | Before Competition Groups | 1.9489 | 0 | 0 | 1281.5459 | 0.0015207 | 43 | Commercial_2030_SC B_MW_Before Competition Groups_43 | Water Heating (DHW) Pipe Insulation (Add 3/4\ Foam)" | 0.1521% | 0 | 1.9489 | Commercial_2030_SC B_MW_Before Competition Groups_Water Heating (DHW) Pipe Insulation (Add 3/4\ Foam)"
Commercial | Com ¦ Outside Air Economizer | 2030 | SC B | MW | Before Competition Groups | 1.6666 | 0 | 0 | 1281.5459 | 0.0013004 | 44 | Commercial_2030_SC B_MW_Before Competition Groups_44 | Outside Air Economizer | 0.13% | 0 | 1.6666 | Commercial_2030_SC B_MW_Before Competition Groups_Outside Air Economizer
Commercial | Com ¦ Suction Pipe Insulation Freezer/Refrigerator | 2030 | SC B | MW | Before Competition Groups | 1.3245 | 0 | 0 | 1281.5459 | 0.0010335 | 45 | Commercial_2030_SC B_MW_Before Competition Groups_45 | Suction Pipe Insulation Freezer/Refrigerator | 0.1034% | 0 | 1.3245 | Commercial_2030_SC B_MW_Before Competition Groups_Suction Pipe Insulation Freezer/Refrigerator
Commercial | Com ¦ ENERGY STAR Fryer (84% eff) | 2030 | SC B | MW | Before Competition Groups | 1.1554 | 0 | 0 | 1281.5459 | 0.00090153 | 46 | Commercial_2030_SC B_MW_Before Competition Groups_46 | ENERGY STAR Fryer (84% eff) | 0.09015% | 0 | 1.1554 | Commercial_2030_SC B_MW_Before Competition Groups_ENERGY STAR Fryer (84% eff)
Commercial | Com ¦ ENERGY STAR Steam Cookers | 2030 | SC B | MW | Before Competition Groups | 0.74115 | 0 | 0 | 1281.5459 | 0.00057832 | 47 | Commercial_2030_SC B_MW_Before Competition Groups_47 | ENERGY STAR Steam Cookers | 0.05783% | 0 | 0.74115 | Commercial_2030_SC B_MW_Before Competition Groups_ENERGY STAR Steam Cookers
Commercial | Com ¦ Thermostat Setback | 2030 | SC B | MW | Before Competition Groups | 0.64037 | 0 | 0 | 1281.5459 | 0.00049968 | 48 | Commercial_2030_SC B_MW_Before Competition Groups_48 | Thermostat Setback | 0.04997% | 0 | 0.64037 | Commercial_2030_SC B_MW_Before Competition Groups_Thermostat Setback
Commercial | Com ¦ Ozone Laundry Treatment | 2030 | SC B | MW | Before Competition Groups | 0.62746 | 0 | 0 | 1281.5459 | 0.00048961 | 49 | Commercial_2030_SC B_MW_Before Competition Groups_49 | Ozone Laundry Treatment | 0.04896% | 0 | 0.62746 | Commercial_2030_SC B_MW_Before Competition Groups_Ozone Laundry Treatment
Commercial | Com ¦ ENERGY STAR Dishwasher | 2030 | SC B | MW | Before Competition Groups | 0.59857 | 0 | 0 | 1281.5459 | 0.00046707 | 50 | Commercial_2030_SC B_MW_Before Competition Groups_50 | ENERGY STAR Dishwasher | 0.04671% | 0 | 0.59857 | Commercial_2030_SC B_MW_Before Competition Groups_ENERGY STAR Dishwasher
Commercial | Com ¦ Condensing Make Up Air Unit | 2030 | SC B | MW | Before Competition Groups | 0.55517 | 0 | 0 | 1281.5459 | 0.0004332 | 51 | Commercial_2030_SC B_MW_Before Competition Groups_51 | Condensing Make Up Air Unit | 0.04332% | 0 | 0.55517 | Commercial_2030_SC B_MW_Before Competition Groups_Condensing Make Up Air Unit
Commercial | Com ¦ PTAC (12 EER/10,000 BTU) | 2030 | SC B | MW | Before Competition Groups | 0.26276 | 0 | 0 | 1281.5459 | 0.00020503 | 52 | Commercial_2030_SC B_MW_Before Competition Groups_52 | PTAC (12 EER/10,000 BTU) | 0.0205% | 0 | 0.26276 | Commercial_2030_SC B_MW_Before Competition Groups_PTAC (12 EER/10,000 BTU)
Commercial | Com ¦ ECM MOTORS FOR HVAC APPLICATION (FAN-POWERED VAV BOX) | 2030 | SC B | MW | Before Competition Groups | 0.25955 | 0 | 0 | 1281.5459 | 0.00020253 | 53 | Commercial_2030_SC B_MW_Before Competition Groups_53 | ECM MOTORS FOR HVAC APPLICATION (FAN-POWERED VAV BOX) | 0.02025% | 0 | 0.25955 | Commercial_2030_SC B_MW_Before Competition Groups_ECM MOTORS FOR HVAC APPLICATION (FAN-POWERED VAV BOX)
Commercial | COM ¦ Ductless Mini-Split Heat Pumps | 2030 | SC B | MW | Before Competition Groups | 0.20074 | 0 | 0 | 1281.5459 | 0.00015664 | 54 | Commercial_2030_SC B_MW_Before Competition Groups_54 | Ductless Mini-Split Heat Pumps | 0.01566% | 0 | 0.20074 | Commercial_2030_SC B_MW_Before Competition Groups_Ductless Mini-Split Heat Pumps
Commercial | Com ¦ Solar Water Preheat (Pools/DHW) | 2030 | SC B | MW | Before Competition Groups | 0.15382 | 0 | 0 | 1281.5459 | 0.00012003 | 55 | Commercial_2030_SC B_MW_Before Competition Groups_55 | Solar Water Preheat (Pools/DHW) | 0.012% | 0 | 0.15382 | Commercial_2030_SC B_MW_Before Competition Groups_Solar Water Preheat (Pools/DHW)
Commercial | Com ¦ Auto Off Time Switch or Time Clock control | 2030 | SC B | MW | Before Competition Groups | 0.14645 | 0 | 0 | 1281.5459 | 0.00011427 | 56 | Commercial_2030_SC B_MW_Before Competition Groups_56 | Auto Off Time Switch or Time Clock control | 0.01143% | 0 | 0.14645 | Commercial_2030_SC B_MW_Before Competition Groups_Auto Off Time Switch or Time Clock control
Commercial | Com ¦ Notched V belts for HVAC Systems | 2030 | SC B | MW | Before Competition Groups | 0.13383 | 0 | 0 | 1281.5459 | 0.00010443 | 57 | Commercial_2030_SC B_MW_Before Competition Groups_57 | Notched V belts for HVAC Systems | 0.01044% | 0 | 0.13383 | Commercial_2030_SC B_MW_Before Competition Groups_Notched V belts for HVAC Systems
Commercial | Com ¦ Demand controlled Circulating Systems | 2030 | SC B | MW | Before Competition Groups | 0.12852 | 0 | 0 | 1281.5459 | 0.00010029 | 58 | Commercial_2030_SC B_MW_Before Competition Groups_58 | Demand controlled Circulating Systems | 0.01003% | 0 | 0.12852 | Commercial_2030_SC B_MW_Before Competition Groups_Demand controlled Circulating Systems
Commercial | Com ¦ CEE Tier 2/Energy Star Clothes Washers | 2030 | SC B | MW | Before Competition Groups | 0.12377 | 0 | 0 | 1281.5459 | 9.6576e-05 | 59 | Commercial_2030_SC B_MW_Before Competition Groups_59 | CEE Tier 2/Energy Star Clothes Washers | 0.009658% | 0 | 0.12377 | Commercial_2030_SC B_MW_Before Competition Groups_CEE Tier 2/Energy Star Clothes Washers
Commercial | Com ¦ HVAC Optimization | 2030 | SC B | MW | Before Competition Groups | 0.084128 | 0 | 0 | 1281.5459 | 6.5646e-05 | 60 | Commercial_2030_SC B_MW_Before Competition Groups_60 | HVAC Optimization | 0.006565% | 0 | 0.084128 | Commercial_2030_SC B_MW_Before Competition Groups_HVAC Optimization
Commercial | Com ¦ Low Flow Pre-Rinse Spray Nozzle | 2030 | SC B | MW | Before Competition Groups | 0.072867 | 0 | 0 | 1281.5459 | 5.6859e-05 | 61 | Commercial_2030_SC B_MW_Before Competition Groups_61 | Low Flow Pre-Rinse Spray Nozzle | 0.005686% | 0 | 0.072867 | Commercial_2030_SC B_MW_Before Competition Groups_Low Flow Pre-Rinse Spray Nozzle
Commercial | Com ¦ Commercial Hot Food Holding Cabinets | 2030 | SC B | MW | Before Competition Groups | 0.05727 | 0 | 0 | 1281.5459 | 4.4689e-05 | 62 | Commercial_2030_SC B_MW_Before Competition Groups_62 | Commercial Hot Food Holding Cabinets | 0.004469% | 0 | 0.05727 | Commercial_2030_SC B_MW_Before Competition Groups_Commercial Hot Food Holding Cabinets
Commercial | Com ¦ High Efficiency Small Instantaneous Water Heater | 2030 | SC B | MW | Before Competition Groups | 0.052049 | 0 | 0 | 1281.5459 | 4.0614e-05 | 63 | Commercial_2030_SC B_MW_Before Competition Groups_63 | High Efficiency Small Instantaneous Water Heater | 0.004061% | 0 | 0.052049 | Commercial_2030_SC B_MW_Before Competition Groups_High Efficiency Small Instantaneous Water Heater
Commercial | Com ¦ Wall Insulation | 2030 | SC B | MW | Before Competition Groups | 0.046646 | 0 | 0 | 1281.5459 | 3.6398e-05 | 64 | Commercial_2030_SC B_MW_Before Competition Groups_64 | Wall Insulation | 0.00364% | 0 | 0.046646 | Commercial_2030_SC B_MW_Before Competition Groups_Wall Insulation
Commercial | Com ¦ Condensing Unit Heaters or other Efficient Unit Heating System | 2030 | SC B | MW | Before Competition Groups | 0.043691 | 0 | 0 | 1281.5459 | 3.4092e-05 | 65 | Commercial_2030_SC B_MW_Before Competition Groups_65 | Condensing Unit Heaters or other Efficient Unit Heating System | 0.003409% | 0 | 0.043691 | Commercial_2030_SC B_MW_Before Competition Groups_Condensing Unit Heaters or other Efficient Unit Heating System
Commercial | Com ¦ Room AC (w/ louvered sides) 14 SEER from 12 SEER code | 2030 | SC B | MW | Before Competition Groups | 0.038664 | 0 | 0 | 1281.5459 | 3.017e-05 | 66 | Commercial_2030_SC B_MW_Before Competition Groups_66 | Room AC (w/ louvered sides) 14 SEER from 12 SEER code | 0.003017% | 0 | 0.038664 | Commercial_2030_SC B_MW_Before Competition Groups_Room AC (w/ louvered sides) 14 SEER from 12 SEER code
Commercial | Com ¦ High Efficiency Chiller (avg of water and air cooled) | 2030 | SC B | MW | Before Competition Groups | 0.025473 | 0 | 0 | 1281.5459 | 1.9877e-05 | 67 | Commercial_2030_SC B_MW_Before Competition Groups_67 | High Efficiency Chiller (avg of water and air cooled) | 0.001988% | 0 | 0.025473 | Commercial_2030_SC B_MW_Before Competition Groups_High Efficiency Chiller (avg of water and air cooled)
Commercial | Com ¦ Energy Recovery Ventilation and Ventilation (Enhanced) | 2030 | SC B | MW | Before Competition Groups | 0.024373 | 0 | 0 | 1281.5459 | 1.9018e-05 | 68 | Commercial_2030_SC B_MW_Before Competition Groups_68 | Energy Recovery Ventilation and Ventilation (Enhanced) | 0.001902% | 0 | 0.024373 | Commercial_2030_SC B_MW_Before Competition Groups_Energy Recovery Ventilation and Ventilation (Enhanced)
Commercial | Com ¦ LED RECESSED DOWNLIGHTS | 2030 | SC B | MW | Before Competition Groups | 0.022355 | 0 | 0 | 1281.5459 | 1.7444e-05 | 69 | Commercial_2030_SC B_MW_Before Competition Groups_69 | LED RECESSED DOWNLIGHTS | 0.001744% | 0 | 0.022355 | Commercial_2030_SC B_MW_Before Competition Groups_LED RECESSED DOWNLIGHTS
Commercial | Com ¦ VSD Air Compressor | 2030 | SC B | MW | Before Competition Groups | 0.019736 | 0 | 0 | 1281.5459 | 1.54e-05 | 70 | Commercial_2030_SC B_MW_Before Competition Groups_70 | VSD Air Compressor | 0.00154% | 0 | 0.019736 | Commercial_2030_SC B_MW_Before Competition Groups_VSD Air Compressor
Commercial | Com ¦ Efficient compressor motor | 2030 | SC B | MW | Before Competition Groups | 0.016623 | 0 | 0 | 1281.5459 | 1.2971e-05 | 71 | Commercial_2030_SC B_MW_Before Competition Groups_71 | Efficient compressor motor | 0.001297% | 0 | 0.016623 | Commercial_2030_SC B_MW_Before Competition Groups_Efficient compressor motor
Commercial | Com ¦ Air Curtains | 2030 | SC B | MW | Before Competition Groups | 0.0056844 | 0 | 0 | 1281.5459 | 4.4356e-06 | 72 | Commercial_2030_SC B_MW_Before Competition Groups_72 | Air Curtains | 0.0004436% | 0 | 0.0056844 | Commercial_2030_SC B_MW_Before Competition Groups_Air Curtains
Commercial | Com ¦ EC Plug Fan for Data Center (under cabinet) | 2030 | SC B | MW | Before Competition Groups | 0.00364 | 0 | 0 | 1281.5459 | 2.8403e-06 | 73 | Commercial_2030_SC B_MW_Before Competition Groups_73 | EC Plug Fan for Data Center (under cabinet) | 0.000284% | 0 | 0.00364 | Commercial_2030_SC B_MW_Before Competition Groups_EC Plug Fan for Data Center (under cabinet)
Commercial | Com ¦ Electric Convection Combination Ovens | 2030 | SC B | MW | Before Competition Groups | 0.00029081 | 0 | 0 | 1281.5459 | 2.2692e-07 | 74 | Commercial_2030_SC B_MW_Before Competition Groups_74 | Electric Convection Combination Ovens | 2.269e-05% | 0 | 0.00029081 | Commercial_2030_SC B_MW_Before Competition Groups_Electric Convection Combination Ovens
Commercial | Com ¦ LLLC - Low Impact Application | 2030 | SC B | MW | Before Competition Groups | 3.9841e-19 | 0 | 0 | 1281.5459 | 3.1088e-22 | 75 | Commercial_2030_SC B_MW_Before Competition Groups_75 | LLLC - Low Impact Application | 3.109e-20% | 0 | 3.9841e-19 | Commercial_2030_SC B_MW_Before Competition Groups_LLLC - Low Impact Application
Commercial | Com ¦ LLLC - High Impact Application | 2030 | SC B | MW | Before Competition Groups | 1.3766e-19 | 0 | 0 | 1281.5459 | 1.0742e-22 | 76 | Commercial_2030_SC B_MW_Before Competition Groups_76 | LLLC - High Impact Application | 1.074e-20% | 0 | 1.3766e-19 | Commercial_2030_SC B_MW_Before Competition Groups_LLLC - High Impact Application
Commercial | Com ¦ Networked/Connected - High Impact Application | 2030 | SC B | MW | Before Competition Groups | 1.476e-21 | 0 | 0 | 1281.5459 | 1.1518e-24 | 77 | Commercial_2030_SC B_MW_Before Competition Groups_77 | Networked/Connected - High Impact Application | 1.152e-22% | 0 | 1.476e-21 | Commercial_2030_SC B_MW_Before Competition Groups_Networked/Connected - High Impact Application
Commercial | Com ¦ Networked/Connected - Low Impact Application | 2030 | SC B | MW | Before Competition Groups | 8.3325e-22 | 0 | 0 | 1281.5459 | 6.5019e-25 | 78 | Commercial_2030_SC B_MW_Before Competition Groups_78 | Networked/Connected - Low Impact Application | 6.502e-23% | 0 | 8.3325e-22 | Commercial_2030_SC B_MW_Before Competition Groups_Networked/Connected - Low Impact Application
Commercial | Com ¦ Indoor Daylight Sensors/Photocell Dimming Control | 2030 | SC B | MW | Before Competition Groups | 0 | 0 | 0 | 1281.5459 | 0 | 79 | Commercial_2030_SC B_MW_Before Competition Groups_79 | Indoor Daylight Sensors/Photocell Dimming Control | 0% | 0 | 0 | Commercial_2030_SC B_MW_Before Competition Groups_Indoor Daylight Sensors/Photocell Dimming Control
Commercial | Com ¦ Variable Refrigerant Flow Heat Pump | 2030 | SC B | MW | Before Competition Groups | 0 | 0 | 0 | 1281.5459 | 0 | 80 | Commercial_2030_SC B_MW_Before Competition Groups_80 | Variable Refrigerant Flow Heat Pump | 0% | 0 | 0 | Commercial_2030_SC B_MW_Before Competition Groups_Variable Refrigerant Flow Heat Pump
Commercial | Com ¦ LED Low/High Bay | 2030 | SC C | MW | Before Competition Groups | 135.2151 | 0 | 0 | 925.575 | 0.14609 | 1 | Commercial_2030_SC C_MW_Before Competition Groups_1 | LED Low/High Bay | 14.61% | 0 | 135.2151 | Commercial_2030_SC C_MW_Before Competition Groups_LED Low/High Bay
Commercial | Com ¦ LED Troffer/Surface/Suspended | 2030 | SC C | MW | Before Competition Groups | 113.8729 | 0 | 0 | 925.575 | 0.12303 | 2 | Commercial_2030_SC C_MW_Before Competition Groups_2 | LED Troffer/Surface/Suspended | 12.3% | 0 | 113.8729 | Commercial_2030_SC C_MW_Before Competition Groups_LED Troffer/Surface/Suspended
Commercial | Com ¦ ENERGY STAR LED LAMPS (REFLECTOR LAMPs/MR16/PAR 16) | 2030 | SC C | MW | Before Competition Groups | 113.3934 | 0 | 0 | 925.575 | 0.12251 | 3 | Commercial_2030_SC C_MW_Before Competition Groups_3 | ENERGY STAR LED LAMPS (REFLECTOR LAMPs/MR16/PAR 16) | 12.25% | 0 | 113.3934 | Commercial_2030_SC C_MW_Before Competition Groups_ENERGY STAR LED LAMPS (REFLECTOR LAMPs/MR16/PAR 16)
Commercial | Com ¦ LED Replacement Lamp (Tube) | 2030 | SC C | MW | Before Competition Groups | 64.0944 | 0 | 0 | 925.575 | 0.069248 | 4 | Commercial_2030_SC C_MW_Before Competition Groups_4 | LED Replacement Lamp (Tube) | 6.925% | 0 | 64.0944 | Commercial_2030_SC C_MW_Before Competition Groups_LED Replacement Lamp (Tube)
Commercial | Com ¦ High Efficiency Air Source Heat Pump | 2030 | SC C | MW | Before Competition Groups | 56.1503 | 0 | 0 | 925.575 | 0.060665 | 5 | Commercial_2030_SC C_MW_Before Competition Groups_5 | High Efficiency Air Source Heat Pump | 6.067% | 0 | 56.1503 | Commercial_2030_SC C_MW_Before Competition Groups_High Efficiency Air Source Heat Pump
Commercial | Com ¦ Building Recommissioning, Operations and Maintenance (O&M) Improvements | 2030 | SC C | MW | Before Competition Groups | 50.2135 | 0 | 0 | 925.575 | 0.054251 | 6 | Commercial_2030_SC C_MW_Before Competition Groups_6 | Building Recommissioning, Operations and Maintenance (O&M) Improvements | 5.425% | 0 | 50.2135 | Commercial_2030_SC C_MW_Before Competition Groups_Building Recommissioning, Operations and Maintenance (O&M) Improvements
Commercial | Com ¦ Unitary Air-Conditioning Unit | 2030 | SC C | MW | Before Competition Groups | 36.9622 | 0 | 0 | 925.575 | 0.039934 | 7 | Commercial_2030_SC C_MW_Before Competition Groups_7 | Unitary Air-Conditioning Unit | 3.993% | 0 | 36.9622 | Commercial_2030_SC C_MW_Before Competition Groups_Unitary Air-Conditioning Unit
Commercial | Com ¦ Education and Capacity Building/Energy Behavior | 2030 | SC C | MW | Before Competition Groups | 34.954 | 0 | 0 | 925.575 | 0.037765 | 8 | Commercial_2030_SC C_MW_Before Competition Groups_8 | Education and Capacity Building/Energy Behavior | 3.776% | 0 | 34.954 | Commercial_2030_SC C_MW_Before Competition Groups_Education and Capacity Building/Energy Behavior
Commercial | Com ¦ Advanced BAS/Controllers | 2030 | SC C | MW | Before Competition Groups | 28.2605 | 0 | 0 | 925.575 | 0.030533 | 9 | Commercial_2030_SC C_MW_Before Competition Groups_9 | Advanced BAS/Controllers | 3.053% | 0 | 28.2605 | Commercial_2030_SC C_MW_Before Competition Groups_Advanced BAS/Controllers
Commercial | Com ¦ Data Center Storage/Server Virtualization | 2030 | SC C | MW | Before Competition Groups | 24.0426 | 0 | 0 | 925.575 | 0.025976 | 10 | Commercial_2030_SC C_MW_Before Competition Groups_10 | Data Center Storage/Server Virtualization | 2.598% | 0 | 24.0426 | Commercial_2030_SC C_MW_Before Competition Groups_Data Center Storage/Server Virtualization
Commercial | Com ¦ LED or Equivalent Sign Lighting | 2030 | SC C | MW | Before Competition Groups | 23.4884 | 0 | 0 | 925.575 | 0.025377 | 11 | Commercial_2030_SC C_MW_Before Competition Groups_11 | LED or Equivalent Sign Lighting | 2.538% | 0 | 23.4884 | Commercial_2030_SC C_MW_Before Competition Groups_LED or Equivalent Sign Lighting
Commercial | Com ¦ Reach-in Shaded Pole to ECM/PSC Evaporator Fan Motor | 2030 | SC C | MW | Before Competition Groups | 20.9244 | 0 | 0 | 925.575 | 0.022607 | 12 | Commercial_2030_SC C_MW_Before Competition Groups_12 | Reach-in Shaded Pole to ECM/PSC Evaporator Fan Motor | 2.261% | 0 | 20.9244 | Commercial_2030_SC C_MW_Before Competition Groups_Reach-in Shaded Pole to ECM/PSC Evaporator Fan Motor
Commercial | Com ¦ Adaptive Thermostats | 2030 | SC C | MW | Before Competition Groups | 20.4303 | 0 | 0 | 925.575 | 0.022073 | 13 | Commercial_2030_SC C_MW_Before Competition Groups_13 | Adaptive Thermostats | 2.207% | 0 | 20.4303 | Commercial_2030_SC C_MW_Before Competition Groups_Adaptive Thermostats
Commercial | Com ¦ Refrigerated Display Case Doors | 2030 | SC C | MW | Before Competition Groups | 20.4223 | 0 | 0 | 925.575 | 0.022064 | 14 | Commercial_2030_SC C_MW_Before Competition Groups_14 | Refrigerated Display Case Doors | 2.206% | 0 | 20.4223 | Commercial_2030_SC C_MW_Before Competition Groups_Refrigerated Display Case Doors
Commercial | Com ¦ Strip Curtains | 2030 | SC C | MW | Before Competition Groups | 16.6063 | 0 | 0 | 925.575 | 0.017942 | 15 | Commercial_2030_SC C_MW_Before Competition Groups_15 | Strip Curtains | 1.794% | 0 | 16.6063 | Commercial_2030_SC C_MW_Before Competition Groups_Strip Curtains
Commercial | Com ¦ Chilled Water Optimization | 2030 | SC C | MW | Before Competition Groups | 14.2251 | 0 | 0 | 925.575 | 0.015369 | 16 | Commercial_2030_SC C_MW_Before Competition Groups_16 | Chilled Water Optimization | 1.537% | 0 | 14.2251 | Commercial_2030_SC C_MW_Before Competition Groups_Chilled Water Optimization
Commercial | Com ¦ ENERGY STAR LED LAMPS (General Service Lamps) | 2030 | SC C | MW | Before Competition Groups | 14.1066 | 0 | 0 | 925.575 | 0.015241 | 17 | Commercial_2030_SC C_MW_Before Competition Groups_17 | ENERGY STAR LED LAMPS (General Service Lamps) | 1.524% | 0 | 14.1066 | Commercial_2030_SC C_MW_Before Competition Groups_ENERGY STAR LED LAMPS (General Service Lamps)
Commercial | Com ¦ Furnace Tune-Up | 2030 | SC C | MW | Before Competition Groups | 14.0757 | 0 | 0 | 925.575 | 0.015208 | 18 | Commercial_2030_SC C_MW_Before Competition Groups_18 | Furnace Tune-Up | 1.521% | 0 | 14.0757 | Commercial_2030_SC C_MW_Before Competition Groups_Furnace Tune-Up
Commercial | Com ¦ Demand Control Ventilation | 2030 | SC C | MW | Before Competition Groups | 12.1894 | 0 | 0 | 925.575 | 0.01317 | 19 | Commercial_2030_SC C_MW_Before Competition Groups_19 | Demand Control Ventilation | 1.317% | 0 | 12.1894 | Commercial_2030_SC C_MW_Before Competition Groups_Demand Control Ventilation
Commercial | Com ¦ Centrally controlled desktop PC/NETWORK PC POWER MANAGEMENT SOFTWARE | 2030 | SC C | MW | Before Competition Groups | 11.5969 | 0 | 0 | 925.575 | 0.012529 | 20 | Commercial_2030_SC C_MW_Before Competition Groups_20 | Centrally controlled desktop PC/NETWORK PC POWER MANAGEMENT SOFTWARE | 1.253% | 0 | 11.5969 | Commercial_2030_SC C_MW_Before Competition Groups_Centrally controlled desktop PC/NETWORK PC POWER MANAGEMENT SOFTWARE
Commercial | Com ¦ Variable Frequency Drive (VFD) | 2030 | SC C | MW | Before Competition Groups | 9.919 | 0 | 0 | 925.575 | 0.010717 | 21 | Commercial_2030_SC C_MW_Before Competition Groups_21 | Variable Frequency Drive (VFD) | 1.072% | 0 | 9.919 | Commercial_2030_SC C_MW_Before Competition Groups_Variable Frequency Drive (VFD)
Commercial | Com ¦ VFD on Pumps | 2030 | SC C | MW | Before Competition Groups | 9.2623 | 0 | 0 | 925.575 | 0.010007 | 22 | Commercial_2030_SC C_MW_Before Competition Groups_22 | VFD on Pumps | 1.001% | 0 | 9.2623 | Commercial_2030_SC C_MW_Before Competition Groups_VFD on Pumps
Commercial | Com ¦ Refrigerated Display Case LED | 2030 | SC C | MW | Before Competition Groups | 8.6071 | 0 | 0 | 925.575 | 0.0092992 | 23 | Commercial_2030_SC C_MW_Before Competition Groups_23 | Refrigerated Display Case LED | 0.9299% | 0 | 8.6071 | Commercial_2030_SC C_MW_Before Competition Groups_Refrigerated Display Case LED
Commercial | Com ¦ LED EXTERIOR AREA LIGHTS - LED fixture (200W) | 2030 | SC C | MW | Before Competition Groups | 5.9693 | 0 | 0 | 925.575 | 0.0064493 | 24 | Commercial_2030_SC C_MW_Before Competition Groups_24 | LED EXTERIOR AREA LIGHTS - LED fixture (200W) | 0.6449% | 0 | 5.9693 | Commercial_2030_SC C_MW_Before Competition Groups_LED EXTERIOR AREA LIGHTS - LED fixture (200W)
Commercial | Com ¦ LED parking lot fixture | 2030 | SC C | MW | Before Competition Groups | 5.7601 | 0 | 0 | 925.575 | 0.0062233 | 25 | Commercial_2030_SC C_MW_Before Competition Groups_25 | LED parking lot fixture | 0.6223% | 0 | 5.7601 | Commercial_2030_SC C_MW_Before Competition Groups_LED parking lot fixture
Commercial | Com ¦ Air Handler with Dedicated Outdoor Air Systems | 2030 | SC C | MW | Before Competition Groups | 5.4751 | 0 | 0 | 925.575 | 0.0059153 | 26 | Commercial_2030_SC C_MW_Before Competition Groups_26 | Air Handler with Dedicated Outdoor Air Systems | 0.5915% | 0 | 5.4751 | Commercial_2030_SC C_MW_Before Competition Groups_Air Handler with Dedicated Outdoor Air Systems
Commercial | Com ¦ ECM MOTORS FOR EVAPORATOR FANS for refrigeration (WALK-IN) | 2030 | SC C | MW | Before Competition Groups | 5.0763 | 0 | 0 | 925.575 | 0.0054845 | 27 | Commercial_2030_SC C_MW_Before Competition Groups_27 | ECM MOTORS FOR EVAPORATOR FANS for refrigeration (WALK-IN) | 0.5484% | 0 | 5.0763 | Commercial_2030_SC C_MW_Before Competition Groups_ECM MOTORS FOR EVAPORATOR FANS for refrigeration (WALK-IN)
Commercial | Com ¦ Door Gasket Freezer/Refrigerator | 2030 | SC C | MW | Before Competition Groups | 4.503 | 0 | 0 | 925.575 | 0.0048651 | 28 | Commercial_2030_SC C_MW_Before Competition Groups_28 | Door Gasket Freezer/Refrigerator | 0.4865% | 0 | 4.503 | Commercial_2030_SC C_MW_Before Competition Groups_Door Gasket Freezer/Refrigerator
Commercial | Com ¦ Freezer Case Light Sensor | 2030 | SC C | MW | Before Competition Groups | 4.3779 | 0 | 0 | 925.575 | 0.0047299 | 29 | Commercial_2030_SC C_MW_Before Competition Groups_29 | Freezer Case Light Sensor | 0.473% | 0 | 4.3779 | Commercial_2030_SC C_MW_Before Competition Groups_Freezer Case Light Sensor
Commercial | Com ¦ Demand Control Kitchen Ventilation | 2030 | SC C | MW | Before Competition Groups | 4.3308 | 0 | 0 | 925.575 | 0.0046791 | 30 | Commercial_2030_SC C_MW_Before Competition Groups_30 | Demand Control Kitchen Ventilation | 0.4679% | 0 | 4.3308 | Commercial_2030_SC C_MW_Before Competition Groups_Demand Control Kitchen Ventilation
Commercial | Com ¦ Evaporator Fan Controls | 2030 | SC C | MW | Before Competition Groups | 4.2651 | 0 | 0 | 925.575 | 0.0046081 | 31 | Commercial_2030_SC C_MW_Before Competition Groups_31 | Evaporator Fan Controls | 0.4608% | 0 | 4.2651 | Commercial_2030_SC C_MW_Before Competition Groups_Evaporator Fan Controls
Commercial | Com ¦ ENERGY STAR Griddle (74% eff) | 2030 | SC C | MW | Before Competition Groups | 3.9103 | 0 | 0 | 925.575 | 0.0042247 | 32 | Commercial_2030_SC C_MW_Before Competition Groups_32 | ENERGY STAR Griddle (74% eff) | 0.4225% | 0 | 3.9103 | Commercial_2030_SC C_MW_Before Competition Groups_ENERGY STAR Griddle (74% eff)
Commercial | Com ¦ LED street light fixture | 2030 | SC C | MW | Before Competition Groups | 3.5767 | 0 | 0 | 925.575 | 0.0038643 | 33 | Commercial_2030_SC C_MW_Before Competition Groups_33 | LED street light fixture | 0.3864% | 0 | 3.5767 | Commercial_2030_SC C_MW_Before Competition Groups_LED street light fixture
Commercial | Com ¦ Occupancy Sensors | 2030 | SC C | MW | Before Competition Groups | 3.0475 | 0 | 0 | 925.575 | 0.0032925 | 34 | Commercial_2030_SC C_MW_Before Competition Groups_34 | Occupancy Sensors | 0.3293% | 0 | 3.0475 | Commercial_2030_SC C_MW_Before Competition Groups_Occupancy Sensors
Commercial | Com ¦ Water Source Heat Pump (4 ton) | 2030 | SC C | MW | Before Competition Groups | 3.022 | 0 | 0 | 925.575 | 0.003265 | 35 | Commercial_2030_SC C_MW_Before Competition Groups_35 | Water Source Heat Pump (4 ton) | 0.3265% | 0 | 3.022 | Commercial_2030_SC C_MW_Before Competition Groups_Water Source Heat Pump (4 ton)
Commercial | Com ¦ Duct Insulation, R8 | 2030 | SC C | MW | Before Competition Groups | 2.6135 | 0 | 0 | 925.575 | 0.0028237 | 36 | Commercial_2030_SC C_MW_Before Competition Groups_36 | Duct Insulation, R8 | 0.2824% | 0 | 2.6135 | Commercial_2030_SC C_MW_Before Competition Groups_Duct Insulation, R8
Commercial | Com ¦ BEVERAGE VENDING MACHINE CONTROLS | 2030 | SC C | MW | Before Competition Groups | 1.691 | 0 | 0 | 925.575 | 0.001827 | 37 | Commercial_2030_SC C_MW_Before Competition Groups_37 | BEVERAGE VENDING MACHINE CONTROLS | 0.1827% | 0 | 1.691 | Commercial_2030_SC C_MW_Before Competition Groups_BEVERAGE VENDING MACHINE CONTROLS
Commercial | Com ¦ Elec Storage WH 2.30 Et | 2030 | SC C | MW | Before Competition Groups | 1.6358 | 0 | 0 | 925.575 | 0.0017673 | 38 | Commercial_2030_SC C_MW_Before Competition Groups_38 | Elec Storage WH 2.30 Et | 0.1767% | 0 | 1.6358 | Commercial_2030_SC C_MW_Before Competition Groups_Elec Storage WH 2.30 Et
Commercial | Com ¦ Temperature Adjustment in Commercial Freezers | 2030 | SC C | MW | Before Competition Groups | 1.561 | 0 | 0 | 925.575 | 0.0016865 | 39 | Commercial_2030_SC C_MW_Before Competition Groups_39 | Temperature Adjustment in Commercial Freezers | 0.1687% | 0 | 1.561 | Commercial_2030_SC C_MW_Before Competition Groups_Temperature Adjustment in Commercial Freezers
Commercial | Com ¦ CO Sensors for parking garage exhaust fans | 2030 | SC C | MW | Before Competition Groups | 1.3696 | 0 | 0 | 925.575 | 0.0014797 | 40 | Commercial_2030_SC C_MW_Before Competition Groups_40 | CO Sensors for parking garage exhaust fans | 0.148% | 0 | 1.3696 | Commercial_2030_SC C_MW_Before Competition Groups_CO Sensors for parking garage exhaust fans
Commercial | Com ¦ Vertical Night Covers | 2030 | SC C | MW | Before Competition Groups | 1.2895 | 0 | 0 | 925.575 | 0.0013932 | 41 | Commercial_2030_SC C_MW_Before Competition Groups_41 | Vertical Night Covers | 0.1393% | 0 | 1.2895 | Commercial_2030_SC C_MW_Before Competition Groups_Vertical Night Covers
Commercial | Com ¦ Energy Efficient Laboratory Fume Hood | 2030 | SC C | MW | Before Competition Groups | 1.2475 | 0 | 0 | 925.575 | 0.0013479 | 42 | Commercial_2030_SC C_MW_Before Competition Groups_42 | Energy Efficient Laboratory Fume Hood | 0.1348% | 0 | 1.2475 | Commercial_2030_SC C_MW_Before Competition Groups_Energy Efficient Laboratory Fume Hood
Commercial | Com ¦ ENERGY STAR Fryer (84% eff) | 2030 | SC C | MW | Before Competition Groups | 1.1554 | 0 | 0 | 925.575 | 0.0012483 | 43 | Commercial_2030_SC C_MW_Before Competition Groups_43 | ENERGY STAR Fryer (84% eff) | 0.1248% | 0 | 1.1554 | Commercial_2030_SC C_MW_Before Competition Groups_ENERGY STAR Fryer (84% eff)
Commercial | Com ¦ Outside Air Economizer | 2030 | SC C | MW | Before Competition Groups | 1.0335 | 0 | 0 | 925.575 | 0.0011167 | 44 | Commercial_2030_SC C_MW_Before Competition Groups_44 | Outside Air Economizer | 0.1117% | 0 | 1.0335 | Commercial_2030_SC C_MW_Before Competition Groups_Outside Air Economizer
Commercial | Com ¦ Water Heating (DHW) Pipe Insulation (Add 3/4\ Foam)" | 2030 | SC C | MW | Before Competition Groups | 0.99032 | 0 | 0 | 925.575 | 0.0010699 | 45 | Commercial_2030_SC C_MW_Before Competition Groups_45 | Water Heating (DHW) Pipe Insulation (Add 3/4\ Foam)" | 0.107% | 0 | 0.99032 | Commercial_2030_SC C_MW_Before Competition Groups_Water Heating (DHW) Pipe Insulation (Add 3/4\ Foam)"
Commercial | Com ¦ ENERGY STAR Steam Cookers | 2030 | SC C | MW | Before Competition Groups | 0.74115 | 0 | 0 | 925.575 | 0.00080075 | 46 | Commercial_2030_SC C_MW_Before Competition Groups_46 | ENERGY STAR Steam Cookers | 0.08007% | 0 | 0.74115 | Commercial_2030_SC C_MW_Before Competition Groups_ENERGY STAR Steam Cookers
Commercial | Com ¦ Suction Pipe Insulation Freezer/Refrigerator | 2030 | SC C | MW | Before Competition Groups | 0.67133 | 0 | 0 | 925.575 | 0.00072531 | 47 | Commercial_2030_SC C_MW_Before Competition Groups_47 | Suction Pipe Insulation Freezer/Refrigerator | 0.07253% | 0 | 0.67133 | Commercial_2030_SC C_MW_Before Competition Groups_Suction Pipe Insulation Freezer/Refrigerator
Commercial | Com ¦ Thermostat Setback | 2030 | SC C | MW | Before Competition Groups | 0.6341 | 0 | 0 | 925.575 | 0.00068509 | 48 | Commercial_2030_SC C_MW_Before Competition Groups_48 | Thermostat Setback | 0.06851% | 0 | 0.6341 | Commercial_2030_SC C_MW_Before Competition Groups_Thermostat Setback
Commercial | Com ¦ ENERGY STAR Dishwasher | 2030 | SC C | MW | Before Competition Groups | 0.55428 | 0 | 0 | 925.575 | 0.00059885 | 49 | Commercial_2030_SC C_MW_Before Competition Groups_49 | ENERGY STAR Dishwasher | 0.05989% | 0 | 0.55428 | Commercial_2030_SC C_MW_Before Competition Groups_ENERGY STAR Dishwasher
Commercial | Com ¦ Condensing Make Up Air Unit | 2030 | SC C | MW | Before Competition Groups | 0.41115 | 0 | 0 | 925.575 | 0.00044421 | 50 | Commercial_2030_SC C_MW_Before Competition Groups_50 | Condensing Make Up Air Unit | 0.04442% | 0 | 0.41115 | Commercial_2030_SC C_MW_Before Competition Groups_Condensing Make Up Air Unit
Commercial | Com ¦ Ozone Laundry Treatment | 2030 | SC C | MW | Before Competition Groups | 0.33447 | 0 | 0 | 925.575 | 0.00036137 | 51 | Commercial_2030_SC C_MW_Before Competition Groups_51 | Ozone Laundry Treatment | 0.03614% | 0 | 0.33447 | Commercial_2030_SC C_MW_Before Competition Groups_Ozone Laundry Treatment
Commercial | Com ¦ ECM MOTORS FOR HVAC APPLICATION (FAN-POWERED VAV BOX) | 2030 | SC C | MW | Before Competition Groups | 0.15187 | 0 | 0 | 925.575 | 0.00016408 | 52 | Commercial_2030_SC C_MW_Before Competition Groups_52 | ECM MOTORS FOR HVAC APPLICATION (FAN-POWERED VAV BOX) | 0.01641% | 0 | 0.15187 | Commercial_2030_SC C_MW_Before Competition Groups_ECM MOTORS FOR HVAC APPLICATION (FAN-POWERED VAV BOX)
Commercial | COM ¦ Ductless Mini-Split Heat Pumps | 2030 | SC C | MW | Before Competition Groups | 0.14675 | 0 | 0 | 925.575 | 0.00015855 | 53 | Commercial_2030_SC C_MW_Before Competition Groups_53 | Ductless Mini-Split Heat Pumps | 0.01586% | 0 | 0.14675 | Commercial_2030_SC C_MW_Before Competition Groups_Ductless Mini-Split Heat Pumps
Commercial | Com ¦ PTAC (12 EER/10,000 BTU) | 2030 | SC C | MW | Before Competition Groups | 0.11701 | 0 | 0 | 925.575 | 0.00012642 | 54 | Commercial_2030_SC C_MW_Before Competition Groups_54 | PTAC (12 EER/10,000 BTU) | 0.01264% | 0 | 0.11701 | Commercial_2030_SC C_MW_Before Competition Groups_PTAC (12 EER/10,000 BTU)
Commercial | Com ¦ CEE Tier 2/Energy Star Clothes Washers | 2030 | SC C | MW | Before Competition Groups | 0.10705 | 0 | 0 | 925.575 | 0.00011565 | 55 | Commercial_2030_SC C_MW_Before Competition Groups_55 | CEE Tier 2/Energy Star Clothes Washers | 0.01157% | 0 | 0.10705 | Commercial_2030_SC C_MW_Before Competition Groups_CEE Tier 2/Energy Star Clothes Washers
Commercial | Com ¦ LLLC - High Impact Application | 2030 | SC C | MW | Before Competition Groups | 0.08643 | 0 | 0 | 925.575 | 9.338e-05 | 56 | Commercial_2030_SC C_MW_Before Competition Groups_56 | LLLC - High Impact Application | 0.009338% | 0 | 0.08643 | Commercial_2030_SC C_MW_Before Competition Groups_LLLC - High Impact Application
Commercial | Com ¦ HVAC Optimization | 2030 | SC C | MW | Before Competition Groups | 0.084128 | 0 | 0 | 925.575 | 9.0893e-05 | 57 | Commercial_2030_SC C_MW_Before Competition Groups_57 | HVAC Optimization | 0.009089% | 0 | 0.084128 | Commercial_2030_SC C_MW_Before Competition Groups_HVAC Optimization
Commercial | Com ¦ Auto Off Time Switch or Time Clock control | 2030 | SC C | MW | Before Competition Groups | 0.076121 | 0 | 0 | 925.575 | 8.2241e-05 | 58 | Commercial_2030_SC C_MW_Before Competition Groups_58 | Auto Off Time Switch or Time Clock control | 0.008224% | 0 | 0.076121 | Commercial_2030_SC C_MW_Before Competition Groups_Auto Off Time Switch or Time Clock control
Commercial | Com ¦ Notched V belts for HVAC Systems | 2030 | SC C | MW | Before Competition Groups | 0.075193 | 0 | 0 | 925.575 | 8.1239e-05 | 59 | Commercial_2030_SC C_MW_Before Competition Groups_59 | Notched V belts for HVAC Systems | 0.008124% | 0 | 0.075193 | Commercial_2030_SC C_MW_Before Competition Groups_Notched V belts for HVAC Systems
Commercial | Com ¦ Solar Water Preheat (Pools/DHW) | 2030 | SC C | MW | Before Competition Groups | 0.068641 | 0 | 0 | 925.575 | 7.416e-05 | 60 | Commercial_2030_SC C_MW_Before Competition Groups_60 | Solar Water Preheat (Pools/DHW) | 0.007416% | 0 | 0.068641 | Commercial_2030_SC C_MW_Before Competition Groups_Solar Water Preheat (Pools/DHW)
Commercial | Com ¦ Demand controlled Circulating Systems | 2030 | SC C | MW | Before Competition Groups | 0.067433 | 0 | 0 | 925.575 | 7.2855e-05 | 61 | Commercial_2030_SC C_MW_Before Competition Groups_61 | Demand controlled Circulating Systems | 0.007285% | 0 | 0.067433 | Commercial_2030_SC C_MW_Before Competition Groups_Demand controlled Circulating Systems
Commercial | Com ¦ Low Flow Pre-Rinse Spray Nozzle | 2030 | SC C | MW | Before Competition Groups | 0.057912 | 0 | 0 | 925.575 | 6.2568e-05 | 62 | Commercial_2030_SC C_MW_Before Competition Groups_62 | Low Flow Pre-Rinse Spray Nozzle | 0.006257% | 0 | 0.057912 | Commercial_2030_SC C_MW_Before Competition Groups_Low Flow Pre-Rinse Spray Nozzle
Commercial | Com ¦ LLLC - Low Impact Application | 2030 | SC C | MW | Before Competition Groups | 0.057328 | 0 | 0 | 925.575 | 6.1938e-05 | 63 | Commercial_2030_SC C_MW_Before Competition Groups_63 | LLLC - Low Impact Application | 0.006194% | 0 | 0.057328 | Commercial_2030_SC C_MW_Before Competition Groups_LLLC - Low Impact Application
Commercial | Com ¦ Commercial Hot Food Holding Cabinets | 2030 | SC C | MW | Before Competition Groups | 0.040653 | 0 | 0 | 925.575 | 4.3922e-05 | 64 | Commercial_2030_SC C_MW_Before Competition Groups_64 | Commercial Hot Food Holding Cabinets | 0.004392% | 0 | 0.040653 | Commercial_2030_SC C_MW_Before Competition Groups_Commercial Hot Food Holding Cabinets
Commercial | Com ¦ High Efficiency Chiller (avg of water and air cooled) | 2030 | SC C | MW | Before Competition Groups | 0.025475 | 0 | 0 | 925.575 | 2.7524e-05 | 65 | Commercial_2030_SC C_MW_Before Competition Groups_65 | High Efficiency Chiller (avg of water and air cooled) | 0.002752% | 0 | 0.025475 | Commercial_2030_SC C_MW_Before Competition Groups_High Efficiency Chiller (avg of water and air cooled)
Commercial | Com ¦ Wall Insulation | 2030 | SC C | MW | Before Competition Groups | 0.023844 | 0 | 0 | 925.575 | 2.5762e-05 | 66 | Commercial_2030_SC C_MW_Before Competition Groups_66 | Wall Insulation | 0.002576% | 0 | 0.023844 | Commercial_2030_SC C_MW_Before Competition Groups_Wall Insulation
Commercial | Com ¦ LED RECESSED DOWNLIGHTS | 2030 | SC C | MW | Before Competition Groups | 0.022355 | 0 | 0 | 925.575 | 2.4153e-05 | 67 | Commercial_2030_SC C_MW_Before Competition Groups_67 | LED RECESSED DOWNLIGHTS | 0.002415% | 0 | 0.022355 | Commercial_2030_SC C_MW_Before Competition Groups_LED RECESSED DOWNLIGHTS
Commercial | Com ¦ Condensing Unit Heaters or other Efficient Unit Heating System | 2030 | SC C | MW | Before Competition Groups | 0.022288 | 0 | 0 | 925.575 | 2.408e-05 | 68 | Commercial_2030_SC C_MW_Before Competition Groups_68 | Condensing Unit Heaters or other Efficient Unit Heating System | 0.002408% | 0 | 0.022288 | Commercial_2030_SC C_MW_Before Competition Groups_Condensing Unit Heaters or other Efficient Unit Heating System
Commercial | Com ¦ Air Curtains | 2030 | SC C | MW | Before Competition Groups | 0.017912 | 0 | 0 | 925.575 | 1.9352e-05 | 69 | Commercial_2030_SC C_MW_Before Competition Groups_69 | Air Curtains | 0.001935% | 0 | 0.017912 | Commercial_2030_SC C_MW_Before Competition Groups_Air Curtains
Commercial | Com ¦ Room AC (w/ louvered sides) 14 SEER from 12 SEER code | 2030 | SC C | MW | Before Competition Groups | 0.01758 | 0 | 0 | 925.575 | 1.8994e-05 | 70 | Commercial_2030_SC C_MW_Before Competition Groups_70 | Room AC (w/ louvered sides) 14 SEER from 12 SEER code | 0.001899% | 0 | 0.01758 | Commercial_2030_SC C_MW_Before Competition Groups_Room AC (w/ louvered sides) 14 SEER from 12 SEER code
Commercial | Com ¦ VSD Air Compressor | 2030 | SC C | MW | Before Competition Groups | 0.016683 | 0 | 0 | 925.575 | 1.8025e-05 | 71 | Commercial_2030_SC C_MW_Before Competition Groups_71 | VSD Air Compressor | 0.001802% | 0 | 0.016683 | Commercial_2030_SC C_MW_Before Competition Groups_VSD Air Compressor
Commercial | Com ¦ High Efficiency Small Instantaneous Water Heater | 2030 | SC C | MW | Before Competition Groups | 0.014453 | 0 | 0 | 925.575 | 1.5615e-05 | 72 | Commercial_2030_SC C_MW_Before Competition Groups_72 | High Efficiency Small Instantaneous Water Heater | 0.001561% | 0 | 0.014453 | Commercial_2030_SC C_MW_Before Competition Groups_High Efficiency Small Instantaneous Water Heater
Commercial | Com ¦ Energy Recovery Ventilation and Ventilation (Enhanced) | 2030 | SC C | MW | Before Competition Groups | 0.008516 | 0 | 0 | 925.575 | 9.2008e-06 | 73 | Commercial_2030_SC C_MW_Before Competition Groups_73 | Energy Recovery Ventilation and Ventilation (Enhanced) | 0.0009201% | 0 | 0.008516 | Commercial_2030_SC C_MW_Before Competition Groups_Energy Recovery Ventilation and Ventilation (Enhanced)
Commercial | Com ¦ Efficient compressor motor | 2030 | SC C | MW | Before Competition Groups | 0.0061526 | 0 | 0 | 925.575 | 6.6473e-06 | 74 | Commercial_2030_SC C_MW_Before Competition Groups_74 | Efficient compressor motor | 0.0006647% | 0 | 0.0061526 | Commercial_2030_SC C_MW_Before Competition Groups_Efficient compressor motor
Commercial | Com ¦ EC Plug Fan for Data Center (under cabinet) | 2030 | SC C | MW | Before Competition Groups | 0.0024416 | 0 | 0 | 925.575 | 2.6379e-06 | 75 | Commercial_2030_SC C_MW_Before Competition Groups_75 | EC Plug Fan for Data Center (under cabinet) | 0.0002638% | 0 | 0.0024416 | Commercial_2030_SC C_MW_Before Competition Groups_EC Plug Fan for Data Center (under cabinet)
Commercial | Com ¦ Electric Convection Combination Ovens | 2030 | SC C | MW | Before Competition Groups | 0.00026812 | 0 | 0 | 925.575 | 2.8968e-07 | 76 | Commercial_2030_SC C_MW_Before Competition Groups_76 | Electric Convection Combination Ovens | 2.897e-05% | 0 | 0.00026812 | Commercial_2030_SC C_MW_Before Competition Groups_Electric Convection Combination Ovens
Commercial | Com ¦ Networked/Connected - High Impact Application | 2030 | SC C | MW | Before Competition Groups | 0.00024708 | 0 | 0 | 925.575 | 2.6695e-07 | 77 | Commercial_2030_SC C_MW_Before Competition Groups_77 | Networked/Connected - High Impact Application | 2.669e-05% | 0 | 0.00024708 | Commercial_2030_SC C_MW_Before Competition Groups_Networked/Connected - High Impact Application
Commercial | Com ¦ Networked/Connected - Low Impact Application | 2030 | SC C | MW | Before Competition Groups | 1.2072e-05 | 0 | 0 | 925.575 | 1.3043e-08 | 78 | Commercial_2030_SC C_MW_Before Competition Groups_78 | Networked/Connected - Low Impact Application | 1.304e-06% | 0 | 1.2072e-05 | Commercial_2030_SC C_MW_Before Competition Groups_Networked/Connected - Low Impact Application
Commercial | Com ¦ Indoor Daylight Sensors/Photocell Dimming Control | 2030 | SC C | MW | Before Competition Groups | 0 | 0 | 0 | 925.575 | 0 | 79 | Commercial_2030_SC C_MW_Before Competition Groups_79 | Indoor Daylight Sensors/Photocell Dimming Control | 0% | 0 | 0 | Commercial_2030_SC C_MW_Before Competition Groups_Indoor Daylight Sensors/Photocell Dimming Control
Commercial | Com ¦ Variable Refrigerant Flow Heat Pump | 2030 | SC C | MW | Before Competition Groups | 0 | 0 | 0 | 925.575 | 0 | 80 | Commercial_2030_SC C_MW_Before Competition Groups_80 | Variable Refrigerant Flow Heat Pump | 0% | 0 | 0 | Commercial_2030_SC C_MW_Before Competition Groups_Variable Refrigerant Flow Heat Pump
Commercial | Com ¦ ENERGY STAR LED LAMPS (REFLECTOR LAMPs/MR16/PAR 16) | 2030 | SC D | MW | Before Competition Groups | 113.3924 | 0 | 0 | 860.1914 | 0.13182 | 1 | Commercial_2030_SC D_MW_Before Competition Groups_1 | ENERGY STAR LED LAMPS (REFLECTOR LAMPs/MR16/PAR 16) | 13.18% | 0 | 113.3924 | Commercial_2030_SC D_MW_Before Competition Groups_ENERGY STAR LED LAMPS (REFLECTOR LAMPs/MR16/PAR 16)
Commercial | Com ¦ LED Low/High Bay | 2030 | SC D | MW | Before Competition Groups | 112.6723 | 0 | 0 | 860.1914 | 0.13099 | 2 | Commercial_2030_SC D_MW_Before Competition Groups_2 | LED Low/High Bay | 13.1% | 0 | 112.6723 | Commercial_2030_SC D_MW_Before Competition Groups_LED Low/High Bay
Commercial | Com ¦ LED Troffer/Surface/Suspended | 2030 | SC D | MW | Before Competition Groups | 100.4879 | 0 | 0 | 860.1914 | 0.11682 | 3 | Commercial_2030_SC D_MW_Before Competition Groups_3 | LED Troffer/Surface/Suspended | 11.68% | 0 | 100.4879 | Commercial_2030_SC D_MW_Before Competition Groups_LED Troffer/Surface/Suspended
Commercial | Com ¦ LED Replacement Lamp (Tube) | 2030 | SC D | MW | Before Competition Groups | 64.0944 | 0 | 0 | 860.1914 | 0.074512 | 4 | Commercial_2030_SC D_MW_Before Competition Groups_4 | LED Replacement Lamp (Tube) | 7.451% | 0 | 64.0944 | Commercial_2030_SC D_MW_Before Competition Groups_LED Replacement Lamp (Tube)
Commercial | Com ¦ High Efficiency Air Source Heat Pump | 2030 | SC D | MW | Before Competition Groups | 56.1503 | 0 | 0 | 860.1914 | 0.065277 | 5 | Commercial_2030_SC D_MW_Before Competition Groups_5 | High Efficiency Air Source Heat Pump | 6.528% | 0 | 56.1503 | Commercial_2030_SC D_MW_Before Competition Groups_High Efficiency Air Source Heat Pump
Commercial | Com ¦ Building Recommissioning, Operations and Maintenance (O&M) Improvements | 2030 | SC D | MW | Before Competition Groups | 49.9679 | 0 | 0 | 860.1914 | 0.058089 | 6 | Commercial_2030_SC D_MW_Before Competition Groups_6 | Building Recommissioning, Operations and Maintenance (O&M) Improvements | 5.809% | 0 | 49.9679 | Commercial_2030_SC D_MW_Before Competition Groups_Building Recommissioning, Operations and Maintenance (O&M) Improvements
Commercial | Com ¦ Education and Capacity Building/Energy Behavior | 2030 | SC D | MW | Before Competition Groups | 34.954 | 0 | 0 | 860.1914 | 0.040635 | 7 | Commercial_2030_SC D_MW_Before Competition Groups_7 | Education and Capacity Building/Energy Behavior | 4.064% | 0 | 34.954 | Commercial_2030_SC D_MW_Before Competition Groups_Education and Capacity Building/Energy Behavior
Commercial | Com ¦ Unitary Air-Conditioning Unit | 2030 | SC D | MW | Before Competition Groups | 32.1053 | 0 | 0 | 860.1914 | 0.037323 | 8 | Commercial_2030_SC D_MW_Before Competition Groups_8 | Unitary Air-Conditioning Unit | 3.732% | 0 | 32.1053 | Commercial_2030_SC D_MW_Before Competition Groups_Unitary Air-Conditioning Unit
Commercial | Com ¦ Advanced BAS/Controllers | 2030 | SC D | MW | Before Competition Groups | 29.8875 | 0 | 0 | 860.1914 | 0.034745 | 9 | Commercial_2030_SC D_MW_Before Competition Groups_9 | Advanced BAS/Controllers | 3.475% | 0 | 29.8875 | Commercial_2030_SC D_MW_Before Competition Groups_Advanced BAS/Controllers
Commercial | Com ¦ Data Center Storage/Server Virtualization | 2030 | SC D | MW | Before Competition Groups | 24.0426 | 0 | 0 | 860.1914 | 0.02795 | 10 | Commercial_2030_SC D_MW_Before Competition Groups_10 | Data Center Storage/Server Virtualization | 2.795% | 0 | 24.0426 | Commercial_2030_SC D_MW_Before Competition Groups_Data Center Storage/Server Virtualization
Commercial | Com ¦ Reach-in Shaded Pole to ECM/PSC Evaporator Fan Motor | 2030 | SC D | MW | Before Competition Groups | 20.9244 | 0 | 0 | 860.1914 | 0.024325 | 11 | Commercial_2030_SC D_MW_Before Competition Groups_11 | Reach-in Shaded Pole to ECM/PSC Evaporator Fan Motor | 2.433% | 0 | 20.9244 | Commercial_2030_SC D_MW_Before Competition Groups_Reach-in Shaded Pole to ECM/PSC Evaporator Fan Motor
Commercial | Com ¦ Adaptive Thermostats | 2030 | SC D | MW | Before Competition Groups | 19.5074 | 0 | 0 | 860.1914 | 0.022678 | 12 | Commercial_2030_SC D_MW_Before Competition Groups_12 | Adaptive Thermostats | 2.268% | 0 | 19.5074 | Commercial_2030_SC D_MW_Before Competition Groups_Adaptive Thermostats
Commercial | Com ¦ Strip Curtains | 2030 | SC D | MW | Before Competition Groups | 16.5991 | 0 | 0 | 860.1914 | 0.019297 | 13 | Commercial_2030_SC D_MW_Before Competition Groups_13 | Strip Curtains | 1.93% | 0 | 16.5991 | Commercial_2030_SC D_MW_Before Competition Groups_Strip Curtains
Commercial | Com ¦ LED or Equivalent Sign Lighting | 2030 | SC D | MW | Before Competition Groups | 15.1692 | 0 | 0 | 860.1914 | 0.017635 | 14 | Commercial_2030_SC D_MW_Before Competition Groups_14 | LED or Equivalent Sign Lighting | 1.763% | 0 | 15.1692 | Commercial_2030_SC D_MW_Before Competition Groups_LED or Equivalent Sign Lighting
Commercial | Com ¦ Refrigerated Display Case Doors | 2030 | SC D | MW | Before Competition Groups | 15.0366 | 0 | 0 | 860.1914 | 0.01748 | 15 | Commercial_2030_SC D_MW_Before Competition Groups_15 | Refrigerated Display Case Doors | 1.748% | 0 | 15.0366 | Commercial_2030_SC D_MW_Before Competition Groups_Refrigerated Display Case Doors
Commercial | Com ¦ Chilled Water Optimization | 2030 | SC D | MW | Before Competition Groups | 14.2251 | 0 | 0 | 860.1914 | 0.016537 | 16 | Commercial_2030_SC D_MW_Before Competition Groups_16 | Chilled Water Optimization | 1.654% | 0 | 14.2251 | Commercial_2030_SC D_MW_Before Competition Groups_Chilled Water Optimization
Commercial | Com ¦ ENERGY STAR LED LAMPS (General Service Lamps) | 2030 | SC D | MW | Before Competition Groups | 14.1063 | 0 | 0 | 860.1914 | 0.016399 | 17 | Commercial_2030_SC D_MW_Before Competition Groups_17 | ENERGY STAR LED LAMPS (General Service Lamps) | 1.64% | 0 | 14.1063 | Commercial_2030_SC D_MW_Before Competition Groups_ENERGY STAR LED LAMPS (General Service Lamps)
Commercial | Com ¦ Furnace Tune-Up | 2030 | SC D | MW | Before Competition Groups | 14.0757 | 0 | 0 | 860.1914 | 0.016363 | 18 | Commercial_2030_SC D_MW_Before Competition Groups_18 | Furnace Tune-Up | 1.636% | 0 | 14.0757 | Commercial_2030_SC D_MW_Before Competition Groups_Furnace Tune-Up
Commercial | Com ¦ Centrally controlled desktop PC/NETWORK PC POWER MANAGEMENT SOFTWARE | 2030 | SC D | MW | Before Competition Groups | 11.5843 | 0 | 0 | 860.1914 | 0.013467 | 19 | Commercial_2030_SC D_MW_Before Competition Groups_19 | Centrally controlled desktop PC/NETWORK PC POWER MANAGEMENT SOFTWARE | 1.347% | 0 | 11.5843 | Commercial_2030_SC D_MW_Before Competition Groups_Centrally controlled desktop PC/NETWORK PC POWER MANAGEMENT SOFTWARE
Commercial | Com ¦ Variable Frequency Drive (VFD) | 2030 | SC D | MW | Before Competition Groups | 9.6182 | 0 | 0 | 860.1914 | 0.011181 | 20 | Commercial_2030_SC D_MW_Before Competition Groups_20 | Variable Frequency Drive (VFD) | 1.118% | 0 | 9.6182 | Commercial_2030_SC D_MW_Before Competition Groups_Variable Frequency Drive (VFD)
Commercial | Com ¦ Demand Control Ventilation | 2030 | SC D | MW | Before Competition Groups | 9.4452 | 0 | 0 | 860.1914 | 0.01098 | 21 | Commercial_2030_SC D_MW_Before Competition Groups_21 | Demand Control Ventilation | 1.098% | 0 | 9.4452 | Commercial_2030_SC D_MW_Before Competition Groups_Demand Control Ventilation
Commercial | Com ¦ VFD on Pumps | 2030 | SC D | MW | Before Competition Groups | 8.9231 | 0 | 0 | 860.1914 | 0.010373 | 22 | Commercial_2030_SC D_MW_Before Competition Groups_22 | VFD on Pumps | 1.037% | 0 | 8.9231 | Commercial_2030_SC D_MW_Before Competition Groups_VFD on Pumps
Commercial | Com ¦ Refrigerated Display Case LED | 2030 | SC D | MW | Before Competition Groups | 7.1651 | 0 | 0 | 860.1914 | 0.0083296 | 23 | Commercial_2030_SC D_MW_Before Competition Groups_23 | Refrigerated Display Case LED | 0.833% | 0 | 7.1651 | Commercial_2030_SC D_MW_Before Competition Groups_Refrigerated Display Case LED
Commercial | Com ¦ LED EXTERIOR AREA LIGHTS - LED fixture (200W) | 2030 | SC D | MW | Before Competition Groups | 5.879 | 0 | 0 | 860.1914 | 0.0068345 | 24 | Commercial_2030_SC D_MW_Before Competition Groups_24 | LED EXTERIOR AREA LIGHTS - LED fixture (200W) | 0.6835% | 0 | 5.879 | Commercial_2030_SC D_MW_Before Competition Groups_LED EXTERIOR AREA LIGHTS - LED fixture (200W)
Commercial | Com ¦ LED parking lot fixture | 2030 | SC D | MW | Before Competition Groups | 5.7601 | 0 | 0 | 860.1914 | 0.0066963 | 25 | Commercial_2030_SC D_MW_Before Competition Groups_25 | LED parking lot fixture | 0.6696% | 0 | 5.7601 | Commercial_2030_SC D_MW_Before Competition Groups_LED parking lot fixture
Commercial | Com ¦ ECM MOTORS FOR EVAPORATOR FANS for refrigeration (WALK-IN) | 2030 | SC D | MW | Before Competition Groups | 5.0169 | 0 | 0 | 860.1914 | 0.0058323 | 26 | Commercial_2030_SC D_MW_Before Competition Groups_26 | ECM MOTORS FOR EVAPORATOR FANS for refrigeration (WALK-IN) | 0.5832% | 0 | 5.0169 | Commercial_2030_SC D_MW_Before Competition Groups_ECM MOTORS FOR EVAPORATOR FANS for refrigeration (WALK-IN)
Commercial | Com ¦ Evaporator Fan Controls | 2030 | SC D | MW | Before Competition Groups | 4.2651 | 0 | 0 | 860.1914 | 0.0049583 | 27 | Commercial_2030_SC D_MW_Before Competition Groups_27 | Evaporator Fan Controls | 0.4958% | 0 | 4.2651 | Commercial_2030_SC D_MW_Before Competition Groups_Evaporator Fan Controls
Commercial | Com ¦ Door Gasket Freezer/Refrigerator | 2030 | SC D | MW | Before Competition Groups | 4.1337 | 0 | 0 | 860.1914 | 0.0048056 | 28 | Commercial_2030_SC D_MW_Before Competition Groups_28 | Door Gasket Freezer/Refrigerator | 0.4806% | 0 | 4.1337 | Commercial_2030_SC D_MW_Before Competition Groups_Door Gasket Freezer/Refrigerator
Commercial | Com ¦ Air Handler with Dedicated Outdoor Air Systems | 2030 | SC D | MW | Before Competition Groups | 4.0519 | 0 | 0 | 860.1914 | 0.0047105 | 29 | Commercial_2030_SC D_MW_Before Competition Groups_29 | Air Handler with Dedicated Outdoor Air Systems | 0.471% | 0 | 4.0519 | Commercial_2030_SC D_MW_Before Competition Groups_Air Handler with Dedicated Outdoor Air Systems
Commercial | Com ¦ Demand Control Kitchen Ventilation | 2030 | SC D | MW | Before Competition Groups | 4.0257 | 0 | 0 | 860.1914 | 0.0046801 | 30 | Commercial_2030_SC D_MW_Before Competition Groups_30 | Demand Control Kitchen Ventilation | 0.468% | 0 | 4.0257 | Commercial_2030_SC D_MW_Before Competition Groups_Demand Control Kitchen Ventilation
Commercial | Com ¦ ENERGY STAR Griddle (74% eff) | 2030 | SC D | MW | Before Competition Groups | 3.9103 | 0 | 0 | 860.1914 | 0.0045458 | 31 | Commercial_2030_SC D_MW_Before Competition Groups_31 | ENERGY STAR Griddle (74% eff) | 0.4546% | 0 | 3.9103 | Commercial_2030_SC D_MW_Before Competition Groups_ENERGY STAR Griddle (74% eff)
Commercial | Com ¦ Occupancy Sensors | 2030 | SC D | MW | Before Competition Groups | 3.0475 | 0 | 0 | 860.1914 | 0.0035428 | 32 | Commercial_2030_SC D_MW_Before Competition Groups_32 | Occupancy Sensors | 0.3543% | 0 | 3.0475 | Commercial_2030_SC D_MW_Before Competition Groups_Occupancy Sensors
Commercial | Com ¦ Freezer Case Light Sensor | 2030 | SC D | MW | Before Competition Groups | 2.9532 | 0 | 0 | 860.1914 | 0.0034331 | 33 | Commercial_2030_SC D_MW_Before Competition Groups_33 | Freezer Case Light Sensor | 0.3433% | 0 | 2.9532 | Commercial_2030_SC D_MW_Before Competition Groups_Freezer Case Light Sensor
Commercial | Com ¦ LED street light fixture | 2030 | SC D | MW | Before Competition Groups | 2.7418 | 0 | 0 | 860.1914 | 0.0031874 | 34 | Commercial_2030_SC D_MW_Before Competition Groups_34 | LED street light fixture | 0.3187% | 0 | 2.7418 | Commercial_2030_SC D_MW_Before Competition Groups_LED street light fixture
Commercial | Com ¦ Duct Insulation, R8 | 2030 | SC D | MW | Before Competition Groups | 2.5985 | 0 | 0 | 860.1914 | 0.0030209 | 35 | Commercial_2030_SC D_MW_Before Competition Groups_35 | Duct Insulation, R8 | 0.3021% | 0 | 2.5985 | Commercial_2030_SC D_MW_Before Competition Groups_Duct Insulation, R8
Commercial | Com ¦ Water Source Heat Pump (4 ton) | 2030 | SC D | MW | Before Competition Groups | 2.528 | 0 | 0 | 860.1914 | 0.0029389 | 36 | Commercial_2030_SC D_MW_Before Competition Groups_36 | Water Source Heat Pump (4 ton) | 0.2939% | 0 | 2.528 | Commercial_2030_SC D_MW_Before Competition Groups_Water Source Heat Pump (4 ton)
Commercial | Com ¦ BEVERAGE VENDING MACHINE CONTROLS | 2030 | SC D | MW | Before Competition Groups | 1.6235 | 0 | 0 | 860.1914 | 0.0018873 | 37 | Commercial_2030_SC D_MW_Before Competition Groups_37 | BEVERAGE VENDING MACHINE CONTROLS | 0.1887% | 0 | 1.6235 | Commercial_2030_SC D_MW_Before Competition Groups_BEVERAGE VENDING MACHINE CONTROLS
Commercial | Com ¦ Temperature Adjustment in Commercial Freezers | 2030 | SC D | MW | Before Competition Groups | 1.561 | 0 | 0 | 860.1914 | 0.0018147 | 38 | Commercial_2030_SC D_MW_Before Competition Groups_38 | Temperature Adjustment in Commercial Freezers | 0.1815% | 0 | 1.561 | Commercial_2030_SC D_MW_Before Competition Groups_Temperature Adjustment in Commercial Freezers
Commercial | Com ¦ Elec Storage WH 2.30 Et | 2030 | SC D | MW | Before Competition Groups | 1.4681 | 0 | 0 | 860.1914 | 0.0017067 | 39 | Commercial_2030_SC D_MW_Before Competition Groups_39 | Elec Storage WH 2.30 Et | 0.1707% | 0 | 1.4681 | Commercial_2030_SC D_MW_Before Competition Groups_Elec Storage WH 2.30 Et
Commercial | Com ¦ Vertical Night Covers | 2030 | SC D | MW | Before Competition Groups | 1.2248 | 0 | 0 | 860.1914 | 0.0014238 | 40 | Commercial_2030_SC D_MW_Before Competition Groups_40 | Vertical Night Covers | 0.1424% | 0 | 1.2248 | Commercial_2030_SC D_MW_Before Competition Groups_Vertical Night Covers
Commercial | Com ¦ ENERGY STAR Fryer (84% eff) | 2030 | SC D | MW | Before Competition Groups | 1.1472 | 0 | 0 | 860.1914 | 0.0013337 | 41 | Commercial_2030_SC D_MW_Before Competition Groups_41 | ENERGY STAR Fryer (84% eff) | 0.1334% | 0 | 1.1472 | Commercial_2030_SC D_MW_Before Competition Groups_ENERGY STAR Fryer (84% eff)
Commercial | Com ¦ CO Sensors for parking garage exhaust fans | 2030 | SC D | MW | Before Competition Groups | 1.07 | 0 | 0 | 860.1914 | 0.0012439 | 42 | Commercial_2030_SC D_MW_Before Competition Groups_42 | CO Sensors for parking garage exhaust fans | 0.1244% | 0 | 1.07 | Commercial_2030_SC D_MW_Before Competition Groups_CO Sensors for parking garage exhaust fans
Commercial | Com ¦ Outside Air Economizer | 2030 | SC D | MW | Before Competition Groups | 1.0335 | 0 | 0 | 860.1914 | 0.0012015 | 43 | Commercial_2030_SC D_MW_Before Competition Groups_43 | Outside Air Economizer | 0.1202% | 0 | 1.0335 | Commercial_2030_SC D_MW_Before Competition Groups_Outside Air Economizer
Commercial | Com ¦ Energy Efficient Laboratory Fume Hood | 2030 | SC D | MW | Before Competition Groups | 1.0133 | 0 | 0 | 860.1914 | 0.001178 | 44 | Commercial_2030_SC D_MW_Before Competition Groups_44 | Energy Efficient Laboratory Fume Hood | 0.1178% | 0 | 1.0133 | Commercial_2030_SC D_MW_Before Competition Groups_Energy Efficient Laboratory Fume Hood
Commercial | Com ¦ Water Heating (DHW) Pipe Insulation (Add 3/4\ Foam)" | 2030 | SC D | MW | Before Competition Groups | 0.93632 | 0 | 0 | 860.1914 | 0.0010885 | 45 | Commercial_2030_SC D_MW_Before Competition Groups_45 | Water Heating (DHW) Pipe Insulation (Add 3/4\ Foam)" | 0.1089% | 0 | 0.93632 | Commercial_2030_SC D_MW_Before Competition Groups_Water Heating (DHW) Pipe Insulation (Add 3/4\ Foam)"
Commercial | Com ¦ ENERGY STAR Steam Cookers | 2030 | SC D | MW | Before Competition Groups | 0.73742 | 0 | 0 | 860.1914 | 0.00085728 | 46 | Commercial_2030_SC D_MW_Before Competition Groups_46 | ENERGY STAR Steam Cookers | 0.08573% | 0 | 0.73742 | Commercial_2030_SC D_MW_Before Competition Groups_ENERGY STAR Steam Cookers
Commercial | Com ¦ Thermostat Setback | 2030 | SC D | MW | Before Competition Groups | 0.6341 | 0 | 0 | 860.1914 | 0.00073716 | 47 | Commercial_2030_SC D_MW_Before Competition Groups_47 | Thermostat Setback | 0.07372% | 0 | 0.6341 | Commercial_2030_SC D_MW_Before Competition Groups_Thermostat Setback
Commercial | Com ¦ Suction Pipe Insulation Freezer/Refrigerator | 2030 | SC D | MW | Before Competition Groups | 0.61456 | 0 | 0 | 860.1914 | 0.00071445 | 48 | Commercial_2030_SC D_MW_Before Competition Groups_48 | Suction Pipe Insulation Freezer/Refrigerator | 0.07144% | 0 | 0.61456 | Commercial_2030_SC D_MW_Before Competition Groups_Suction Pipe Insulation Freezer/Refrigerator
Commercial | Com ¦ ENERGY STAR Dishwasher | 2030 | SC D | MW | Before Competition Groups | 0.49221 | 0 | 0 | 860.1914 | 0.00057221 | 49 | Commercial_2030_SC D_MW_Before Competition Groups_49 | ENERGY STAR Dishwasher | 0.05722% | 0 | 0.49221 | Commercial_2030_SC D_MW_Before Competition Groups_ENERGY STAR Dishwasher
Commercial | Com ¦ Condensing Make Up Air Unit | 2030 | SC D | MW | Before Competition Groups | 0.24462 | 0 | 0 | 860.1914 | 0.00028438 | 50 | Commercial_2030_SC D_MW_Before Competition Groups_50 | Condensing Make Up Air Unit | 0.02844% | 0 | 0.24462 | Commercial_2030_SC D_MW_Before Competition Groups_Condensing Make Up Air Unit
Commercial | Com ¦ Ozone Laundry Treatment | 2030 | SC D | MW | Before Competition Groups | 0.23121 | 0 | 0 | 860.1914 | 0.00026879 | 51 | Commercial_2030_SC D_MW_Before Competition Groups_51 | Ozone Laundry Treatment | 0.02688% | 0 | 0.23121 | Commercial_2030_SC D_MW_Before Competition Groups_Ozone Laundry Treatment
Commercial | COM ¦ Ductless Mini-Split Heat Pumps | 2030 | SC D | MW | Before Competition Groups | 0.14675 | 0 | 0 | 860.1914 | 0.0001706 | 52 | Commercial_2030_SC D_MW_Before Competition Groups_52 | Ductless Mini-Split Heat Pumps | 0.01706% | 0 | 0.14675 | Commercial_2030_SC D_MW_Before Competition Groups_Ductless Mini-Split Heat Pumps
Commercial | Com ¦ ECM MOTORS FOR HVAC APPLICATION (FAN-POWERED VAV BOX) | 2030 | SC D | MW | Before Competition Groups | 0.14394 | 0 | 0 | 860.1914 | 0.00016733 | 53 | Commercial_2030_SC D_MW_Before Competition Groups_53 | ECM MOTORS FOR HVAC APPLICATION (FAN-POWERED VAV BOX) | 0.01673% | 0 | 0.14394 | Commercial_2030_SC D_MW_Before Competition Groups_ECM MOTORS FOR HVAC APPLICATION (FAN-POWERED VAV BOX)
Commercial | Com ¦ PTAC (12 EER/10,000 BTU) | 2030 | SC D | MW | Before Competition Groups | 0.11317 | 0 | 0 | 860.1914 | 0.00013156 | 54 | Commercial_2030_SC D_MW_Before Competition Groups_54 | PTAC (12 EER/10,000 BTU) | 0.01316% | 0 | 0.11317 | Commercial_2030_SC D_MW_Before Competition Groups_PTAC (12 EER/10,000 BTU)
Commercial | Com ¦ CEE Tier 2/Energy Star Clothes Washers | 2030 | SC D | MW | Before Competition Groups | 0.10202 | 0 | 0 | 860.1914 | 0.0001186 | 55 | Commercial_2030_SC D_MW_Before Competition Groups_55 | CEE Tier 2/Energy Star Clothes Washers | 0.01186% | 0 | 0.10202 | Commercial_2030_SC D_MW_Before Competition Groups_CEE Tier 2/Energy Star Clothes Washers
Commercial | Com ¦ HVAC Optimization | 2030 | SC D | MW | Before Competition Groups | 0.084128 | 0 | 0 | 860.1914 | 9.7802e-05 | 56 | Commercial_2030_SC D_MW_Before Competition Groups_56 | HVAC Optimization | 0.00978% | 0 | 0.084128 | Commercial_2030_SC D_MW_Before Competition Groups_HVAC Optimization
Commercial | Com ¦ Auto Off Time Switch or Time Clock control | 2030 | SC D | MW | Before Competition Groups | 0.076121 | 0 | 0 | 860.1914 | 8.8493e-05 | 57 | Commercial_2030_SC D_MW_Before Competition Groups_57 | Auto Off Time Switch or Time Clock control | 0.008849% | 0 | 0.076121 | Commercial_2030_SC D_MW_Before Competition Groups_Auto Off Time Switch or Time Clock control
Commercial | Com ¦ Solar Water Preheat (Pools/DHW) | 2030 | SC D | MW | Before Competition Groups | 0.068641 | 0 | 0 | 860.1914 | 7.9797e-05 | 58 | Commercial_2030_SC D_MW_Before Competition Groups_58 | Solar Water Preheat (Pools/DHW) | 0.00798% | 0 | 0.068641 | Commercial_2030_SC D_MW_Before Competition Groups_Solar Water Preheat (Pools/DHW)
Commercial | Com ¦ Notched V belts for HVAC Systems | 2030 | SC D | MW | Before Competition Groups | 0.06688 | 0 | 0 | 860.1914 | 7.775e-05 | 59 | Commercial_2030_SC D_MW_Before Competition Groups_59 | Notched V belts for HVAC Systems | 0.007775% | 0 | 0.06688 | Commercial_2030_SC D_MW_Before Competition Groups_Notched V belts for HVAC Systems
Commercial | Com ¦ Demand controlled Circulating Systems | 2030 | SC D | MW | Before Competition Groups | 0.066495 | 0 | 0 | 860.1914 | 7.7303e-05 | 60 | Commercial_2030_SC D_MW_Before Competition Groups_60 | Demand controlled Circulating Systems | 0.00773% | 0 | 0.066495 | Commercial_2030_SC D_MW_Before Competition Groups_Demand controlled Circulating Systems
Commercial | Com ¦ Low Flow Pre-Rinse Spray Nozzle | 2030 | SC D | MW | Before Competition Groups | 0.057742 | 0 | 0 | 860.1914 | 6.7127e-05 | 61 | Commercial_2030_SC D_MW_Before Competition Groups_61 | Low Flow Pre-Rinse Spray Nozzle | 0.006713% | 0 | 0.057742 | Commercial_2030_SC D_MW_Before Competition Groups_Low Flow Pre-Rinse Spray Nozzle
Commercial | Com ¦ Commercial Hot Food Holding Cabinets | 2030 | SC D | MW | Before Competition Groups | 0.040653 | 0 | 0 | 860.1914 | 4.726e-05 | 62 | Commercial_2030_SC D_MW_Before Competition Groups_62 | Commercial Hot Food Holding Cabinets | 0.004726% | 0 | 0.040653 | Commercial_2030_SC D_MW_Before Competition Groups_Commercial Hot Food Holding Cabinets
Commercial | Com ¦ Condensing Unit Heaters or other Efficient Unit Heating System | 2030 | SC D | MW | Before Competition Groups | 0.022191 | 0 | 0 | 860.1914 | 2.5798e-05 | 63 | Commercial_2030_SC D_MW_Before Competition Groups_63 | Condensing Unit Heaters or other Efficient Unit Heating System | 0.00258% | 0 | 0.022191 | Commercial_2030_SC D_MW_Before Competition Groups_Condensing Unit Heaters or other Efficient Unit Heating System
Commercial | Com ¦ Wall Insulation | 2030 | SC D | MW | Before Competition Groups | 0.021387 | 0 | 0 | 860.1914 | 2.4863e-05 | 64 | Commercial_2030_SC D_MW_Before Competition Groups_64 | Wall Insulation | 0.002486% | 0 | 0.021387 | Commercial_2030_SC D_MW_Before Competition Groups_Wall Insulation
Commercial | Com ¦ LED RECESSED DOWNLIGHTS | 2030 | SC D | MW | Before Competition Groups | 0.018404 | 0 | 0 | 860.1914 | 2.1395e-05 | 65 | Commercial_2030_SC D_MW_Before Competition Groups_65 | LED RECESSED DOWNLIGHTS | 0.002139% | 0 | 0.018404 | Commercial_2030_SC D_MW_Before Competition Groups_LED RECESSED DOWNLIGHTS
Commercial | Com ¦ Room AC (w/ louvered sides) 14 SEER from 12 SEER code | 2030 | SC D | MW | Before Competition Groups | 0.017565 | 0 | 0 | 860.1914 | 2.042e-05 | 66 | Commercial_2030_SC D_MW_Before Competition Groups_66 | Room AC (w/ louvered sides) 14 SEER from 12 SEER code | 0.002042% | 0 | 0.017565 | Commercial_2030_SC D_MW_Before Competition Groups_Room AC (w/ louvered sides) 14 SEER from 12 SEER code
Commercial | Com ¦ VSD Air Compressor | 2030 | SC D | MW | Before Competition Groups | 0.016683 | 0 | 0 | 860.1914 | 1.9395e-05 | 67 | Commercial_2030_SC D_MW_Before Competition Groups_67 | VSD Air Compressor | 0.00194% | 0 | 0.016683 | Commercial_2030_SC D_MW_Before Competition Groups_VSD Air Compressor
Commercial | Com ¦ Air Curtains | 2030 | SC D | MW | Before Competition Groups | 0.015596 | 0 | 0 | 860.1914 | 1.8131e-05 | 68 | Commercial_2030_SC D_MW_Before Competition Groups_68 | Air Curtains | 0.001813% | 0 | 0.015596 | Commercial_2030_SC D_MW_Before Competition Groups_Air Curtains
Commercial | Com ¦ High Efficiency Chiller (avg of water and air cooled) | 2030 | SC D | MW | Before Competition Groups | 0.012597 | 0 | 0 | 860.1914 | 1.4644e-05 | 69 | Commercial_2030_SC D_MW_Before Competition Groups_69 | High Efficiency Chiller (avg of water and air cooled) | 0.001464% | 0 | 0.012597 | Commercial_2030_SC D_MW_Before Competition Groups_High Efficiency Chiller (avg of water and air cooled)
Commercial | Com ¦ High Efficiency Small Instantaneous Water Heater | 2030 | SC D | MW | Before Competition Groups | 0.012285 | 0 | 0 | 860.1914 | 1.4281e-05 | 70 | Commercial_2030_SC D_MW_Before Competition Groups_70 | High Efficiency Small Instantaneous Water Heater | 0.001428% | 0 | 0.012285 | Commercial_2030_SC D_MW_Before Competition Groups_High Efficiency Small Instantaneous Water Heater
Commercial | Com ¦ Energy Recovery Ventilation and Ventilation (Enhanced) | 2030 | SC D | MW | Before Competition Groups | 0.0056186 | 0 | 0 | 860.1914 | 6.5318e-06 | 71 | Commercial_2030_SC D_MW_Before Competition Groups_71 | Energy Recovery Ventilation and Ventilation (Enhanced) | 0.0006532% | 0 | 0.0056186 | Commercial_2030_SC D_MW_Before Competition Groups_Energy Recovery Ventilation and Ventilation (Enhanced)
Commercial | Com ¦ EC Plug Fan for Data Center (under cabinet) | 2030 | SC D | MW | Before Competition Groups | 0.0021908 | 0 | 0 | 860.1914 | 2.5469e-06 | 72 | Commercial_2030_SC D_MW_Before Competition Groups_72 | EC Plug Fan for Data Center (under cabinet) | 0.0002547% | 0 | 0.0021908 | Commercial_2030_SC D_MW_Before Competition Groups_EC Plug Fan for Data Center (under cabinet)
Commercial | Com ¦ Efficient compressor motor | 2030 | SC D | MW | Before Competition Groups | 0.0016239 | 0 | 0 | 860.1914 | 1.8878e-06 | 73 | Commercial_2030_SC D_MW_Before Competition Groups_73 | Efficient compressor motor | 0.0001888% | 0 | 0.0016239 | Commercial_2030_SC D_MW_Before Competition Groups_Efficient compressor motor
Commercial | Com ¦ LLLC - High Impact Application | 2030 | SC D | MW | Before Competition Groups | 0.00077164 | 0 | 0 | 860.1914 | 8.9705e-07 | 74 | Commercial_2030_SC D_MW_Before Competition Groups_74 | LLLC - High Impact Application | 8.971e-05% | 0 | 0.00077164 | Commercial_2030_SC D_MW_Before Competition Groups_LLLC - High Impact Application
Commercial | Com ¦ Electric Convection Combination Ovens | 2030 | SC D | MW | Before Competition Groups | 0.00026812 | 0 | 0 | 860.1914 | 3.117e-07 | 75 | Commercial_2030_SC D_MW_Before Competition Groups_75 | Electric Convection Combination Ovens | 3.117e-05% | 0 | 0.00026812 | Commercial_2030_SC D_MW_Before Competition Groups_Electric Convection Combination Ovens
Commercial | Com ¦ LLLC - Low Impact Application | 2030 | SC D | MW | Before Competition Groups | 8.7387e-05 | 0 | 0 | 860.1914 | 1.0159e-07 | 76 | Commercial_2030_SC D_MW_Before Competition Groups_76 | LLLC - Low Impact Application | 1.016e-05% | 0 | 8.7387e-05 | Commercial_2030_SC D_MW_Before Competition Groups_LLLC - Low Impact Application
Commercial | Com ¦ Networked/Connected - Low Impact Application | 2030 | SC D | MW | Before Competition Groups | 1.9034e-08 | 0 | 0 | 860.1914 | 2.2128e-11 | 77 | Commercial_2030_SC D_MW_Before Competition Groups_77 | Networked/Connected - Low Impact Application | 2.213e-09% | 0 | 1.9034e-08 | Commercial_2030_SC D_MW_Before Competition Groups_Networked/Connected - Low Impact Application
Commercial | Com ¦ Networked/Connected - High Impact Application | 2030 | SC D | MW | Before Competition Groups | 2.8739e-09 | 0 | 0 | 860.1914 | 3.341e-12 | 78 | Commercial_2030_SC D_MW_Before Competition Groups_78 | Networked/Connected - High Impact Application | 3.341e-10% | 0 | 2.8739e-09 | Commercial_2030_SC D_MW_Before Competition Groups_Networked/Connected - High Impact Application
Commercial | Com ¦ Indoor Daylight Sensors/Photocell Dimming Control | 2030 | SC D | MW | Before Competition Groups | 0 | 0 | 0 | 860.1914 | 0 | 79 | Commercial_2030_SC D_MW_Before Competition Groups_79 | Indoor Daylight Sensors/Photocell Dimming Control | 0% | 0 | 0 | Commercial_2030_SC D_MW_Before Competition Groups_Indoor Daylight Sensors/Photocell Dimming Control
Commercial | Com ¦ Variable Refrigerant Flow Heat Pump | 2030 | SC D | MW | Before Competition Groups | 0 | 0 | 0 | 860.1914 | 0 | 80 | Commercial_2030_SC D_MW_Before Competition Groups_80 | Variable Refrigerant Flow Heat Pump | 0% | 0 | 0 | Commercial_2030_SC D_MW_Before Competition Groups_Variable Refrigerant Flow Heat Pump
Commercial | Com ¦ Building Recommissioning, Operations and Maintenance (O&M) Improvements | 2030 | Technical | MW | Before Competition Groups | 247.7402 | 0 | 0 | 2952.9068 | 0.083897 | 1 | Commercial_2030_Technical_MW_Before Competition Groups_1 | Building Recommissioning, Operations and Maintenance (O&M) Improvements | 8.39% | 0 | 247.7402 | Commercial_2030_Technical_MW_Before Competition Groups_Building Recommissioning, Operations and Maintenance (O&M) Improvements
Commercial | Com ¦ Education and Capacity Building/Energy Behavior | 2030 | Technical | MW | Before Competition Groups | 223.2965 | 0 | 0 | 2952.9068 | 0.075619 | 2 | Commercial_2030_Technical_MW_Before Competition Groups_2 | Education and Capacity Building/Energy Behavior | 7.562% | 0 | 223.2965 | Commercial_2030_Technical_MW_Before Competition Groups_Education and Capacity Building/Energy Behavior
Commercial | Com ¦ Central Lighting Control System | 2030 | Technical | MW | Before Competition Groups | 213.411 | 0 | 0 | 2952.9068 | 0.072272 | 3 | Commercial_2030_Technical_MW_Before Competition Groups_3 | Central Lighting Control System | 7.227% | 0 | 213.411 | Commercial_2030_Technical_MW_Before Competition Groups_Central Lighting Control System
Commercial | Com ¦ LED Low/High Bay | 2030 | Technical | MW | Before Competition Groups | 178.1162 | 0 | 0 | 2952.9068 | 0.060319 | 4 | Commercial_2030_Technical_MW_Before Competition Groups_4 | LED Low/High Bay | 6.032% | 0 | 178.1162 | Commercial_2030_Technical_MW_Before Competition Groups_LED Low/High Bay
Commercial | Com ¦ High Efficiency Air Source Heat Pump | 2030 | Technical | MW | Before Competition Groups | 158.8231 | 0 | 0 | 2952.9068 | 0.053785 | 5 | Commercial_2030_Technical_MW_Before Competition Groups_5 | High Efficiency Air Source Heat Pump | 5.379% | 0 | 158.8231 | Commercial_2030_Technical_MW_Before Competition Groups_High Efficiency Air Source Heat Pump
Commercial | Com ¦ ENERGY STAR LED LAMPS (REFLECTOR LAMPs/MR16/PAR 16) | 2030 | Technical | MW | Before Competition Groups | 135.1997 | 0 | 0 | 2952.9068 | 0.045785 | 6 | Commercial_2030_Technical_MW_Before Competition Groups_6 | ENERGY STAR LED LAMPS (REFLECTOR LAMPs/MR16/PAR 16) | 4.579% | 0 | 135.1997 | Commercial_2030_Technical_MW_Before Competition Groups_ENERGY STAR LED LAMPS (REFLECTOR LAMPs/MR16/PAR 16)
Commercial | Com ¦ Variable Refrigerant Flow Heat Pump | 2030 | Technical | MW | Before Competition Groups | 135.0529 | 0 | 0 | 2952.9068 | 0.045736 | 7 | Commercial_2030_Technical_MW_Before Competition Groups_7 | Variable Refrigerant Flow Heat Pump | 4.574% | 0 | 135.0529 | Commercial_2030_Technical_MW_Before Competition Groups_Variable Refrigerant Flow Heat Pump
Commercial | Com ¦ LED Troffer/Surface/Suspended | 2030 | Technical | MW | Before Competition Groups | 132.6539 | 0 | 0 | 2952.9068 | 0.044923 | 8 | Commercial_2030_Technical_MW_Before Competition Groups_8 | LED Troffer/Surface/Suspended | 4.492% | 0 | 132.6539 | Commercial_2030_Technical_MW_Before Competition Groups_LED Troffer/Surface/Suspended
Commercial | Com ¦ LLLC - Low Impact Application | 2030 | Technical | MW | Before Competition Groups | 122.9249 | 0 | 0 | 2952.9068 | 0.041628 | 9 | Commercial_2030_Technical_MW_Before Competition Groups_9 | LLLC - Low Impact Application | 4.163% | 0 | 122.9249 | Commercial_2030_Technical_MW_Before Competition Groups_LLLC - Low Impact Application
Commercial | Com ¦ LLLC - High Impact Application | 2030 | Technical | MW | Before Competition Groups | 113.6059 | 0 | 0 | 2952.9068 | 0.038473 | 10 | Commercial_2030_Technical_MW_Before Competition Groups_10 | LLLC - High Impact Application | 3.847% | 0 | 113.6059 | Commercial_2030_Technical_MW_Before Competition Groups_LLLC - High Impact Application
Commercial | Com ¦ Unitary Air-Conditioning Unit | 2030 | Technical | MW | Before Competition Groups | 105.9477 | 0 | 0 | 2952.9068 | 0.035879 | 11 | Commercial_2030_Technical_MW_Before Competition Groups_11 | Unitary Air-Conditioning Unit | 3.588% | 0 | 105.9477 | Commercial_2030_Technical_MW_Before Competition Groups_Unitary Air-Conditioning Unit
Commercial | Com ¦ Networked/Connected - Low Impact Application | 2030 | Technical | MW | Before Competition Groups | 104.1765 | 0 | 0 | 2952.9068 | 0.035279 | 12 | Commercial_2030_Technical_MW_Before Competition Groups_12 | Networked/Connected - Low Impact Application | 3.528% | 0 | 104.1765 | Commercial_2030_Technical_MW_Before Competition Groups_Networked/Connected - Low Impact Application
Commercial | Com ¦ Networked/Connected - High Impact Application | 2030 | Technical | MW | Before Competition Groups | 98.8721 | 0 | 0 | 2952.9068 | 0.033483 | 13 | Commercial_2030_Technical_MW_Before Competition Groups_13 | Networked/Connected - High Impact Application | 3.348% | 0 | 98.8721 | Commercial_2030_Technical_MW_Before Competition Groups_Networked/Connected - High Impact Application
Commercial | Com ¦ Advanced BAS/Controllers | 2030 | Technical | MW | Before Competition Groups | 95.365 | 0 | 0 | 2952.9068 | 0.032295 | 14 | Commercial_2030_Technical_MW_Before Competition Groups_14 | Advanced BAS/Controllers | 3.23% | 0 | 95.365 | Commercial_2030_Technical_MW_Before Competition Groups_Advanced BAS/Controllers
Commercial | Com ¦ LED Replacement Lamp (Tube) | 2030 | Technical | MW | Before Competition Groups | 77.7147 | 0 | 0 | 2952.9068 | 0.026318 | 15 | Commercial_2030_Technical_MW_Before Competition Groups_15 | LED Replacement Lamp (Tube) | 2.632% | 0 | 77.7147 | Commercial_2030_Technical_MW_Before Competition Groups_LED Replacement Lamp (Tube)
Commercial | Com ¦ Smart Strip Plug Outlets | 2030 | Technical | MW | Before Competition Groups | 64.595 | 0 | 0 | 2952.9068 | 0.021875 | 16 | Commercial_2030_Technical_MW_Before Competition Groups_16 | Smart Strip Plug Outlets | 2.188% | 0 | 64.595 | Commercial_2030_Technical_MW_Before Competition Groups_Smart Strip Plug Outlets
Commercial | Com ¦ Refrigerated Display Case Doors | 2030 | Technical | MW | Before Competition Groups | 46.5208 | 0 | 0 | 2952.9068 | 0.015754 | 17 | Commercial_2030_Technical_MW_Before Competition Groups_17 | Refrigerated Display Case Doors | 1.575% | 0 | 46.5208 | Commercial_2030_Technical_MW_Before Competition Groups_Refrigerated Display Case Doors
Commercial | Com ¦ Adaptive Thermostats | 2030 | Technical | MW | Before Competition Groups | 42.0141 | 0 | 0 | 2952.9068 | 0.014228 | 18 | Commercial_2030_Technical_MW_Before Competition Groups_18 | Adaptive Thermostats | 1.423% | 0 | 42.0141 | Commercial_2030_Technical_MW_Before Competition Groups_Adaptive Thermostats
Commercial | Com ¦ Data Center Storage/Server Virtualization | 2030 | Technical | MW | Before Competition Groups | 36.6145 | 0 | 0 | 2952.9068 | 0.012399 | 19 | Commercial_2030_Technical_MW_Before Competition Groups_19 | Data Center Storage/Server Virtualization | 1.24% | 0 | 36.6145 | Commercial_2030_Technical_MW_Before Competition Groups_Data Center Storage/Server Virtualization
Commercial | Com ¦ Demand Control Ventilation | 2030 | Technical | MW | Before Competition Groups | 33.4149 | 0 | 0 | 2952.9068 | 0.011316 | 20 | Commercial_2030_Technical_MW_Before Competition Groups_20 | Demand Control Ventilation | 1.132% | 0 | 33.4149 | Commercial_2030_Technical_MW_Before Competition Groups_Demand Control Ventilation
Commercial | Com ¦ Strip Curtains | 2030 | Technical | MW | Before Competition Groups | 31.3302 | 0 | 0 | 2952.9068 | 0.01061 | 21 | Commercial_2030_Technical_MW_Before Competition Groups_21 | Strip Curtains | 1.061% | 0 | 31.3302 | Commercial_2030_Technical_MW_Before Competition Groups_Strip Curtains
Commercial | Com ¦ Reach-in Shaded Pole to ECM/PSC Evaporator Fan Motor | 2030 | Technical | MW | Before Competition Groups | 30.3679 | 0 | 0 | 2952.9068 | 0.010284 | 22 | Commercial_2030_Technical_MW_Before Competition Groups_22 | Reach-in Shaded Pole to ECM/PSC Evaporator Fan Motor | 1.028% | 0 | 30.3679 | Commercial_2030_Technical_MW_Before Competition Groups_Reach-in Shaded Pole to ECM/PSC Evaporator Fan Motor
Commercial | Com ¦ Furnace Tune-Up | 2030 | Technical | MW | Before Competition Groups | 29.5841 | 0 | 0 | 2952.9068 | 0.010019 | 23 | Commercial_2030_Technical_MW_Before Competition Groups_23 | Furnace Tune-Up | 1.002% | 0 | 29.5841 | Commercial_2030_Technical_MW_Before Competition Groups_Furnace Tune-Up
Commercial | Com ¦ LED or Equivalent Sign Lighting | 2030 | Technical | MW | Before Competition Groups | 26.7083 | 0 | 0 | 2952.9068 | 0.0090447 | 24 | Commercial_2030_Technical_MW_Before Competition Groups_24 | LED or Equivalent Sign Lighting | 0.9045% | 0 | 26.7083 | Commercial_2030_Technical_MW_Before Competition Groups_LED or Equivalent Sign Lighting
Commercial | Com ¦ Chilled Water Optimization | 2030 | Technical | MW | Before Competition Groups | 25.8478 | 0 | 0 | 2952.9068 | 0.0087533 | 25 | Commercial_2030_Technical_MW_Before Competition Groups_25 | Chilled Water Optimization | 0.8753% | 0 | 25.8478 | Commercial_2030_Technical_MW_Before Competition Groups_Chilled Water Optimization
Commercial | Com ¦ Adding reflective (White) roof treatment or a green roof | 2030 | Technical | MW | Before Competition Groups | 25.0487 | 0 | 0 | 2952.9068 | 0.0084827 | 26 | Commercial_2030_Technical_MW_Before Competition Groups_26 | Adding reflective (White) roof treatment or a green roof | 0.8483% | 0 | 25.0487 | Commercial_2030_Technical_MW_Before Competition Groups_Adding reflective (White) roof treatment or a green roof
Commercial | Com ¦ Centrally controlled desktop PC/NETWORK PC POWER MANAGEMENT SOFTWARE | 2030 | Technical | MW | Before Competition Groups | 24.2014 | 0 | 0 | 2952.9068 | 0.0081958 | 27 | Commercial_2030_Technical_MW_Before Competition Groups_27 | Centrally controlled desktop PC/NETWORK PC POWER MANAGEMENT SOFTWARE | 0.8196% | 0 | 24.2014 | Commercial_2030_Technical_MW_Before Competition Groups_Centrally controlled desktop PC/NETWORK PC POWER MANAGEMENT SOFTWARE
Commercial | Com ¦ Door Gasket Freezer/Refrigerator | 2030 | Technical | MW | Before Competition Groups | 23.4354 | 0 | 0 | 2952.9068 | 0.0079364 | 28 | Commercial_2030_Technical_MW_Before Competition Groups_28 | Door Gasket Freezer/Refrigerator | 0.7936% | 0 | 23.4354 | Commercial_2030_Technical_MW_Before Competition Groups_Door Gasket Freezer/Refrigerator
Commercial | Com ¦ Refrigerated Display Case LED | 2030 | Technical | MW | Before Competition Groups | 23.2352 | 0 | 0 | 2952.9068 | 0.0078686 | 29 | Commercial_2030_Technical_MW_Before Competition Groups_29 | Refrigerated Display Case LED | 0.7869% | 0 | 23.2352 | Commercial_2030_Technical_MW_Before Competition Groups_Refrigerated Display Case LED
Commercial | Com ¦ Refrigeration Optimization | 2030 | Technical | MW | Before Competition Groups | 21.3943 | 0 | 0 | 2952.9068 | 0.0072452 | 30 | Commercial_2030_Technical_MW_Before Competition Groups_30 | Refrigeration Optimization | 0.7245% | 0 | 21.3943 | Commercial_2030_Technical_MW_Before Competition Groups_Refrigeration Optimization
Commercial | Com ¦ Variable Frequency Drive (VFD) | 2030 | Technical | MW | Before Competition Groups | 20.5911 | 0 | 0 | 2952.9068 | 0.0069732 | 31 | Commercial_2030_Technical_MW_Before Competition Groups_31 | Variable Frequency Drive (VFD) | 0.6973% | 0 | 20.5911 | Commercial_2030_Technical_MW_Before Competition Groups_Variable Frequency Drive (VFD)
Commercial | Com ¦ HOTEL OCCUPANCY CONTROLS (HVAC + LIGHTING) | 2030 | Technical | MW | Before Competition Groups | 19.4122 | 0 | 0 | 2952.9068 | 0.0065739 | 32 | Commercial_2030_Technical_MW_Before Competition Groups_32 | HOTEL OCCUPANCY CONTROLS (HVAC + LIGHTING) | 0.6574% | 0 | 19.4122 | Commercial_2030_Technical_MW_Before Competition Groups_HOTEL OCCUPANCY CONTROLS (HVAC + LIGHTING)
Commercial | Com ¦ VFD on Pumps | 2030 | Technical | MW | Before Competition Groups | 19.2708 | 0 | 0 | 2952.9068 | 0.006526 | 33 | Commercial_2030_Technical_MW_Before Competition Groups_33 | VFD on Pumps | 0.6526% | 0 | 19.2708 | Commercial_2030_Technical_MW_Before Competition Groups_VFD on Pumps
Commercial | Com ¦ ENERGY STAR LED LAMPS (General Service Lamps) | 2030 | Technical | MW | Before Competition Groups | 16.0856 | 0 | 0 | 2952.9068 | 0.0054474 | 34 | Commercial_2030_Technical_MW_Before Competition Groups_34 | ENERGY STAR LED LAMPS (General Service Lamps) | 0.5447% | 0 | 16.0856 | Commercial_2030_Technical_MW_Before Competition Groups_ENERGY STAR LED LAMPS (General Service Lamps)
Commercial | Com ¦ Ground Source Heat Pump | 2030 | Technical | MW | Before Competition Groups | 16.0688 | 0 | 0 | 2952.9068 | 0.0054417 | 35 | Commercial_2030_Technical_MW_Before Competition Groups_35 | Ground Source Heat Pump | 0.5442% | 0 | 16.0688 | Commercial_2030_Technical_MW_Before Competition Groups_Ground Source Heat Pump
Commercial | Com ¦ Air Handler with Dedicated Outdoor Air Systems | 2030 | Technical | MW | Before Competition Groups | 15.7159 | 0 | 0 | 2952.9068 | 0.0053222 | 36 | Commercial_2030_Technical_MW_Before Competition Groups_36 | Air Handler with Dedicated Outdoor Air Systems | 0.5322% | 0 | 15.7159 | Commercial_2030_Technical_MW_Before Competition Groups_Air Handler with Dedicated Outdoor Air Systems
Commercial | Com ¦ ENERGY STAR FREEZER | 2030 | Technical | MW | Before Competition Groups | 14.8031 | 0 | 0 | 2952.9068 | 0.0050131 | 37 | Commercial_2030_Technical_MW_Before Competition Groups_37 | ENERGY STAR FREEZER | 0.5013% | 0 | 14.8031 | Commercial_2030_Technical_MW_Before Competition Groups_ENERGY STAR FREEZER
Commercial | Com ¦ Indoor Daylight Sensors/Photocell Dimming Control | 2030 | Technical | MW | Before Competition Groups | 14.5432 | 0 | 0 | 2952.9068 | 0.004925 | 38 | Commercial_2030_Technical_MW_Before Competition Groups_38 | Indoor Daylight Sensors/Photocell Dimming Control | 0.4925% | 0 | 14.5432 | Commercial_2030_Technical_MW_Before Competition Groups_Indoor Daylight Sensors/Photocell Dimming Control
Commercial | Com ¦ ENERGY STAR ICE MACHINES - Ice Making Head | 2030 | Technical | MW | Before Competition Groups | 12.7529 | 0 | 0 | 2952.9068 | 0.0043188 | 39 | Commercial_2030_Technical_MW_Before Competition Groups_39 | ENERGY STAR ICE MACHINES - Ice Making Head | 0.4319% | 0 | 12.7529 | Commercial_2030_Technical_MW_Before Competition Groups_ENERGY STAR ICE MACHINES - Ice Making Head
Commercial | Com ¦ Demand Control Kitchen Ventilation | 2030 | Technical | MW | Before Competition Groups | 11.5803 | 0 | 0 | 2952.9068 | 0.0039216 | 40 | Commercial_2030_Technical_MW_Before Competition Groups_40 | Demand Control Kitchen Ventilation | 0.3922% | 0 | 11.5803 | Commercial_2030_Technical_MW_Before Competition Groups_Demand Control Kitchen Ventilation
Commercial | Com ¦ ECM MOTORS FOR EVAPORATOR FANS for refrigeration (WALK-IN) | 2030 | Technical | MW | Before Competition Groups | 10.7115 | 0 | 0 | 2952.9068 | 0.0036274 | 41 | Commercial_2030_Technical_MW_Before Competition Groups_41 | ECM MOTORS FOR EVAPORATOR FANS for refrigeration (WALK-IN) | 0.3627% | 0 | 10.7115 | Commercial_2030_Technical_MW_Before Competition Groups_ECM MOTORS FOR EVAPORATOR FANS for refrigeration (WALK-IN)
Commercial | Com ¦ Occupancy Sensors | 2030 | Technical | MW | Before Competition Groups | 10.1446 | 0 | 0 | 2952.9068 | 0.0034354 | 42 | Commercial_2030_Technical_MW_Before Competition Groups_42 | Occupancy Sensors | 0.3435% | 0 | 10.1446 | Commercial_2030_Technical_MW_Before Competition Groups_Occupancy Sensors
Commercial | Com ¦ High R-Value Glass Doors/no-heat glass door | 2030 | Technical | MW | Before Competition Groups | 10.1382 | 0 | 0 | 2952.9068 | 0.0034333 | 43 | Commercial_2030_Technical_MW_Before Competition Groups_43 | High R-Value Glass Doors/no-heat glass door | 0.3433% | 0 | 10.1382 | Commercial_2030_Technical_MW_Before Competition Groups_High R-Value Glass Doors/no-heat glass door
Commercial | Com ¦ Freezer Case Light Sensor | 2030 | Technical | MW | Before Competition Groups | 9.2678 | 0 | 0 | 2952.9068 | 0.0031385 | 44 | Commercial_2030_Technical_MW_Before Competition Groups_44 | Freezer Case Light Sensor | 0.3139% | 0 | 9.2678 | Commercial_2030_Technical_MW_Before Competition Groups_Freezer Case Light Sensor
Commercial | Com ¦ Evaporator Fan Controls | 2030 | Technical | MW | Before Competition Groups | 9.0291 | 0 | 0 | 2952.9068 | 0.0030577 | 45 | Commercial_2030_Technical_MW_Before Competition Groups_45 | Evaporator Fan Controls | 0.3058% | 0 | 9.0291 | Commercial_2030_Technical_MW_Before Competition Groups_Evaporator Fan Controls
Commercial | Com ¦ Water Source Heat Pump (4 ton) | 2030 | Technical | MW | Before Competition Groups | 8.6116 | 0 | 0 | 2952.9068 | 0.0029163 | 46 | Commercial_2030_Technical_MW_Before Competition Groups_46 | Water Source Heat Pump (4 ton) | 0.2916% | 0 | 8.6116 | Commercial_2030_Technical_MW_Before Competition Groups_Water Source Heat Pump (4 ton)
Commercial | Com ¦ ENERGY STAR Refrigerator | 2030 | Technical | MW | Before Competition Groups | 7.1358 | 0 | 0 | 2952.9068 | 0.0024165 | 47 | Commercial_2030_Technical_MW_Before Competition Groups_47 | ENERGY STAR Refrigerator | 0.2417% | 0 | 7.1358 | Commercial_2030_Technical_MW_Before Competition Groups_ENERGY STAR Refrigerator
Commercial | Com ¦ LED EXTERIOR AREA LIGHTS - LED fixture (200W) | 2030 | Technical | MW | Before Competition Groups | 6.7527 | 0 | 0 | 2952.9068 | 0.0022868 | 48 | Commercial_2030_Technical_MW_Before Competition Groups_48 | LED EXTERIOR AREA LIGHTS - LED fixture (200W) | 0.2287% | 0 | 6.7527 | Commercial_2030_Technical_MW_Before Competition Groups_LED EXTERIOR AREA LIGHTS - LED fixture (200W)
Commercial | Com ¦ LED parking lot fixture | 2030 | Technical | MW | Before Competition Groups | 6.4701 | 0 | 0 | 2952.9068 | 0.0021911 | 49 | Commercial_2030_Technical_MW_Before Competition Groups_49 | LED parking lot fixture | 0.2191% | 0 | 6.4701 | Commercial_2030_Technical_MW_Before Competition Groups_LED parking lot fixture
Commercial | Com ¦ Refrigeration Commissioning | 2030 | Technical | MW | Before Competition Groups | 6.2888 | 0 | 0 | 2952.9068 | 0.0021297 | 50 | Commercial_2030_Technical_MW_Before Competition Groups_50 | Refrigeration Commissioning | 0.213% | 0 | 6.2888 | Commercial_2030_Technical_MW_Before Competition Groups_Refrigeration Commissioning
Commercial | Com ¦ Condensing Make Up Air Unit | 2030 | Technical | MW | Before Competition Groups | 6.2071 | 0 | 0 | 2952.9068 | 0.002102 | 51 | Commercial_2030_Technical_MW_Before Competition Groups_51 | Condensing Make Up Air Unit | 0.2102% | 0 | 6.2071 | Commercial_2030_Technical_MW_Before Competition Groups_Condensing Make Up Air Unit
Commercial | Com ¦ ENERGY STAR Griddle (74% eff) | 2030 | Technical | MW | Before Competition Groups | 6.1813 | 0 | 0 | 2952.9068 | 0.0020933 | 52 | Commercial_2030_Technical_MW_Before Competition Groups_52 | ENERGY STAR Griddle (74% eff) | 0.2093% | 0 | 6.1813 | Commercial_2030_Technical_MW_Before Competition Groups_ENERGY STAR Griddle (74% eff)
Commercial | Com ¦ Super-High Efficiency Furnaces (Emerging Tech) | 2030 | Technical | MW | Before Competition Groups | 5.9534 | 0 | 0 | 2952.9068 | 0.0020161 | 53 | Commercial_2030_Technical_MW_Before Competition Groups_53 | Super-High Efficiency Furnaces (Emerging Tech) | 0.2016% | 0 | 5.9534 | Commercial_2030_Technical_MW_Before Competition Groups_Super-High Efficiency Furnaces (Emerging Tech)
Commercial | Com ¦ Duct Insulation, R8 | 2030 | Technical | MW | Before Competition Groups | 5.4309 | 0 | 0 | 2952.9068 | 0.0018392 | 54 | Commercial_2030_Technical_MW_Before Competition Groups_54 | Duct Insulation, R8 | 0.1839% | 0 | 5.4309 | Commercial_2030_Technical_MW_Before Competition Groups_Duct Insulation, R8
Commercial | Com ¦ Elec Storage WH 2.30 Et | 2030 | Technical | MW | Before Competition Groups | 5.1195 | 0 | 0 | 2952.9068 | 0.0017337 | 55 | Commercial_2030_Technical_MW_Before Competition Groups_55 | Elec Storage WH 2.30 Et | 0.1734% | 0 | 5.1195 | Commercial_2030_Technical_MW_Before Competition Groups_Elec Storage WH 2.30 Et
Commercial | Com ¦ BEVERAGE VENDING MACHINE CONTROLS | 2030 | Technical | MW | Before Competition Groups | 4.823 | 0 | 0 | 2952.9068 | 0.0016333 | 56 | Commercial_2030_Technical_MW_Before Competition Groups_56 | BEVERAGE VENDING MACHINE CONTROLS | 0.1633% | 0 | 4.823 | Commercial_2030_Technical_MW_Before Competition Groups_BEVERAGE VENDING MACHINE CONTROLS
Commercial | Com ¦ LED street light fixture | 2030 | Technical | MW | Before Competition Groups | 4.0629 | 0 | 0 | 2952.9068 | 0.0013759 | 57 | Commercial_2030_Technical_MW_Before Competition Groups_57 | LED street light fixture | 0.1376% | 0 | 4.0629 | Commercial_2030_Technical_MW_Before Competition Groups_LED street light fixture
Commercial | Com ¦ Roof Insulation/Ceiling Insulation (R25 Code to R35) | 2030 | Technical | MW | Before Competition Groups | 3.988 | 0 | 0 | 2952.9068 | 0.0013505 | 58 | Commercial_2030_Technical_MW_Before Competition Groups_58 | Roof Insulation/Ceiling Insulation (R25 Code to R35) | 0.1351% | 0 | 3.988 | Commercial_2030_Technical_MW_Before Competition Groups_Roof Insulation/Ceiling Insulation (R25 Code to R35)
Commercial | Com ¦ Temperature Adjustment in Commercial Freezers | 2030 | Technical | MW | Before Competition Groups | 3.301 | 0 | 0 | 2952.9068 | 0.0011179 | 59 | Commercial_2030_Technical_MW_Before Competition Groups_59 | Temperature Adjustment in Commercial Freezers | 0.1118% | 0 | 3.301 | Commercial_2030_Technical_MW_Before Competition Groups_Temperature Adjustment in Commercial Freezers
Commercial | Com ¦ Anti-sweat heat (ASH) controls - Cooler/Freezer | 2030 | Technical | MW | Before Competition Groups | 3.2652 | 0 | 0 | 2952.9068 | 0.0011057 | 60 | Commercial_2030_Technical_MW_Before Competition Groups_60 | Anti-sweat heat (ASH) controls - Cooler/Freezer | 0.1106% | 0 | 3.2652 | Commercial_2030_Technical_MW_Before Competition Groups_Anti-sweat heat (ASH) controls - Cooler/Freezer
Commercial | Com ¦ CO Sensors for parking garage exhaust fans | 2030 | Technical | MW | Before Competition Groups | 3.247 | 0 | 0 | 2952.9068 | 0.0010996 | 61 | Commercial_2030_Technical_MW_Before Competition Groups_61 | CO Sensors for parking garage exhaust fans | 0.11% | 0 | 3.247 | Commercial_2030_Technical_MW_Before Competition Groups_CO Sensors for parking garage exhaust fans
Commercial | Com ¦ Vertical Night Covers | 2030 | Technical | MW | Before Competition Groups | 2.7298 | 0 | 0 | 2952.9068 | 0.00092445 | 62 | Commercial_2030_Technical_MW_Before Competition Groups_62 | Vertical Night Covers | 0.09244% | 0 | 2.7298 | Commercial_2030_Technical_MW_Before Competition Groups_Vertical Night Covers
Commercial | Com ¦ Energy Efficient Laboratory Fume Hood | 2030 | Technical | MW | Before Competition Groups | 2.669 | 0 | 0 | 2952.9068 | 0.00090385 | 63 | Commercial_2030_Technical_MW_Before Competition Groups_63 | Energy Efficient Laboratory Fume Hood | 0.09039% | 0 | 2.669 | Commercial_2030_Technical_MW_Before Competition Groups_Energy Efficient Laboratory Fume Hood
Commercial | Com ¦ Water Heating (DHW) Pipe Insulation (Add 3/4\ Foam)" | 2030 | Technical | MW | Before Competition Groups | 2.0832 | 0 | 0 | 2952.9068 | 0.00070546 | 64 | Commercial_2030_Technical_MW_Before Competition Groups_64 | Water Heating (DHW) Pipe Insulation (Add 3/4\ Foam)" | 0.07055% | 0 | 2.0832 | Commercial_2030_Technical_MW_Before Competition Groups_Water Heating (DHW) Pipe Insulation (Add 3/4\ Foam)"
Commercial | Com ¦ Outside Air Economizer | 2030 | Technical | MW | Before Competition Groups | 1.8976 | 0 | 0 | 2952.9068 | 0.00064264 | 65 | Commercial_2030_Technical_MW_Before Competition Groups_65 | Outside Air Economizer | 0.06426% | 0 | 1.8976 | Commercial_2030_Technical_MW_Before Competition Groups_Outside Air Economizer
Commercial | Com ¦ ENERGY STAR Fryer (84% eff) | 2030 | Technical | MW | Before Competition Groups | 1.7886 | 0 | 0 | 2952.9068 | 0.00060572 | 66 | Commercial_2030_Technical_MW_Before Competition Groups_66 | ENERGY STAR Fryer (84% eff) | 0.06057% | 0 | 1.7886 | Commercial_2030_Technical_MW_Before Competition Groups_ENERGY STAR Fryer (84% eff)
Commercial | Com ¦ Room AC (w/ louvered sides) 14 SEER from 12 SEER code | 2030 | Technical | MW | Before Competition Groups | 1.5242 | 0 | 0 | 2952.9068 | 0.00051619 | 67 | Commercial_2030_Technical_MW_Before Competition Groups_67 | Room AC (w/ louvered sides) 14 SEER from 12 SEER code | 0.05162% | 0 | 1.5242 | Commercial_2030_Technical_MW_Before Competition Groups_Room AC (w/ louvered sides) 14 SEER from 12 SEER code
Commercial | Com ¦ High Efficiency Small Instantaneous Water Heater | 2030 | Technical | MW | Before Competition Groups | 1.4421 | 0 | 0 | 2952.9068 | 0.00048836 | 68 | Commercial_2030_Technical_MW_Before Competition Groups_68 | High Efficiency Small Instantaneous Water Heater | 0.04884% | 0 | 1.4421 | Commercial_2030_Technical_MW_Before Competition Groups_High Efficiency Small Instantaneous Water Heater
Commercial | Com ¦ Suction Pipe Insulation Freezer/Refrigerator | 2030 | Technical | MW | Before Competition Groups | 1.4188 | 0 | 0 | 2952.9068 | 0.00048046 | 69 | Commercial_2030_Technical_MW_Before Competition Groups_69 | Suction Pipe Insulation Freezer/Refrigerator | 0.04805% | 0 | 1.4188 | Commercial_2030_Technical_MW_Before Competition Groups_Suction Pipe Insulation Freezer/Refrigerator
Commercial | Com ¦ ENERGY STAR Dishwasher | 2030 | Technical | MW | Before Competition Groups | 1.3988 | 0 | 0 | 2952.9068 | 0.00047372 | 70 | Commercial_2030_Technical_MW_Before Competition Groups_70 | ENERGY STAR Dishwasher | 0.04737% | 0 | 1.3988 | Commercial_2030_Technical_MW_Before Competition Groups_ENERGY STAR Dishwasher
Commercial | Com ¦ LED RECESSED DOWNLIGHTS | 2030 | Technical | MW | Before Competition Groups | 1.3659 | 0 | 0 | 2952.9068 | 0.00046257 | 71 | Commercial_2030_Technical_MW_Before Competition Groups_71 | LED RECESSED DOWNLIGHTS | 0.04626% | 0 | 1.3659 | Commercial_2030_Technical_MW_Before Competition Groups_LED RECESSED DOWNLIGHTS
Commercial | Com ¦ Evaporator Coil Defrost (Cooler) | 2030 | Technical | MW | Before Competition Groups | 1.2071 | 0 | 0 | 2952.9068 | 0.00040877 | 72 | Commercial_2030_Technical_MW_Before Competition Groups_72 | Evaporator Coil Defrost (Cooler) | 0.04088% | 0 | 1.2071 | Commercial_2030_Technical_MW_Before Competition Groups_Evaporator Coil Defrost (Cooler)
Commercial | Com ¦ ENERGY STAR Steam Cookers | 2030 | Technical | MW | Before Competition Groups | 1.172 | 0 | 0 | 2952.9068 | 0.0003969 | 73 | Commercial_2030_Technical_MW_Before Competition Groups_73 | ENERGY STAR Steam Cookers | 0.03969% | 0 | 1.172 | Commercial_2030_Technical_MW_Before Competition Groups_ENERGY STAR Steam Cookers
Commercial | Com ¦ Ozone Laundry Treatment | 2030 | Technical | MW | Before Competition Groups | 0.77583 | 0 | 0 | 2952.9068 | 0.00026273 | 74 | Commercial_2030_Technical_MW_Before Competition Groups_74 | Ozone Laundry Treatment | 0.02627% | 0 | 0.77583 | Commercial_2030_Technical_MW_Before Competition Groups_Ozone Laundry Treatment
Commercial | Com ¦ Thermostat Setback | 2030 | Technical | MW | Before Competition Groups | 0.72443 | 0 | 0 | 2952.9068 | 0.00024533 | 75 | Commercial_2030_Technical_MW_Before Competition Groups_75 | Thermostat Setback | 0.02453% | 0 | 0.72443 | Commercial_2030_Technical_MW_Before Competition Groups_Thermostat Setback
Commercial | Com ¦ SYNCHRONOUS BELT | 2030 | Technical | MW | Before Competition Groups | 0.70013 | 0 | 0 | 2952.9068 | 0.0002371 | 76 | Commercial_2030_Technical_MW_Before Competition Groups_76 | SYNCHRONOUS BELT | 0.02371% | 0 | 0.70013 | Commercial_2030_Technical_MW_Before Competition Groups_SYNCHRONOUS BELT
Commercial | Com ¦ Wall Insulation | 2030 | Technical | MW | Before Competition Groups | 0.65348 | 0 | 0 | 2952.9068 | 0.0002213 | 77 | Commercial_2030_Technical_MW_Before Competition Groups_77 | Wall Insulation | 0.02213% | 0 | 0.65348 | Commercial_2030_Technical_MW_Before Competition Groups_Wall Insulation
Commercial | Com ¦ Solar Preheat Make up Air | 2030 | Technical | MW | Before Competition Groups | 0.64533 | 0 | 0 | 2952.9068 | 0.00021854 | 78 | Commercial_2030_Technical_MW_Before Competition Groups_78 | Solar Preheat Make up Air | 0.02185% | 0 | 0.64533 | Commercial_2030_Technical_MW_Before Competition Groups_Solar Preheat Make up Air
Commercial | Com ¦ PTAC (12 EER/10,000 BTU) | 2030 | Technical | MW | Before Competition Groups | 0.59676 | 0 | 0 | 2952.9068 | 0.00020209 | 79 | Commercial_2030_Technical_MW_Before Competition Groups_79 | PTAC (12 EER/10,000 BTU) | 0.02021% | 0 | 0.59676 | Commercial_2030_Technical_MW_Before Competition Groups_PTAC (12 EER/10,000 BTU)
Commercial | Com ¦ Efficient compressor motor | 2030 | Technical | MW | Before Competition Groups | 0.49117 | 0 | 0 | 2952.9068 | 0.00016633 | 80 | Commercial_2030_Technical_MW_Before Competition Groups_80 | Efficient compressor motor | 0.01663% | 0 | 0.49117 | Commercial_2030_Technical_MW_Before Competition Groups_Efficient compressor motor
Commercial | Com ¦ Solar Water Preheat (Pools/DHW) | 2030 | Technical | MW | Before Competition Groups | 0.36392 | 0 | 0 | 2952.9068 | 0.00012324 | 81 | Commercial_2030_Technical_MW_Before Competition Groups_81 | Solar Water Preheat (Pools/DHW) | 0.01232% | 0 | 0.36392 | Commercial_2030_Technical_MW_Before Competition Groups_Solar Water Preheat (Pools/DHW)
Commercial | Com ¦ High Efficiency Chiller (avg of water and air cooled) | 2030 | Technical | MW | Before Competition Groups | 0.35589 | 0 | 0 | 2952.9068 | 0.00012052 | 82 | Commercial_2030_Technical_MW_Before Competition Groups_82 | High Efficiency Chiller (avg of water and air cooled) | 0.01205% | 0 | 0.35589 | Commercial_2030_Technical_MW_Before Competition Groups_High Efficiency Chiller (avg of water and air cooled)
Commercial | COM ¦ Ductless Mini-Split Heat Pumps | 2030 | Technical | MW | Before Competition Groups | 0.35155 | 0 | 0 | 2952.9068 | 0.00011905 | 83 | Commercial_2030_Technical_MW_Before Competition Groups_83 | Ductless Mini-Split Heat Pumps | 0.01191% | 0 | 0.35155 | Commercial_2030_Technical_MW_Before Competition Groups_Ductless Mini-Split Heat Pumps
Commercial | Com ¦ Notched V belts for HVAC Systems | 2030 | Technical | MW | Before Competition Groups | 0.35007 | 0 | 0 | 2952.9068 | 0.00011855 | 84 | Commercial_2030_Technical_MW_Before Competition Groups_84 | Notched V belts for HVAC Systems | 0.01185% | 0 | 0.35007 | Commercial_2030_Technical_MW_Before Competition Groups_Notched V belts for HVAC Systems
Commercial | Com ¦ Heat Pump Water Heater (50 Gallons) | 2030 | Technical | MW | Before Competition Groups | 0.33374 | 0 | 0 | 2952.9068 | 0.00011302 | 85 | Commercial_2030_Technical_MW_Before Competition Groups_85 | Heat Pump Water Heater (50 Gallons) | 0.0113% | 0 | 0.33374 | Commercial_2030_Technical_MW_Before Competition Groups_Heat Pump Water Heater (50 Gallons)
Commercial | Com ¦ ECM MOTORS FOR HVAC APPLICATION (FAN-POWERED VAV BOX) | 2030 | Technical | MW | Before Competition Groups | 0.31433 | 0 | 0 | 2952.9068 | 0.00010645 | 86 | Commercial_2030_Technical_MW_Before Competition Groups_86 | ECM MOTORS FOR HVAC APPLICATION (FAN-POWERED VAV BOX) | 0.01064% | 0 | 0.31433 | Commercial_2030_Technical_MW_Before Competition Groups_ECM MOTORS FOR HVAC APPLICATION (FAN-POWERED VAV BOX)
Commercial | Com ¦ Commercial Hot Food Holding Cabinets | 2030 | Technical | MW | Before Competition Groups | 0.2696 | 0 | 0 | 2952.9068 | 9.13e-05 | 87 | Commercial_2030_Technical_MW_Before Competition Groups_87 | Commercial Hot Food Holding Cabinets | 0.00913% | 0 | 0.2696 | Commercial_2030_Technical_MW_Before Competition Groups_Commercial Hot Food Holding Cabinets
Commercial | Com ¦ HVAC Optimization | 2030 | Technical | MW | Before Competition Groups | 0.22968 | 0 | 0 | 2952.9068 | 7.778e-05 | 88 | Commercial_2030_Technical_MW_Before Competition Groups_88 | HVAC Optimization | 0.007778% | 0 | 0.22968 | Commercial_2030_Technical_MW_Before Competition Groups_HVAC Optimization
Commercial | Com ¦ Auto Off Time Switch or Time Clock control | 2030 | Technical | MW | Before Competition Groups | 0.19076 | 0 | 0 | 2952.9068 | 6.4602e-05 | 89 | Commercial_2030_Technical_MW_Before Competition Groups_89 | Auto Off Time Switch or Time Clock control | 0.00646% | 0 | 0.19076 | Commercial_2030_Technical_MW_Before Competition Groups_Auto Off Time Switch or Time Clock control
Commercial | Com ¦ CEE Tier 2/Energy Star Clothes Washers | 2030 | Technical | MW | Before Competition Groups | 0.16773 | 0 | 0 | 2952.9068 | 5.6803e-05 | 90 | Commercial_2030_Technical_MW_Before Competition Groups_90 | CEE Tier 2/Energy Star Clothes Washers | 0.00568% | 0 | 0.16773 | Commercial_2030_Technical_MW_Before Competition Groups_CEE Tier 2/Energy Star Clothes Washers
Commercial | Com ¦ Solar Electric Water Heater (50 Gallon) | 2030 | Technical | MW | Before Competition Groups | 0.13774 | 0 | 0 | 2952.9068 | 4.6647e-05 | 91 | Commercial_2030_Technical_MW_Before Competition Groups_91 | Solar Electric Water Heater (50 Gallon) | 0.004665% | 0 | 0.13774 | Commercial_2030_Technical_MW_Before Competition Groups_Solar Electric Water Heater (50 Gallon)
Commercial | Com ¦ Demand controlled Circulating Systems | 2030 | Technical | MW | Before Competition Groups | 0.13365 | 0 | 0 | 2952.9068 | 4.5262e-05 | 92 | Commercial_2030_Technical_MW_Before Competition Groups_92 | Demand controlled Circulating Systems | 0.004526% | 0 | 0.13365 | Commercial_2030_Technical_MW_Before Competition Groups_Demand controlled Circulating Systems
Commercial | Com ¦ Low Flow Pre-Rinse Spray Nozzle | 2030 | Technical | MW | Before Competition Groups | 0.10728 | 0 | 0 | 2952.9068 | 3.6329e-05 | 93 | Commercial_2030_Technical_MW_Before Competition Groups_93 | Low Flow Pre-Rinse Spray Nozzle | 0.003633% | 0 | 0.10728 | Commercial_2030_Technical_MW_Before Competition Groups_Low Flow Pre-Rinse Spray Nozzle
Commercial | Com ¦ Condensing Unit Heaters or other Efficient Unit Heating System | 2030 | Technical | MW | Before Competition Groups | 0.046548 | 0 | 0 | 2952.9068 | 1.5764e-05 | 94 | Commercial_2030_Technical_MW_Before Competition Groups_94 | Condensing Unit Heaters or other Efficient Unit Heating System | 0.001576% | 0 | 0.046548 | Commercial_2030_Technical_MW_Before Competition Groups_Condensing Unit Heaters or other Efficient Unit Heating System
Commercial | Com ¦ VSD Air Compressor | 2030 | Technical | MW | Before Competition Groups | 0.029393 | 0 | 0 | 2952.9068 | 9.954e-06 | 95 | Commercial_2030_Technical_MW_Before Competition Groups_95 | VSD Air Compressor | 0.0009954% | 0 | 0.029393 | Commercial_2030_Technical_MW_Before Competition Groups_VSD Air Compressor
Commercial | Com ¦ eCube | 2030 | Technical | MW | Before Competition Groups | 0.026859 | 0 | 0 | 2952.9068 | 9.0958e-06 | 96 | Commercial_2030_Technical_MW_Before Competition Groups_96 | eCube | 0.0009096% | 0 | 0.026859 | Commercial_2030_Technical_MW_Before Competition Groups_eCube
Commercial | Com ¦ EC Plug Fan for Data Center (under cabinet) | 2030 | Technical | MW | Before Competition Groups | 0.02374 | 0 | 0 | 2952.9068 | 8.0394e-06 | 97 | Commercial_2030_Technical_MW_Before Competition Groups_97 | EC Plug Fan for Data Center (under cabinet) | 0.0008039% | 0 | 0.02374 | Commercial_2030_Technical_MW_Before Competition Groups_EC Plug Fan for Data Center (under cabinet)
Commercial | Com ¦ Exterior Photocell | 2030 | Technical | MW | Before Competition Groups | 0.015142 | 0 | 0 | 2952.9068 | 5.1279e-06 | 98 | Commercial_2030_Technical_MW_Before Competition Groups_98 | Exterior Photocell | 0.0005128% | 0 | 0.015142 | Commercial_2030_Technical_MW_Before Competition Groups_Exterior Photocell
Commercial | Com ¦ Air Curtains | 2030 | Technical | MW | Before Competition Groups | 0.0070883 | 0 | 0 | 2952.9068 | 2.4004e-06 | 99 | Commercial_2030_Technical_MW_Before Competition Groups_99 | Air Curtains | 0.00024% | 0 | 0.0070883 | Commercial_2030_Technical_MW_Before Competition Groups_Air Curtains
Commercial | Com ¦ High Efficiency Induction Cooking | 2030 | Technical | MW | Before Competition Groups | 0.0013379 | 0 | 0 | 2952.9068 | 4.5309e-07 | 100 | Commercial_2030_Technical_MW_Before Competition Groups_100 | High Efficiency Induction Cooking | 4.531e-05% | 0 | 0.0013379 | Commercial_2030_Technical_MW_Before Competition Groups_High Efficiency Induction Cooking
Commercial | Com ¦ Electric Convection Combination Ovens | 2030 | Technical | MW | Before Competition Groups | 0.00036892 | 0 | 0 | 2952.9068 | 1.2493e-07 | 101 | Commercial_2030_Technical_MW_Before Competition Groups_101 | Electric Convection Combination Ovens | 1.249e-05% | 0 | 0.00036892 | Commercial_2030_Technical_MW_Before Competition Groups_Electric Convection Combination Ovens
Commercial | Com ¦ Building Recommissioning, Operations and Maintenance (O&M) Improvements | 2031 | Economic | MW | Before Competition Groups | 242.7607 | 0 | 0 | 1983.0241 | 0.12242 | 1 | Commercial_2031_Economic_MW_Before Competition Groups_1 | Building Recommissioning, Operations and Maintenance (O&M) Improvements | 12.24% | 0 | 242.7607 | Commercial_2031_Economic_MW_Before Competition Groups_Building Recommissioning, Operations and Maintenance (O&M) Improvements
Commercial | Com ¦ Education and Capacity Building/Energy Behavior | 2031 | Economic | MW | Before Competition Groups | 218.0307 | 0 | 0 | 1983.0241 | 0.10995 | 2 | Commercial_2031_Economic_MW_Before Competition Groups_2 | Education and Capacity Building/Energy Behavior | 10.99% | 0 | 218.0307 | Commercial_2031_Economic_MW_Before Competition Groups_Education and Capacity Building/Energy Behavior
Commercial | Com ¦ LED Low/High Bay | 2031 | Economic | MW | Before Competition Groups | 174.5361 | 0 | 0 | 1983.0241 | 0.088015 | 3 | Commercial_2031_Economic_MW_Before Competition Groups_3 | LED Low/High Bay | 8.802% | 0 | 174.5361 | Commercial_2031_Economic_MW_Before Competition Groups_LED Low/High Bay
Commercial | Com ¦ High Efficiency Air Source Heat Pump | 2031 | Economic | MW | Before Competition Groups | 168.4918 | 0 | 0 | 1983.0241 | 0.084967 | 4 | Commercial_2031_Economic_MW_Before Competition Groups_4 | High Efficiency Air Source Heat Pump | 8.497% | 0 | 168.4918 | Commercial_2031_Economic_MW_Before Competition Groups_High Efficiency Air Source Heat Pump
Commercial | Com ¦ LED Troffer/Surface/Suspended | 2031 | Economic | MW | Before Competition Groups | 129.9876 | 0 | 0 | 1983.0241 | 0.06555 | 5 | Commercial_2031_Economic_MW_Before Competition Groups_5 | LED Troffer/Surface/Suspended | 6.555% | 0 | 129.9876 | Commercial_2031_Economic_MW_Before Competition Groups_LED Troffer/Surface/Suspended
Commercial | Com ¦ ENERGY STAR LED LAMPS (REFLECTOR LAMPs/MR16/PAR 16) | 2031 | Economic | MW | Before Competition Groups | 122.2932 | 0 | 0 | 1983.0241 | 0.06167 | 6 | Commercial_2031_Economic_MW_Before Competition Groups_6 | ENERGY STAR LED LAMPS (REFLECTOR LAMPs/MR16/PAR 16) | 6.167% | 0 | 122.2932 | Commercial_2031_Economic_MW_Before Competition Groups_ENERGY STAR LED LAMPS (REFLECTOR LAMPs/MR16/PAR 16)
Commercial | Com ¦ Unitary Air-Conditioning Unit | 2031 | Economic | MW | Before Competition Groups | 111.7703 | 0 | 0 | 1983.0241 | 0.056364 | 7 | Commercial_2031_Economic_MW_Before Competition Groups_7 | Unitary Air-Conditioning Unit | 5.636% | 0 | 111.7703 | Commercial_2031_Economic_MW_Before Competition Groups_Unitary Air-Conditioning Unit
Commercial | Com ¦ Advanced BAS/Controllers | 2031 | Economic | MW | Before Competition Groups | 95.8355 | 0 | 0 | 1983.0241 | 0.048328 | 8 | Commercial_2031_Economic_MW_Before Competition Groups_8 | Advanced BAS/Controllers | 4.833% | 0 | 95.8355 | Commercial_2031_Economic_MW_Before Competition Groups_Advanced BAS/Controllers
Commercial | Com ¦ LED Replacement Lamp (Tube) | 2031 | Economic | MW | Before Competition Groups | 82.3833 | 0 | 0 | 1983.0241 | 0.041544 | 9 | Commercial_2031_Economic_MW_Before Competition Groups_9 | LED Replacement Lamp (Tube) | 4.154% | 0 | 82.3833 | Commercial_2031_Economic_MW_Before Competition Groups_LED Replacement Lamp (Tube)
Commercial | Com ¦ LLLC - High Impact Application | 2031 | Economic | MW | Before Competition Groups | 47.0205 | 0 | 0 | 1983.0241 | 0.023712 | 10 | Commercial_2031_Economic_MW_Before Competition Groups_10 | LLLC - High Impact Application | 2.371% | 0 | 47.0205 | Commercial_2031_Economic_MW_Before Competition Groups_LLLC - High Impact Application
Commercial | Com ¦ Adaptive Thermostats | 2031 | Economic | MW | Before Competition Groups | 42.3592 | 0 | 0 | 1983.0241 | 0.021361 | 11 | Commercial_2031_Economic_MW_Before Competition Groups_11 | Adaptive Thermostats | 2.136% | 0 | 42.3592 | Commercial_2031_Economic_MW_Before Competition Groups_Adaptive Thermostats
Commercial | Com ¦ LLLC - Low Impact Application | 2031 | Economic | MW | Before Competition Groups | 41.9906 | 0 | 0 | 1983.0241 | 0.021175 | 12 | Commercial_2031_Economic_MW_Before Competition Groups_12 | LLLC - Low Impact Application | 2.118% | 0 | 41.9906 | Commercial_2031_Economic_MW_Before Competition Groups_LLLC - Low Impact Application
Commercial | Com ¦ Data Center Storage/Server Virtualization | 2031 | Economic | MW | Before Competition Groups | 36.914 | 0 | 0 | 1983.0241 | 0.018615 | 13 | Commercial_2031_Economic_MW_Before Competition Groups_13 | Data Center Storage/Server Virtualization | 1.861% | 0 | 36.914 | Commercial_2031_Economic_MW_Before Competition Groups_Data Center Storage/Server Virtualization
Commercial | Com ¦ Refrigerated Display Case Doors | 2031 | Economic | MW | Before Competition Groups | 36.2296 | 0 | 0 | 1983.0241 | 0.01827 | 14 | Commercial_2031_Economic_MW_Before Competition Groups_14 | Refrigerated Display Case Doors | 1.827% | 0 | 36.2296 | Commercial_2031_Economic_MW_Before Competition Groups_Refrigerated Display Case Doors
Commercial | Com ¦ Demand Control Ventilation | 2031 | Economic | MW | Before Competition Groups | 33.5563 | 0 | 0 | 1983.0241 | 0.016922 | 15 | Commercial_2031_Economic_MW_Before Competition Groups_15 | Demand Control Ventilation | 1.692% | 0 | 33.5563 | Commercial_2031_Economic_MW_Before Competition Groups_Demand Control Ventilation
Commercial | Com ¦ Reach-in Shaded Pole to ECM/PSC Evaporator Fan Motor | 2031 | Economic | MW | Before Competition Groups | 32.2009 | 0 | 0 | 1983.0241 | 0.016238 | 16 | Commercial_2031_Economic_MW_Before Competition Groups_16 | Reach-in Shaded Pole to ECM/PSC Evaporator Fan Motor | 1.624% | 0 | 32.2009 | Commercial_2031_Economic_MW_Before Competition Groups_Reach-in Shaded Pole to ECM/PSC Evaporator Fan Motor
Commercial | Com ¦ Strip Curtains | 2031 | Economic | MW | Before Competition Groups | 31.5366 | 0 | 0 | 1983.0241 | 0.015903 | 17 | Commercial_2031_Economic_MW_Before Competition Groups_17 | Strip Curtains | 1.59% | 0 | 31.5366 | Commercial_2031_Economic_MW_Before Competition Groups_Strip Curtains
Commercial | Com ¦ Furnace Tune-Up | 2031 | Economic | MW | Before Competition Groups | 28.9895 | 0 | 0 | 1983.0241 | 0.014619 | 18 | Commercial_2031_Economic_MW_Before Competition Groups_18 | Furnace Tune-Up | 1.462% | 0 | 28.9895 | Commercial_2031_Economic_MW_Before Competition Groups_Furnace Tune-Up
Commercial | Com ¦ Chilled Water Optimization | 2031 | Economic | MW | Before Competition Groups | 27.4862 | 0 | 0 | 1983.0241 | 0.013861 | 19 | Commercial_2031_Economic_MW_Before Competition Groups_19 | Chilled Water Optimization | 1.386% | 0 | 27.4862 | Commercial_2031_Economic_MW_Before Competition Groups_Chilled Water Optimization
Commercial | Com ¦ LED or Equivalent Sign Lighting | 2031 | Economic | MW | Before Competition Groups | 27.0624 | 0 | 0 | 1983.0241 | 0.013647 | 20 | Commercial_2031_Economic_MW_Before Competition Groups_20 | LED or Equivalent Sign Lighting | 1.365% | 0 | 27.0624 | Commercial_2031_Economic_MW_Before Competition Groups_LED or Equivalent Sign Lighting
Commercial | Com ¦ Centrally controlled desktop PC/NETWORK PC POWER MANAGEMENT SOFTWARE | 2031 | Economic | MW | Before Competition Groups | 24.4777 | 0 | 0 | 1983.0241 | 0.012344 | 21 | Commercial_2031_Economic_MW_Before Competition Groups_21 | Centrally controlled desktop PC/NETWORK PC POWER MANAGEMENT SOFTWARE | 1.234% | 0 | 24.4777 | Commercial_2031_Economic_MW_Before Competition Groups_Centrally controlled desktop PC/NETWORK PC POWER MANAGEMENT SOFTWARE
Commercial | Com ¦ Variable Frequency Drive (VFD) | 2031 | Economic | MW | Before Competition Groups | 20.1772 | 0 | 0 | 1983.0241 | 0.010175 | 22 | Commercial_2031_Economic_MW_Before Competition Groups_22 | Variable Frequency Drive (VFD) | 1.017% | 0 | 20.1772 | Commercial_2031_Economic_MW_Before Competition Groups_Variable Frequency Drive (VFD)
Commercial | Com ¦ VFD on Pumps | 2031 | Economic | MW | Before Competition Groups | 18.8835 | 0 | 0 | 1983.0241 | 0.0095226 | 23 | Commercial_2031_Economic_MW_Before Competition Groups_23 | VFD on Pumps | 0.9523% | 0 | 18.8835 | Commercial_2031_Economic_MW_Before Competition Groups_VFD on Pumps
Commercial | Com ¦ Refrigerated Display Case LED | 2031 | Economic | MW | Before Competition Groups | 17.8644 | 0 | 0 | 1983.0241 | 0.0090087 | 24 | Commercial_2031_Economic_MW_Before Competition Groups_24 | Refrigerated Display Case LED | 0.9009% | 0 | 17.8644 | Commercial_2031_Economic_MW_Before Competition Groups_Refrigerated Display Case LED
Commercial | Com ¦ ENERGY STAR LED LAMPS (General Service Lamps) | 2031 | Economic | MW | Before Competition Groups | 16.1084 | 0 | 0 | 1983.0241 | 0.0081231 | 25 | Commercial_2031_Economic_MW_Before Competition Groups_25 | ENERGY STAR LED LAMPS (General Service Lamps) | 0.8123% | 0 | 16.1084 | Commercial_2031_Economic_MW_Before Competition Groups_ENERGY STAR LED LAMPS (General Service Lamps)
Commercial | Com ¦ Air Handler with Dedicated Outdoor Air Systems | 2031 | Economic | MW | Before Competition Groups | 15.4 | 0 | 0 | 1983.0241 | 0.0077659 | 26 | Commercial_2031_Economic_MW_Before Competition Groups_26 | Air Handler with Dedicated Outdoor Air Systems | 0.7766% | 0 | 15.4 | Commercial_2031_Economic_MW_Before Competition Groups_Air Handler with Dedicated Outdoor Air Systems
Commercial | Com ¦ Demand Control Kitchen Ventilation | 2031 | Economic | MW | Before Competition Groups | 10.9413 | 0 | 0 | 1983.0241 | 0.0055175 | 27 | Commercial_2031_Economic_MW_Before Competition Groups_27 | Demand Control Kitchen Ventilation | 0.5518% | 0 | 10.9413 | Commercial_2031_Economic_MW_Before Competition Groups_Demand Control Kitchen Ventilation
Commercial | Com ¦ ECM MOTORS FOR EVAPORATOR FANS for refrigeration (WALK-IN) | 2031 | Economic | MW | Before Competition Groups | 10.4962 | 0 | 0 | 1983.0241 | 0.005293 | 28 | Commercial_2031_Economic_MW_Before Competition Groups_28 | ECM MOTORS FOR EVAPORATOR FANS for refrigeration (WALK-IN) | 0.5293% | 0 | 10.4962 | Commercial_2031_Economic_MW_Before Competition Groups_ECM MOTORS FOR EVAPORATOR FANS for refrigeration (WALK-IN)
Commercial | Com ¦ Occupancy Sensors | 2031 | Economic | MW | Before Competition Groups | 10.2266 | 0 | 0 | 1983.0241 | 0.0051571 | 29 | Commercial_2031_Economic_MW_Before Competition Groups_29 | Occupancy Sensors | 0.5157% | 0 | 10.2266 | Commercial_2031_Economic_MW_Before Competition Groups_Occupancy Sensors
Commercial | Com ¦ Water Source Heat Pump (4 ton) | 2031 | Economic | MW | Before Competition Groups | 9.1242 | 0 | 0 | 1983.0241 | 0.0046011 | 30 | Commercial_2031_Economic_MW_Before Competition Groups_30 | Water Source Heat Pump (4 ton) | 0.4601% | 0 | 9.1242 | Commercial_2031_Economic_MW_Before Competition Groups_Water Source Heat Pump (4 ton)
Commercial | Com ¦ Freezer Case Light Sensor | 2031 | Economic | MW | Before Competition Groups | 9.0815 | 0 | 0 | 1983.0241 | 0.0045796 | 31 | Commercial_2031_Economic_MW_Before Competition Groups_31 | Freezer Case Light Sensor | 0.458% | 0 | 9.0815 | Commercial_2031_Economic_MW_Before Competition Groups_Freezer Case Light Sensor
Commercial | Com ¦ Evaporator Fan Controls | 2031 | Economic | MW | Before Competition Groups | 8.8476 | 0 | 0 | 1983.0241 | 0.0044617 | 32 | Commercial_2031_Economic_MW_Before Competition Groups_32 | Evaporator Fan Controls | 0.4462% | 0 | 8.8476 | Commercial_2031_Economic_MW_Before Competition Groups_Evaporator Fan Controls
Commercial | Com ¦ LED EXTERIOR AREA LIGHTS - LED fixture (200W) | 2031 | Economic | MW | Before Competition Groups | 6.8183 | 0 | 0 | 1983.0241 | 0.0034383 | 33 | Commercial_2031_Economic_MW_Before Competition Groups_33 | LED EXTERIOR AREA LIGHTS - LED fixture (200W) | 0.3438% | 0 | 6.8183 | Commercial_2031_Economic_MW_Before Competition Groups_LED EXTERIOR AREA LIGHTS - LED fixture (200W)
Commercial | Com ¦ LED parking lot fixture | 2031 | Economic | MW | Before Competition Groups | 6.523 | 0 | 0 | 1983.0241 | 0.0032894 | 34 | Commercial_2031_Economic_MW_Before Competition Groups_34 | LED parking lot fixture | 0.3289% | 0 | 6.523 | Commercial_2031_Economic_MW_Before Competition Groups_LED parking lot fixture
Commercial | Com ¦ ENERGY STAR Griddle (74% eff) | 2031 | Economic | MW | Before Competition Groups | 6.5165 | 0 | 0 | 1983.0241 | 0.0032861 | 35 | Commercial_2031_Economic_MW_Before Competition Groups_35 | ENERGY STAR Griddle (74% eff) | 0.3286% | 0 | 6.5165 | Commercial_2031_Economic_MW_Before Competition Groups_ENERGY STAR Griddle (74% eff)
Commercial | Com ¦ Door Gasket Freezer/Refrigerator | 2031 | Economic | MW | Before Competition Groups | 5.7836 | 0 | 0 | 1983.0241 | 0.0029166 | 36 | Commercial_2031_Economic_MW_Before Competition Groups_36 | Door Gasket Freezer/Refrigerator | 0.2917% | 0 | 5.7836 | Commercial_2031_Economic_MW_Before Competition Groups_Door Gasket Freezer/Refrigerator
Commercial | Com ¦ Duct Insulation, R8 | 2031 | Economic | MW | Before Competition Groups | 5.3218 | 0 | 0 | 1983.0241 | 0.0026837 | 37 | Commercial_2031_Economic_MW_Before Competition Groups_37 | Duct Insulation, R8 | 0.2684% | 0 | 5.3218 | Commercial_2031_Economic_MW_Before Competition Groups_Duct Insulation, R8
Commercial | Com ¦ Elec Storage WH 2.30 Et | 2031 | Economic | MW | Before Competition Groups | 5.2314 | 0 | 0 | 1983.0241 | 0.0026381 | 38 | Commercial_2031_Economic_MW_Before Competition Groups_38 | Elec Storage WH 2.30 Et | 0.2638% | 0 | 5.2314 | Commercial_2031_Economic_MW_Before Competition Groups_Elec Storage WH 2.30 Et
Commercial | Com ¦ BEVERAGE VENDING MACHINE CONTROLS | 2031 | Economic | MW | Before Competition Groups | 4.8762 | 0 | 0 | 1983.0241 | 0.002459 | 39 | Commercial_2031_Economic_MW_Before Competition Groups_39 | BEVERAGE VENDING MACHINE CONTROLS | 0.2459% | 0 | 4.8762 | Commercial_2031_Economic_MW_Before Competition Groups_BEVERAGE VENDING MACHINE CONTROLS
Commercial | Com ¦ LED street light fixture | 2031 | Economic | MW | Before Competition Groups | 4.1196 | 0 | 0 | 1983.0241 | 0.0020774 | 40 | Commercial_2031_Economic_MW_Before Competition Groups_40 | LED street light fixture | 0.2077% | 0 | 4.1196 | Commercial_2031_Economic_MW_Before Competition Groups_LED street light fixture
Commercial | Com ¦ Networked/Connected - Low Impact Application | 2031 | Economic | MW | Before Competition Groups | 3.5144 | 0 | 0 | 1983.0241 | 0.0017722 | 41 | Commercial_2031_Economic_MW_Before Competition Groups_41 | Networked/Connected - Low Impact Application | 0.1772% | 0 | 3.5144 | Commercial_2031_Economic_MW_Before Competition Groups_Networked/Connected - Low Impact Application
Commercial | Com ¦ CO Sensors for parking garage exhaust fans | 2031 | Economic | MW | Before Competition Groups | 3.2751 | 0 | 0 | 1983.0241 | 0.0016516 | 42 | Commercial_2031_Economic_MW_Before Competition Groups_42 | CO Sensors for parking garage exhaust fans | 0.1652% | 0 | 3.2751 | Commercial_2031_Economic_MW_Before Competition Groups_CO Sensors for parking garage exhaust fans
Commercial | Com ¦ Temperature Adjustment in Commercial Freezers | 2031 | Economic | MW | Before Competition Groups | 3.2347 | 0 | 0 | 1983.0241 | 0.0016312 | 43 | Commercial_2031_Economic_MW_Before Competition Groups_43 | Temperature Adjustment in Commercial Freezers | 0.1631% | 0 | 3.2347 | Commercial_2031_Economic_MW_Before Competition Groups_Temperature Adjustment in Commercial Freezers
Commercial | Com ¦ Networked/Connected - High Impact Application | 2031 | Economic | MW | Before Competition Groups | 2.9437 | 0 | 0 | 1983.0241 | 0.0014845 | 44 | Commercial_2031_Economic_MW_Before Competition Groups_44 | Networked/Connected - High Impact Application | 0.1484% | 0 | 2.9437 | Commercial_2031_Economic_MW_Before Competition Groups_Networked/Connected - High Impact Application
Commercial | Com ¦ Vertical Night Covers | 2031 | Economic | MW | Before Competition Groups | 2.6749 | 0 | 0 | 1983.0241 | 0.0013489 | 45 | Commercial_2031_Economic_MW_Before Competition Groups_45 | Vertical Night Covers | 0.1349% | 0 | 2.6749 | Commercial_2031_Economic_MW_Before Competition Groups_Vertical Night Covers
Commercial | Com ¦ Energy Efficient Laboratory Fume Hood | 2031 | Economic | MW | Before Competition Groups | 2.6153 | 0 | 0 | 1983.0241 | 0.0013189 | 46 | Commercial_2031_Economic_MW_Before Competition Groups_46 | Energy Efficient Laboratory Fume Hood | 0.1319% | 0 | 2.6153 | Commercial_2031_Economic_MW_Before Competition Groups_Energy Efficient Laboratory Fume Hood
Commercial | Com ¦ Water Heating (DHW) Pipe Insulation (Add 3/4\ Foam)" | 2031 | Economic | MW | Before Competition Groups | 2.0413 | 0 | 0 | 1983.0241 | 0.0010294 | 47 | Commercial_2031_Economic_MW_Before Competition Groups_47 | Water Heating (DHW) Pipe Insulation (Add 3/4\ Foam)" | 0.1029% | 0 | 2.0413 | Commercial_2031_Economic_MW_Before Competition Groups_Water Heating (DHW) Pipe Insulation (Add 3/4\ Foam)"
Commercial | Com ¦ Outside Air Economizer | 2031 | Economic | MW | Before Competition Groups | 1.9133 | 0 | 0 | 1983.0241 | 0.00096486 | 48 | Commercial_2031_Economic_MW_Before Competition Groups_48 | Outside Air Economizer | 0.09649% | 0 | 1.9133 | Commercial_2031_Economic_MW_Before Competition Groups_Outside Air Economizer
Commercial | Com ¦ ENERGY STAR Fryer (84% eff) | 2031 | Economic | MW | Before Competition Groups | 1.8886 | 0 | 0 | 1983.0241 | 0.0009524 | 49 | Commercial_2031_Economic_MW_Before Competition Groups_49 | ENERGY STAR Fryer (84% eff) | 0.09524% | 0 | 1.8886 | Commercial_2031_Economic_MW_Before Competition Groups_ENERGY STAR Fryer (84% eff)
Commercial | Com ¦ ENERGY STAR Dishwasher | 2031 | Economic | MW | Before Competition Groups | 1.4304 | 0 | 0 | 1983.0241 | 0.00072131 | 50 | Commercial_2031_Economic_MW_Before Competition Groups_50 | ENERGY STAR Dishwasher | 0.07213% | 0 | 1.4304 | Commercial_2031_Economic_MW_Before Competition Groups_ENERGY STAR Dishwasher
Commercial | Com ¦ Suction Pipe Insulation Freezer/Refrigerator | 2031 | Economic | MW | Before Competition Groups | 1.3902 | 0 | 0 | 1983.0241 | 0.00070107 | 51 | Commercial_2031_Economic_MW_Before Competition Groups_51 | Suction Pipe Insulation Freezer/Refrigerator | 0.07011% | 0 | 1.3902 | Commercial_2031_Economic_MW_Before Competition Groups_Suction Pipe Insulation Freezer/Refrigerator
Commercial | Com ¦ ENERGY STAR Steam Cookers | 2031 | Economic | MW | Before Competition Groups | 1.2381 | 0 | 0 | 1983.0241 | 0.00062437 | 52 | Commercial_2031_Economic_MW_Before Competition Groups_52 | ENERGY STAR Steam Cookers | 0.06244% | 0 | 1.2381 | Commercial_2031_Economic_MW_Before Competition Groups_ENERGY STAR Steam Cookers
Commercial | Com ¦ High Efficiency Small Instantaneous Water Heater | 2031 | Economic | MW | Before Competition Groups | 0.84953 | 0 | 0 | 1983.0241 | 0.0004284 | 53 | Commercial_2031_Economic_MW_Before Competition Groups_53 | High Efficiency Small Instantaneous Water Heater | 0.04284% | 0 | 0.84953 | Commercial_2031_Economic_MW_Before Competition Groups_High Efficiency Small Instantaneous Water Heater
Commercial | Com ¦ Condensing Make Up Air Unit | 2031 | Economic | MW | Before Competition Groups | 0.80428 | 0 | 0 | 1983.0241 | 0.00040558 | 54 | Commercial_2031_Economic_MW_Before Competition Groups_54 | Condensing Make Up Air Unit | 0.04056% | 0 | 0.80428 | Commercial_2031_Economic_MW_Before Competition Groups_Condensing Make Up Air Unit
Commercial | Com ¦ Ozone Laundry Treatment | 2031 | Economic | MW | Before Competition Groups | 0.78054 | 0 | 0 | 1983.0241 | 0.00039361 | 55 | Commercial_2031_Economic_MW_Before Competition Groups_55 | Ozone Laundry Treatment | 0.03936% | 0 | 0.78054 | Commercial_2031_Economic_MW_Before Competition Groups_Ozone Laundry Treatment
Commercial | Com ¦ Thermostat Setback | 2031 | Economic | MW | Before Competition Groups | 0.74341 | 0 | 0 | 1983.0241 | 0.00037489 | 56 | Commercial_2031_Economic_MW_Before Competition Groups_56 | Thermostat Setback | 0.03749% | 0 | 0.74341 | Commercial_2031_Economic_MW_Before Competition Groups_Thermostat Setback
Commercial | Com ¦ PTAC (12 EER/10,000 BTU) | 2031 | Economic | MW | Before Competition Groups | 0.60286 | 0 | 0 | 1983.0241 | 0.00030401 | 57 | Commercial_2031_Economic_MW_Before Competition Groups_57 | PTAC (12 EER/10,000 BTU) | 0.0304% | 0 | 0.60286 | Commercial_2031_Economic_MW_Before Competition Groups_PTAC (12 EER/10,000 BTU)
Commercial | Com ¦ Solar Water Preheat (Pools/DHW) | 2031 | Economic | MW | Before Competition Groups | 0.38633 | 0 | 0 | 1983.0241 | 0.00019482 | 58 | Commercial_2031_Economic_MW_Before Competition Groups_58 | Solar Water Preheat (Pools/DHW) | 0.01948% | 0 | 0.38633 | Commercial_2031_Economic_MW_Before Competition Groups_Solar Water Preheat (Pools/DHW)
Commercial | COM ¦ Ductless Mini-Split Heat Pumps | 2031 | Economic | MW | Before Competition Groups | 0.37282 | 0 | 0 | 1983.0241 | 0.00018801 | 59 | Commercial_2031_Economic_MW_Before Competition Groups_59 | Ductless Mini-Split Heat Pumps | 0.0188% | 0 | 0.37282 | Commercial_2031_Economic_MW_Before Competition Groups_Ductless Mini-Split Heat Pumps
Commercial | Com ¦ ECM MOTORS FOR HVAC APPLICATION (FAN-POWERED VAV BOX) | 2031 | Economic | MW | Before Competition Groups | 0.31472 | 0 | 0 | 1983.0241 | 0.00015871 | 60 | Commercial_2031_Economic_MW_Before Competition Groups_60 | ECM MOTORS FOR HVAC APPLICATION (FAN-POWERED VAV BOX) | 0.01587% | 0 | 0.31472 | Commercial_2031_Economic_MW_Before Competition Groups_ECM MOTORS FOR HVAC APPLICATION (FAN-POWERED VAV BOX)
Commercial | Com ¦ Efficient compressor motor | 2031 | Economic | MW | Before Competition Groups | 0.27302 | 0 | 0 | 1983.0241 | 0.00013768 | 61 | Commercial_2031_Economic_MW_Before Competition Groups_61 | Efficient compressor motor | 0.01377% | 0 | 0.27302 | Commercial_2031_Economic_MW_Before Competition Groups_Efficient compressor motor
Commercial | Com ¦ Notched V belts for HVAC Systems | 2031 | Economic | MW | Before Competition Groups | 0.26377 | 0 | 0 | 1983.0241 | 0.00013301 | 62 | Commercial_2031_Economic_MW_Before Competition Groups_62 | Notched V belts for HVAC Systems | 0.0133% | 0 | 0.26377 | Commercial_2031_Economic_MW_Before Competition Groups_Notched V belts for HVAC Systems
Commercial | Com ¦ Auto Off Time Switch or Time Clock control | 2031 | Economic | MW | Before Competition Groups | 0.19243 | 0 | 0 | 1983.0241 | 9.7037e-05 | 63 | Commercial_2031_Economic_MW_Before Competition Groups_63 | Auto Off Time Switch or Time Clock control | 0.009704% | 0 | 0.19243 | Commercial_2031_Economic_MW_Before Competition Groups_Auto Off Time Switch or Time Clock control
Commercial | Com ¦ CEE Tier 2/Energy Star Clothes Washers | 2031 | Economic | MW | Before Competition Groups | 0.1745 | 0 | 0 | 1983.0241 | 8.7999e-05 | 64 | Commercial_2031_Economic_MW_Before Competition Groups_64 | CEE Tier 2/Energy Star Clothes Washers | 0.0088% | 0 | 0.1745 | Commercial_2031_Economic_MW_Before Competition Groups_CEE Tier 2/Energy Star Clothes Washers
Commercial | Com ¦ HVAC Optimization | 2031 | Economic | MW | Before Competition Groups | 0.13179 | 0 | 0 | 1983.0241 | 6.646e-05 | 65 | Commercial_2031_Economic_MW_Before Competition Groups_65 | HVAC Optimization | 0.006646% | 0 | 0.13179 | Commercial_2031_Economic_MW_Before Competition Groups_HVAC Optimization
Commercial | Com ¦ Demand controlled Circulating Systems | 2031 | Economic | MW | Before Competition Groups | 0.13097 | 0 | 0 | 1983.0241 | 6.6045e-05 | 66 | Commercial_2031_Economic_MW_Before Competition Groups_66 | Demand controlled Circulating Systems | 0.006604% | 0 | 0.13097 | Commercial_2031_Economic_MW_Before Competition Groups_Demand controlled Circulating Systems
Commercial | Com ¦ Low Flow Pre-Rinse Spray Nozzle | 2031 | Economic | MW | Before Competition Groups | 0.10886 | 0 | 0 | 1983.0241 | 5.4895e-05 | 67 | Commercial_2031_Economic_MW_Before Competition Groups_67 | Low Flow Pre-Rinse Spray Nozzle | 0.00549% | 0 | 0.10886 | Commercial_2031_Economic_MW_Before Competition Groups_Low Flow Pre-Rinse Spray Nozzle
Commercial | Com ¦ Commercial Hot Food Holding Cabinets | 2031 | Economic | MW | Before Competition Groups | 0.1079 | 0 | 0 | 1983.0241 | 5.4414e-05 | 68 | Commercial_2031_Economic_MW_Before Competition Groups_68 | Commercial Hot Food Holding Cabinets | 0.005441% | 0 | 0.1079 | Commercial_2031_Economic_MW_Before Competition Groups_Commercial Hot Food Holding Cabinets
Commercial | Com ¦ Room AC (w/ louvered sides) 14 SEER from 12 SEER code | 2031 | Economic | MW | Before Competition Groups | 0.088483 | 0 | 0 | 1983.0241 | 4.462e-05 | 69 | Commercial_2031_Economic_MW_Before Competition Groups_69 | Room AC (w/ louvered sides) 14 SEER from 12 SEER code | 0.004462% | 0 | 0.088483 | Commercial_2031_Economic_MW_Before Competition Groups_Room AC (w/ louvered sides) 14 SEER from 12 SEER code
Commercial | Com ¦ Energy Recovery Ventilation and Ventilation (Enhanced) | 2031 | Economic | MW | Before Competition Groups | 0.056431 | 0 | 0 | 1983.0241 | 2.8457e-05 | 70 | Commercial_2031_Economic_MW_Before Competition Groups_70 | Energy Recovery Ventilation and Ventilation (Enhanced) | 0.002846% | 0 | 0.056431 | Commercial_2031_Economic_MW_Before Competition Groups_Energy Recovery Ventilation and Ventilation (Enhanced)
Commercial | Com ¦ Wall Insulation | 2031 | Economic | MW | Before Competition Groups | 0.048885 | 0 | 0 | 1983.0241 | 2.4652e-05 | 71 | Commercial_2031_Economic_MW_Before Competition Groups_71 | Wall Insulation | 0.002465% | 0 | 0.048885 | Commercial_2031_Economic_MW_Before Competition Groups_Wall Insulation
Commercial | Com ¦ Condensing Unit Heaters or other Efficient Unit Heating System | 2031 | Economic | MW | Before Competition Groups | 0.045613 | 0 | 0 | 1983.0241 | 2.3002e-05 | 72 | Commercial_2031_Economic_MW_Before Competition Groups_72 | Condensing Unit Heaters or other Efficient Unit Heating System | 0.0023% | 0 | 0.045613 | Commercial_2031_Economic_MW_Before Competition Groups_Condensing Unit Heaters or other Efficient Unit Heating System
Commercial | Com ¦ LED RECESSED DOWNLIGHTS | 2031 | Economic | MW | Before Competition Groups | 0.045296 | 0 | 0 | 1983.0241 | 2.2842e-05 | 73 | Commercial_2031_Economic_MW_Before Competition Groups_73 | LED RECESSED DOWNLIGHTS | 0.002284% | 0 | 0.045296 | Commercial_2031_Economic_MW_Before Competition Groups_LED RECESSED DOWNLIGHTS
Commercial | Com ¦ High Efficiency Chiller (avg of water and air cooled) | 2031 | Economic | MW | Before Competition Groups | 0.040593 | 0 | 0 | 1983.0241 | 2.047e-05 | 74 | Commercial_2031_Economic_MW_Before Competition Groups_74 | High Efficiency Chiller (avg of water and air cooled) | 0.002047% | 0 | 0.040593 | Commercial_2031_Economic_MW_Before Competition Groups_High Efficiency Chiller (avg of water and air cooled)
Commercial | Com ¦ VSD Air Compressor | 2031 | Economic | MW | Before Competition Groups | 0.031047 | 0 | 0 | 1983.0241 | 1.5657e-05 | 75 | Commercial_2031_Economic_MW_Before Competition Groups_75 | VSD Air Compressor | 0.001566% | 0 | 0.031047 | Commercial_2031_Economic_MW_Before Competition Groups_VSD Air Compressor
Commercial | Com ¦ EC Plug Fan for Data Center (under cabinet) | 2031 | Economic | MW | Before Competition Groups | 0.0086304 | 0 | 0 | 1983.0241 | 4.3521e-06 | 76 | Commercial_2031_Economic_MW_Before Competition Groups_76 | EC Plug Fan for Data Center (under cabinet) | 0.0004352% | 0 | 0.0086304 | Commercial_2031_Economic_MW_Before Competition Groups_EC Plug Fan for Data Center (under cabinet)
Commercial | Com ¦ Air Curtains | 2031 | Economic | MW | Before Competition Groups | 0.0071913 | 0 | 0 | 1983.0241 | 3.6264e-06 | 77 | Commercial_2031_Economic_MW_Before Competition Groups_77 | Air Curtains | 0.0003626% | 0 | 0.0071913 | Commercial_2031_Economic_MW_Before Competition Groups_Air Curtains
Commercial | Com ¦ Electric Convection Combination Ovens | 2031 | Economic | MW | Before Competition Groups | 0.00038972 | 0 | 0 | 1983.0241 | 1.9653e-07 | 78 | Commercial_2031_Economic_MW_Before Competition Groups_78 | Electric Convection Combination Ovens | 1.965e-05% | 0 | 0.00038972 | Commercial_2031_Economic_MW_Before Competition Groups_Electric Convection Combination Ovens
Commercial | Com ¦ Indoor Daylight Sensors/Photocell Dimming Control | 2031 | Economic | MW | Before Competition Groups | 0 | 0 | 0 | 1983.0241 | 0 | 79 | Commercial_2031_Economic_MW_Before Competition Groups_79 | Indoor Daylight Sensors/Photocell Dimming Control | 0% | 0 | 0 | Commercial_2031_Economic_MW_Before Competition Groups_Indoor Daylight Sensors/Photocell Dimming Control
Commercial | Com ¦ Variable Refrigerant Flow Heat Pump | 2031 | Economic | MW | Before Competition Groups | 0 | 0 | 0 | 1983.0241 | 0 | 80 | Commercial_2031_Economic_MW_Before Competition Groups_80 | Variable Refrigerant Flow Heat Pump | 0% | 0 | 0 | Commercial_2031_Economic_MW_Before Competition Groups_Variable Refrigerant Flow Heat Pump
Commercial | Com ¦ LED Low/High Bay | 2031 | SC A | MW | Before Competition Groups | 131.6943 | 0 | 0 | 926.2749 | 0.14218 | 1 | Commercial_2031_SC A_MW_Before Competition Groups_1 | LED Low/High Bay | 14.22% | 0 | 131.6943 | Commercial_2031_SC A_MW_Before Competition Groups_LED Low/High Bay
Commercial | Com ¦ ENERGY STAR LED LAMPS (REFLECTOR LAMPs/MR16/PAR 16) | 2031 | SC A | MW | Before Competition Groups | 116.8753 | 0 | 0 | 926.2749 | 0.12618 | 2 | Commercial_2031_SC A_MW_Before Competition Groups_2 | ENERGY STAR LED LAMPS (REFLECTOR LAMPs/MR16/PAR 16) | 12.62% | 0 | 116.8753 | Commercial_2031_SC A_MW_Before Competition Groups_ENERGY STAR LED LAMPS (REFLECTOR LAMPs/MR16/PAR 16)
Commercial | Com ¦ LED Troffer/Surface/Suspended | 2031 | SC A | MW | Before Competition Groups | 116.1747 | 0 | 0 | 926.2749 | 0.12542 | 3 | Commercial_2031_SC A_MW_Before Competition Groups_3 | LED Troffer/Surface/Suspended | 12.54% | 0 | 116.1747 | Commercial_2031_SC A_MW_Before Competition Groups_LED Troffer/Surface/Suspended
Commercial | Com ¦ LED Replacement Lamp (Tube) | 2031 | SC A | MW | Before Competition Groups | 68.2088 | 0 | 0 | 926.2749 | 0.073638 | 4 | Commercial_2031_SC A_MW_Before Competition Groups_4 | LED Replacement Lamp (Tube) | 7.364% | 0 | 68.2088 | Commercial_2031_SC A_MW_Before Competition Groups_LED Replacement Lamp (Tube)
Commercial | Com ¦ High Efficiency Air Source Heat Pump | 2031 | SC A | MW | Before Competition Groups | 61.3928 | 0 | 0 | 926.2749 | 0.066279 | 5 | Commercial_2031_SC A_MW_Before Competition Groups_5 | High Efficiency Air Source Heat Pump | 6.628% | 0 | 61.3928 | Commercial_2031_SC A_MW_Before Competition Groups_High Efficiency Air Source Heat Pump
Commercial | Com ¦ Building Recommissioning, Operations and Maintenance (O&M) Improvements | 2031 | SC A | MW | Before Competition Groups | 54.6769 | 0 | 0 | 926.2749 | 0.059029 | 6 | Commercial_2031_SC A_MW_Before Competition Groups_6 | Building Recommissioning, Operations and Maintenance (O&M) Improvements | 5.903% | 0 | 54.6769 | Commercial_2031_SC A_MW_Before Competition Groups_Building Recommissioning, Operations and Maintenance (O&M) Improvements
Commercial | Com ¦ Education and Capacity Building/Energy Behavior | 2031 | SC A | MW | Before Competition Groups | 35.8997 | 0 | 0 | 926.2749 | 0.038757 | 7 | Commercial_2031_SC A_MW_Before Competition Groups_7 | Education and Capacity Building/Energy Behavior | 3.876% | 0 | 35.8997 | Commercial_2031_SC A_MW_Before Competition Groups_Education and Capacity Building/Energy Behavior
Commercial | Com ¦ Advanced BAS/Controllers | 2031 | SC A | MW | Before Competition Groups | 29.6904 | 0 | 0 | 926.2749 | 0.032054 | 8 | Commercial_2031_SC A_MW_Before Competition Groups_8 | Advanced BAS/Controllers | 3.205% | 0 | 29.6904 | Commercial_2031_SC A_MW_Before Competition Groups_Advanced BAS/Controllers
Commercial | Com ¦ Data Center Storage/Server Virtualization | 2031 | SC A | MW | Before Competition Groups | 24.9735 | 0 | 0 | 926.2749 | 0.026961 | 9 | Commercial_2031_SC A_MW_Before Competition Groups_9 | Data Center Storage/Server Virtualization | 2.696% | 0 | 24.9735 | Commercial_2031_SC A_MW_Before Competition Groups_Data Center Storage/Server Virtualization
Commercial | Com ¦ Reach-in Shaded Pole to ECM/PSC Evaporator Fan Motor | 2031 | SC A | MW | Before Competition Groups | 22.5928 | 0 | 0 | 926.2749 | 0.024391 | 10 | Commercial_2031_SC A_MW_Before Competition Groups_10 | Reach-in Shaded Pole to ECM/PSC Evaporator Fan Motor | 2.439% | 0 | 22.5928 | Commercial_2031_SC A_MW_Before Competition Groups_Reach-in Shaded Pole to ECM/PSC Evaporator Fan Motor
Commercial | Com ¦ Adaptive Thermostats | 2031 | SC A | MW | Before Competition Groups | 20.3204 | 0 | 0 | 926.2749 | 0.021938 | 11 | Commercial_2031_SC A_MW_Before Competition Groups_11 | Adaptive Thermostats | 2.194% | 0 | 20.3204 | Commercial_2031_SC A_MW_Before Competition Groups_Adaptive Thermostats
Commercial | Com ¦ Unitary Air-Conditioning Unit | 2031 | SC A | MW | Before Competition Groups | 19.8045 | 0 | 0 | 926.2749 | 0.021381 | 12 | Commercial_2031_SC A_MW_Before Competition Groups_12 | Unitary Air-Conditioning Unit | 2.138% | 0 | 19.8045 | Commercial_2031_SC A_MW_Before Competition Groups_Unitary Air-Conditioning Unit
Commercial | Com ¦ Strip Curtains | 2031 | SC A | MW | Before Competition Groups | 18.2409 | 0 | 0 | 926.2749 | 0.019693 | 13 | Commercial_2031_SC A_MW_Before Competition Groups_13 | Strip Curtains | 1.969% | 0 | 18.2409 | Commercial_2031_SC A_MW_Before Competition Groups_Strip Curtains
Commercial | Com ¦ Refrigerated Display Case Doors | 2031 | SC A | MW | Before Competition Groups | 18.1408 | 0 | 0 | 926.2749 | 0.019585 | 14 | Commercial_2031_SC A_MW_Before Competition Groups_14 | Refrigerated Display Case Doors | 1.958% | 0 | 18.1408 | Commercial_2031_SC A_MW_Before Competition Groups_Refrigerated Display Case Doors
Commercial | Com ¦ LED or Equivalent Sign Lighting | 2031 | SC A | MW | Before Competition Groups | 17.8208 | 0 | 0 | 926.2749 | 0.019239 | 15 | Commercial_2031_SC A_MW_Before Competition Groups_15 | LED or Equivalent Sign Lighting | 1.924% | 0 | 17.8208 | Commercial_2031_SC A_MW_Before Competition Groups_LED or Equivalent Sign Lighting
Commercial | Com ¦ Furnace Tune-Up | 2031 | SC A | MW | Before Competition Groups | 15.5625 | 0 | 0 | 926.2749 | 0.016801 | 16 | Commercial_2031_SC A_MW_Before Competition Groups_16 | Furnace Tune-Up | 1.68% | 0 | 15.5625 | Commercial_2031_SC A_MW_Before Competition Groups_Furnace Tune-Up
Commercial | Com ¦ ENERGY STAR LED LAMPS (General Service Lamps) | 2031 | SC A | MW | Before Competition Groups | 14.4456 | 0 | 0 | 926.2749 | 0.015595 | 17 | Commercial_2031_SC A_MW_Before Competition Groups_17 | ENERGY STAR LED LAMPS (General Service Lamps) | 1.56% | 0 | 14.4456 | Commercial_2031_SC A_MW_Before Competition Groups_ENERGY STAR LED LAMPS (General Service Lamps)
Commercial | Com ¦ Centrally controlled desktop PC/NETWORK PC POWER MANAGEMENT SOFTWARE | 2031 | SC A | MW | Before Competition Groups | 12.8462 | 0 | 0 | 926.2749 | 0.013869 | 18 | Commercial_2031_SC A_MW_Before Competition Groups_18 | Centrally controlled desktop PC/NETWORK PC POWER MANAGEMENT SOFTWARE | 1.387% | 0 | 12.8462 | Commercial_2031_SC A_MW_Before Competition Groups_Centrally controlled desktop PC/NETWORK PC POWER MANAGEMENT SOFTWARE
Commercial | Com ¦ Chilled Water Optimization | 2031 | SC A | MW | Before Competition Groups | 11.932 | 0 | 0 | 926.2749 | 0.012882 | 19 | Commercial_2031_SC A_MW_Before Competition Groups_19 | Chilled Water Optimization | 1.288% | 0 | 11.932 | Commercial_2031_SC A_MW_Before Competition Groups_Chilled Water Optimization
Commercial | Com ¦ Demand Control Ventilation | 2031 | SC A | MW | Before Competition Groups | 11.0803 | 0 | 0 | 926.2749 | 0.011962 | 20 | Commercial_2031_SC A_MW_Before Competition Groups_20 | Demand Control Ventilation | 1.196% | 0 | 11.0803 | Commercial_2031_SC A_MW_Before Competition Groups_Demand Control Ventilation
Commercial | Com ¦ Variable Frequency Drive (VFD) | 2031 | SC A | MW | Before Competition Groups | 10.9628 | 0 | 0 | 926.2749 | 0.011835 | 21 | Commercial_2031_SC A_MW_Before Competition Groups_21 | Variable Frequency Drive (VFD) | 1.184% | 0 | 10.9628 | Commercial_2031_SC A_MW_Before Competition Groups_Variable Frequency Drive (VFD)
Commercial | Com ¦ VFD on Pumps | 2031 | SC A | MW | Before Competition Groups | 10.1805 | 0 | 0 | 926.2749 | 0.010991 | 22 | Commercial_2031_SC A_MW_Before Competition Groups_22 | VFD on Pumps | 1.099% | 0 | 10.1805 | Commercial_2031_SC A_MW_Before Competition Groups_VFD on Pumps
Commercial | Com ¦ Refrigerated Display Case LED | 2031 | SC A | MW | Before Competition Groups | 7.634 | 0 | 0 | 926.2749 | 0.0082416 | 23 | Commercial_2031_SC A_MW_Before Competition Groups_23 | Refrigerated Display Case LED | 0.8242% | 0 | 7.634 | Commercial_2031_SC A_MW_Before Competition Groups_Refrigerated Display Case LED
Commercial | Com ¦ LED EXTERIOR AREA LIGHTS - LED fixture (200W) | 2031 | SC A | MW | Before Competition Groups | 6.1863 | 0 | 0 | 926.2749 | 0.0066787 | 24 | Commercial_2031_SC A_MW_Before Competition Groups_24 | LED EXTERIOR AREA LIGHTS - LED fixture (200W) | 0.6679% | 0 | 6.1863 | Commercial_2031_SC A_MW_Before Competition Groups_LED EXTERIOR AREA LIGHTS - LED fixture (200W)
Commercial | Com ¦ LED parking lot fixture | 2031 | SC A | MW | Before Competition Groups | 5.957 | 0 | 0 | 926.2749 | 0.0064311 | 25 | Commercial_2031_SC A_MW_Before Competition Groups_25 | LED parking lot fixture | 0.6431% | 0 | 5.957 | Commercial_2031_SC A_MW_Before Competition Groups_LED parking lot fixture
Commercial | Com ¦ ECM MOTORS FOR EVAPORATOR FANS for refrigeration (WALK-IN) | 2031 | SC A | MW | Before Competition Groups | 5.6131 | 0 | 0 | 926.2749 | 0.0060599 | 26 | Commercial_2031_SC A_MW_Before Competition Groups_26 | ECM MOTORS FOR EVAPORATOR FANS for refrigeration (WALK-IN) | 0.606% | 0 | 5.6131 | Commercial_2031_SC A_MW_Before Competition Groups_ECM MOTORS FOR EVAPORATOR FANS for refrigeration (WALK-IN)
Commercial | Com ¦ Door Gasket Freezer/Refrigerator | 2031 | SC A | MW | Before Competition Groups | 4.8874 | 0 | 0 | 926.2749 | 0.0052764 | 27 | Commercial_2031_SC A_MW_Before Competition Groups_27 | Door Gasket Freezer/Refrigerator | 0.5276% | 0 | 4.8874 | Commercial_2031_SC A_MW_Before Competition Groups_Door Gasket Freezer/Refrigerator
Commercial | Com ¦ Air Handler with Dedicated Outdoor Air Systems | 2031 | SC A | MW | Before Competition Groups | 4.884 | 0 | 0 | 926.2749 | 0.0052728 | 28 | Commercial_2031_SC A_MW_Before Competition Groups_28 | Air Handler with Dedicated Outdoor Air Systems | 0.5273% | 0 | 4.884 | Commercial_2031_SC A_MW_Before Competition Groups_Air Handler with Dedicated Outdoor Air Systems
Commercial | Com ¦ Evaporator Fan Controls | 2031 | SC A | MW | Before Competition Groups | 4.7166 | 0 | 0 | 926.2749 | 0.005092 | 29 | Commercial_2031_SC A_MW_Before Competition Groups_29 | Evaporator Fan Controls | 0.5092% | 0 | 4.7166 | Commercial_2031_SC A_MW_Before Competition Groups_Evaporator Fan Controls
Commercial | Com ¦ Demand Control Kitchen Ventilation | 2031 | SC A | MW | Before Competition Groups | 4.6542 | 0 | 0 | 926.2749 | 0.0050246 | 30 | Commercial_2031_SC A_MW_Before Competition Groups_30 | Demand Control Kitchen Ventilation | 0.5025% | 0 | 4.6542 | Commercial_2031_SC A_MW_Before Competition Groups_Demand Control Kitchen Ventilation
Commercial | Com ¦ ENERGY STAR Griddle (74% eff) | 2031 | SC A | MW | Before Competition Groups | 4.2088 | 0 | 0 | 926.2749 | 0.0045438 | 31 | Commercial_2031_SC A_MW_Before Competition Groups_31 | ENERGY STAR Griddle (74% eff) | 0.4544% | 0 | 4.2088 | Commercial_2031_SC A_MW_Before Competition Groups_ENERGY STAR Griddle (74% eff)
Commercial | Com ¦ Freezer Case Light Sensor | 2031 | SC A | MW | Before Competition Groups | 3.9428 | 0 | 0 | 926.2749 | 0.0042566 | 32 | Commercial_2031_SC A_MW_Before Competition Groups_32 | Freezer Case Light Sensor | 0.4257% | 0 | 3.9428 | Commercial_2031_SC A_MW_Before Competition Groups_Freezer Case Light Sensor
Commercial | Com ¦ LED street light fixture | 2031 | SC A | MW | Before Competition Groups | 3.6809 | 0 | 0 | 926.2749 | 0.0039738 | 33 | Commercial_2031_SC A_MW_Before Competition Groups_33 | LED street light fixture | 0.3974% | 0 | 3.6809 | Commercial_2031_SC A_MW_Before Competition Groups_LED street light fixture
Commercial | Com ¦ Occupancy Sensors | 2031 | SC A | MW | Before Competition Groups | 3.3798 | 0 | 0 | 926.2749 | 0.0036488 | 34 | Commercial_2031_SC A_MW_Before Competition Groups_34 | Occupancy Sensors | 0.3649% | 0 | 3.3798 | Commercial_2031_SC A_MW_Before Competition Groups_Occupancy Sensors
Commercial | Com ¦ Duct Insulation, R8 | 2031 | SC A | MW | Before Competition Groups | 2.8318 | 0 | 0 | 926.2749 | 0.0030572 | 35 | Commercial_2031_SC A_MW_Before Competition Groups_35 | Duct Insulation, R8 | 0.3057% | 0 | 2.8318 | Commercial_2031_SC A_MW_Before Competition Groups_Duct Insulation, R8
Commercial | Com ¦ Water Source Heat Pump (4 ton) | 2031 | SC A | MW | Before Competition Groups | 2.6149 | 0 | 0 | 926.2749 | 0.002823 | 36 | Commercial_2031_SC A_MW_Before Competition Groups_36 | Water Source Heat Pump (4 ton) | 0.2823% | 0 | 2.6149 | Commercial_2031_SC A_MW_Before Competition Groups_Water Source Heat Pump (4 ton)
Commercial | Com ¦ BEVERAGE VENDING MACHINE CONTROLS | 2031 | SC A | MW | Before Competition Groups | 1.8946 | 0 | 0 | 926.2749 | 0.0020454 | 37 | Commercial_2031_SC A_MW_Before Competition Groups_37 | BEVERAGE VENDING MACHINE CONTROLS | 0.2045% | 0 | 1.8946 | Commercial_2031_SC A_MW_Before Competition Groups_BEVERAGE VENDING MACHINE CONTROLS
Commercial | Com ¦ Elec Storage WH 2.30 Et | 2031 | SC A | MW | Before Competition Groups | 1.8249 | 0 | 0 | 926.2749 | 0.0019702 | 38 | Commercial_2031_SC A_MW_Before Competition Groups_38 | Elec Storage WH 2.30 Et | 0.197% | 0 | 1.8249 | Commercial_2031_SC A_MW_Before Competition Groups_Elec Storage WH 2.30 Et
Commercial | Com ¦ Temperature Adjustment in Commercial Freezers | 2031 | SC A | MW | Before Competition Groups | 1.7262 | 0 | 0 | 926.2749 | 0.0018636 | 39 | Commercial_2031_SC A_MW_Before Competition Groups_39 | Temperature Adjustment in Commercial Freezers | 0.1864% | 0 | 1.7262 | Commercial_2031_SC A_MW_Before Competition Groups_Temperature Adjustment in Commercial Freezers
Commercial | Com ¦ Vertical Night Covers | 2031 | SC A | MW | Before Competition Groups | 1.3952 | 0 | 0 | 926.2749 | 0.0015063 | 40 | Commercial_2031_SC A_MW_Before Competition Groups_40 | Vertical Night Covers | 0.1506% | 0 | 1.3952 | Commercial_2031_SC A_MW_Before Competition Groups_Vertical Night Covers
Commercial | Com ¦ CO Sensors for parking garage exhaust fans | 2031 | SC A | MW | Before Competition Groups | 1.3561 | 0 | 0 | 926.2749 | 0.001464 | 41 | Commercial_2031_SC A_MW_Before Competition Groups_41 | CO Sensors for parking garage exhaust fans | 0.1464% | 0 | 1.3561 | Commercial_2031_SC A_MW_Before Competition Groups_CO Sensors for parking garage exhaust fans
Commercial | Com ¦ Energy Efficient Laboratory Fume Hood | 2031 | SC A | MW | Before Competition Groups | 1.2704 | 0 | 0 | 926.2749 | 0.0013715 | 42 | Commercial_2031_SC A_MW_Before Competition Groups_42 | Energy Efficient Laboratory Fume Hood | 0.1372% | 0 | 1.2704 | Commercial_2031_SC A_MW_Before Competition Groups_Energy Efficient Laboratory Fume Hood
Commercial | Com ¦ ENERGY STAR Fryer (84% eff) | 2031 | SC A | MW | Before Competition Groups | 1.2458 | 0 | 0 | 926.2749 | 0.0013449 | 43 | Commercial_2031_SC A_MW_Before Competition Groups_43 | ENERGY STAR Fryer (84% eff) | 0.1345% | 0 | 1.2458 | Commercial_2031_SC A_MW_Before Competition Groups_ENERGY STAR Fryer (84% eff)
Commercial | Com ¦ Outside Air Economizer | 2031 | SC A | MW | Before Competition Groups | 1.1354 | 0 | 0 | 926.2749 | 0.0012257 | 44 | Commercial_2031_SC A_MW_Before Competition Groups_44 | Outside Air Economizer | 0.1226% | 0 | 1.1354 | Commercial_2031_SC A_MW_Before Competition Groups_Outside Air Economizer
Commercial | Com ¦ Water Heating (DHW) Pipe Insulation (Add 3/4\ Foam)" | 2031 | SC A | MW | Before Competition Groups | 1.0949 | 0 | 0 | 926.2749 | 0.0011821 | 45 | Commercial_2031_SC A_MW_Before Competition Groups_45 | Water Heating (DHW) Pipe Insulation (Add 3/4\ Foam)" | 0.1182% | 0 | 1.0949 | Commercial_2031_SC A_MW_Before Competition Groups_Water Heating (DHW) Pipe Insulation (Add 3/4\ Foam)"
Commercial | Com ¦ ENERGY STAR Steam Cookers | 2031 | SC A | MW | Before Competition Groups | 0.79981 | 0 | 0 | 926.2749 | 0.00086347 | 46 | Commercial_2031_SC A_MW_Before Competition Groups_46 | ENERGY STAR Steam Cookers | 0.08635% | 0 | 0.79981 | Commercial_2031_SC A_MW_Before Competition Groups_ENERGY STAR Steam Cookers
Commercial | Com ¦ Suction Pipe Insulation Freezer/Refrigerator | 2031 | SC A | MW | Before Competition Groups | 0.71734 | 0 | 0 | 926.2749 | 0.00077444 | 47 | Commercial_2031_SC A_MW_Before Competition Groups_47 | Suction Pipe Insulation Freezer/Refrigerator | 0.07744% | 0 | 0.71734 | Commercial_2031_SC A_MW_Before Competition Groups_Suction Pipe Insulation Freezer/Refrigerator
Commercial | Com ¦ Thermostat Setback | 2031 | SC A | MW | Before Competition Groups | 0.6532 | 0 | 0 | 926.2749 | 0.00070519 | 48 | Commercial_2031_SC A_MW_Before Competition Groups_48 | Thermostat Setback | 0.07052% | 0 | 0.6532 | Commercial_2031_SC A_MW_Before Competition Groups_Thermostat Setback
Commercial | Com ¦ ENERGY STAR Dishwasher | 2031 | SC A | MW | Before Competition Groups | 0.5597 | 0 | 0 | 926.2749 | 0.00060425 | 49 | Commercial_2031_SC A_MW_Before Competition Groups_49 | ENERGY STAR Dishwasher | 0.06042% | 0 | 0.5597 | Commercial_2031_SC A_MW_Before Competition Groups_ENERGY STAR Dishwasher
Commercial | Com ¦ Condensing Make Up Air Unit | 2031 | SC A | MW | Before Competition Groups | 0.32216 | 0 | 0 | 926.2749 | 0.0003478 | 50 | Commercial_2031_SC A_MW_Before Competition Groups_50 | Condensing Make Up Air Unit | 0.03478% | 0 | 0.32216 | Commercial_2031_SC A_MW_Before Competition Groups_Condensing Make Up Air Unit
Commercial | Com ¦ Ozone Laundry Treatment | 2031 | SC A | MW | Before Competition Groups | 0.29526 | 0 | 0 | 926.2749 | 0.00031876 | 51 | Commercial_2031_SC A_MW_Before Competition Groups_51 | Ozone Laundry Treatment | 0.03188% | 0 | 0.29526 | Commercial_2031_SC A_MW_Before Competition Groups_Ozone Laundry Treatment
Commercial | Com ¦ ECM MOTORS FOR HVAC APPLICATION (FAN-POWERED VAV BOX) | 2031 | SC A | MW | Before Competition Groups | 0.16691 | 0 | 0 | 926.2749 | 0.0001802 | 52 | Commercial_2031_SC A_MW_Before Competition Groups_52 | ECM MOTORS FOR HVAC APPLICATION (FAN-POWERED VAV BOX) | 0.01802% | 0 | 0.16691 | Commercial_2031_SC A_MW_Before Competition Groups_ECM MOTORS FOR HVAC APPLICATION (FAN-POWERED VAV BOX)
Commercial | COM ¦ Ductless Mini-Split Heat Pumps | 2031 | SC A | MW | Before Competition Groups | 0.16576 | 0 | 0 | 926.2749 | 0.00017895 | 53 | Commercial_2031_SC A_MW_Before Competition Groups_53 | Ductless Mini-Split Heat Pumps | 0.0179% | 0 | 0.16576 | Commercial_2031_SC A_MW_Before Competition Groups_Ductless Mini-Split Heat Pumps
Commercial | Com ¦ PTAC (12 EER/10,000 BTU) | 2031 | SC A | MW | Before Competition Groups | 0.12879 | 0 | 0 | 926.2749 | 0.00013904 | 54 | Commercial_2031_SC A_MW_Before Competition Groups_54 | PTAC (12 EER/10,000 BTU) | 0.0139% | 0 | 0.12879 | Commercial_2031_SC A_MW_Before Competition Groups_PTAC (12 EER/10,000 BTU)
Commercial | Com ¦ CEE Tier 2/Energy Star Clothes Washers | 2031 | SC A | MW | Before Competition Groups | 0.11224 | 0 | 0 | 926.2749 | 0.00012117 | 55 | Commercial_2031_SC A_MW_Before Competition Groups_55 | CEE Tier 2/Energy Star Clothes Washers | 0.01212% | 0 | 0.11224 | Commercial_2031_SC A_MW_Before Competition Groups_CEE Tier 2/Energy Star Clothes Washers
Commercial | Com ¦ HVAC Optimization | 2031 | SC A | MW | Before Competition Groups | 0.089263 | 0 | 0 | 926.2749 | 9.6368e-05 | 56 | Commercial_2031_SC A_MW_Before Competition Groups_56 | HVAC Optimization | 0.009637% | 0 | 0.089263 | Commercial_2031_SC A_MW_Before Competition Groups_HVAC Optimization
Commercial | Com ¦ Auto Off Time Switch or Time Clock control | 2031 | SC A | MW | Before Competition Groups | 0.085134 | 0 | 0 | 926.2749 | 9.191e-05 | 57 | Commercial_2031_SC A_MW_Before Competition Groups_57 | Auto Off Time Switch or Time Clock control | 0.009191% | 0 | 0.085134 | Commercial_2031_SC A_MW_Before Competition Groups_Auto Off Time Switch or Time Clock control
Commercial | Com ¦ Solar Water Preheat (Pools/DHW) | 2031 | SC A | MW | Before Competition Groups | 0.083333 | 0 | 0 | 926.2749 | 8.9966e-05 | 58 | Commercial_2031_SC A_MW_Before Competition Groups_58 | Solar Water Preheat (Pools/DHW) | 0.008997% | 0 | 0.083333 | Commercial_2031_SC A_MW_Before Competition Groups_Solar Water Preheat (Pools/DHW)
Commercial | Com ¦ Notched V belts for HVAC Systems | 2031 | SC A | MW | Before Competition Groups | 0.083264 | 0 | 0 | 926.2749 | 8.9892e-05 | 59 | Commercial_2031_SC A_MW_Before Competition Groups_59 | Notched V belts for HVAC Systems | 0.008989% | 0 | 0.083264 | Commercial_2031_SC A_MW_Before Competition Groups_Notched V belts for HVAC Systems
Commercial | Com ¦ Demand controlled Circulating Systems | 2031 | SC A | MW | Before Competition Groups | 0.074434 | 0 | 0 | 926.2749 | 8.0359e-05 | 60 | Commercial_2031_SC A_MW_Before Competition Groups_60 | Demand controlled Circulating Systems | 0.008036% | 0 | 0.074434 | Commercial_2031_SC A_MW_Before Competition Groups_Demand controlled Circulating Systems
Commercial | Com ¦ Low Flow Pre-Rinse Spray Nozzle | 2031 | SC A | MW | Before Competition Groups | 0.061623 | 0 | 0 | 926.2749 | 6.6528e-05 | 61 | Commercial_2031_SC A_MW_Before Competition Groups_61 | Low Flow Pre-Rinse Spray Nozzle | 0.006653% | 0 | 0.061623 | Commercial_2031_SC A_MW_Before Competition Groups_Low Flow Pre-Rinse Spray Nozzle
Commercial | Com ¦ Commercial Hot Food Holding Cabinets | 2031 | SC A | MW | Before Competition Groups | 0.045914 | 0 | 0 | 926.2749 | 4.9569e-05 | 62 | Commercial_2031_SC A_MW_Before Competition Groups_62 | Commercial Hot Food Holding Cabinets | 0.004957% | 0 | 0.045914 | Commercial_2031_SC A_MW_Before Competition Groups_Commercial Hot Food Holding Cabinets
Commercial | Com ¦ LED RECESSED DOWNLIGHTS | 2031 | SC A | MW | Before Competition Groups | 0.031921 | 0 | 0 | 926.2749 | 3.4462e-05 | 63 | Commercial_2031_SC A_MW_Before Competition Groups_63 | LED RECESSED DOWNLIGHTS | 0.003446% | 0 | 0.031921 | Commercial_2031_SC A_MW_Before Competition Groups_LED RECESSED DOWNLIGHTS
Commercial | Com ¦ Wall Insulation | 2031 | SC A | MW | Before Competition Groups | 0.025498 | 0 | 0 | 926.2749 | 2.7527e-05 | 64 | Commercial_2031_SC A_MW_Before Competition Groups_64 | Wall Insulation | 0.002753% | 0 | 0.025498 | Commercial_2031_SC A_MW_Before Competition Groups_Wall Insulation
Commercial | Com ¦ Condensing Unit Heaters or other Efficient Unit Heating System | 2031 | SC A | MW | Before Competition Groups | 0.024638 | 0 | 0 | 926.2749 | 2.6599e-05 | 65 | Commercial_2031_SC A_MW_Before Competition Groups_65 | Condensing Unit Heaters or other Efficient Unit Heating System | 0.00266% | 0 | 0.024638 | Commercial_2031_SC A_MW_Before Competition Groups_Condensing Unit Heaters or other Efficient Unit Heating System
Commercial | Com ¦ High Efficiency Small Instantaneous Water Heater | 2031 | SC A | MW | Before Competition Groups | 0.018601 | 0 | 0 | 926.2749 | 2.0081e-05 | 66 | Commercial_2031_SC A_MW_Before Competition Groups_66 | High Efficiency Small Instantaneous Water Heater | 0.002008% | 0 | 0.018601 | Commercial_2031_SC A_MW_Before Competition Groups_High Efficiency Small Instantaneous Water Heater
Commercial | Com ¦ Air Curtains | 2031 | SC A | MW | Before Competition Groups | 0.018586 | 0 | 0 | 926.2749 | 2.0066e-05 | 67 | Commercial_2031_SC A_MW_Before Competition Groups_67 | Air Curtains | 0.002007% | 0 | 0.018586 | Commercial_2031_SC A_MW_Before Competition Groups_Air Curtains
Commercial | Com ¦ VSD Air Compressor | 2031 | SC A | MW | Before Competition Groups | 0.018292 | 0 | 0 | 926.2749 | 1.9748e-05 | 68 | Commercial_2031_SC A_MW_Before Competition Groups_68 | VSD Air Compressor | 0.001975% | 0 | 0.018292 | Commercial_2031_SC A_MW_Before Competition Groups_VSD Air Compressor
Commercial | Com ¦ Room AC (w/ louvered sides) 14 SEER from 12 SEER code | 2031 | SC A | MW | Before Competition Groups | 0.01582 | 0 | 0 | 926.2749 | 1.7079e-05 | 69 | Commercial_2031_SC A_MW_Before Competition Groups_69 | Room AC (w/ louvered sides) 14 SEER from 12 SEER code | 0.001708% | 0 | 0.01582 | Commercial_2031_SC A_MW_Before Competition Groups_Room AC (w/ louvered sides) 14 SEER from 12 SEER code
Commercial | Com ¦ Energy Recovery Ventilation and Ventilation (Enhanced) | 2031 | SC A | MW | Before Competition Groups | 0.0077431 | 0 | 0 | 926.2749 | 8.3594e-06 | 70 | Commercial_2031_SC A_MW_Before Competition Groups_70 | Energy Recovery Ventilation and Ventilation (Enhanced) | 0.0008359% | 0 | 0.0077431 | Commercial_2031_SC A_MW_Before Competition Groups_Energy Recovery Ventilation and Ventilation (Enhanced)
Commercial | Com ¦ Efficient compressor motor | 2031 | SC A | MW | Before Competition Groups | 0.0054144 | 0 | 0 | 926.2749 | 5.8453e-06 | 71 | Commercial_2031_SC A_MW_Before Competition Groups_71 | Efficient compressor motor | 0.0005845% | 0 | 0.0054144 | Commercial_2031_SC A_MW_Before Competition Groups_Efficient compressor motor
Commercial | Com ¦ High Efficiency Chiller (avg of water and air cooled) | 2031 | SC A | MW | Before Competition Groups | 0.0033111 | 0 | 0 | 926.2749 | 3.5746e-06 | 72 | Commercial_2031_SC A_MW_Before Competition Groups_72 | High Efficiency Chiller (avg of water and air cooled) | 0.0003575% | 0 | 0.0033111 | Commercial_2031_SC A_MW_Before Competition Groups_High Efficiency Chiller (avg of water and air cooled)
Commercial | Com ¦ LLLC - Low Impact Application | 2031 | SC A | MW | Before Competition Groups | 0.0032321 | 0 | 0 | 926.2749 | 3.4893e-06 | 73 | Commercial_2031_SC A_MW_Before Competition Groups_73 | LLLC - Low Impact Application | 0.0003489% | 0 | 0.0032321 | Commercial_2031_SC A_MW_Before Competition Groups_LLLC - Low Impact Application
Commercial | Com ¦ LLLC - High Impact Application | 2031 | SC A | MW | Before Competition Groups | 0.0029086 | 0 | 0 | 926.2749 | 3.1401e-06 | 74 | Commercial_2031_SC A_MW_Before Competition Groups_74 | LLLC - High Impact Application | 0.000314% | 0 | 0.0029086 | Commercial_2031_SC A_MW_Before Competition Groups_LLLC - High Impact Application
Commercial | Com ¦ EC Plug Fan for Data Center (under cabinet) | 2031 | SC A | MW | Before Competition Groups | 0.0027322 | 0 | 0 | 926.2749 | 2.9497e-06 | 75 | Commercial_2031_SC A_MW_Before Competition Groups_75 | EC Plug Fan for Data Center (under cabinet) | 0.000295% | 0 | 0.0027322 | Commercial_2031_SC A_MW_Before Competition Groups_EC Plug Fan for Data Center (under cabinet)
Commercial | Com ¦ Electric Convection Combination Ovens | 2031 | SC A | MW | Before Competition Groups | 0.0002885 | 0 | 0 | 926.2749 | 3.1146e-07 | 76 | Commercial_2031_SC A_MW_Before Competition Groups_76 | Electric Convection Combination Ovens | 3.115e-05% | 0 | 0.0002885 | Commercial_2031_SC A_MW_Before Competition Groups_Electric Convection Combination Ovens
Commercial | Com ¦ Networked/Connected - High Impact Application | 2031 | SC A | MW | Before Competition Groups | 6.1734e-05 | 0 | 0 | 926.2749 | 6.6648e-08 | 77 | Commercial_2031_SC A_MW_Before Competition Groups_77 | Networked/Connected - High Impact Application | 6.665e-06% | 0 | 6.1734e-05 | Commercial_2031_SC A_MW_Before Competition Groups_Networked/Connected - High Impact Application
Commercial | Com ¦ Networked/Connected - Low Impact Application | 2031 | SC A | MW | Before Competition Groups | 2.8362e-06 | 0 | 0 | 926.2749 | 3.062e-09 | 78 | Commercial_2031_SC A_MW_Before Competition Groups_78 | Networked/Connected - Low Impact Application | 3.062e-07% | 0 | 2.8362e-06 | Commercial_2031_SC A_MW_Before Competition Groups_Networked/Connected - Low Impact Application
Commercial | Com ¦ Indoor Daylight Sensors/Photocell Dimming Control | 2031 | SC A | MW | Before Competition Groups | 0 | 0 | 0 | 926.2749 | 0 | 79 | Commercial_2031_SC A_MW_Before Competition Groups_79 | Indoor Daylight Sensors/Photocell Dimming Control | 0% | 0 | 0 | Commercial_2031_SC A_MW_Before Competition Groups_Indoor Daylight Sensors/Photocell Dimming Control
Commercial | Com ¦ Variable Refrigerant Flow Heat Pump | 2031 | SC A | MW | Before Competition Groups | 0 | 0 | 0 | 926.2749 | 0 | 80 | Commercial_2031_SC A_MW_Before Competition Groups_80 | Variable Refrigerant Flow Heat Pump | 0% | 0 | 0 | Commercial_2031_SC A_MW_Before Competition Groups_Variable Refrigerant Flow Heat Pump
Commercial | Com ¦ Education and Capacity Building/Energy Behavior | 2031 | SC B | MW | Before Competition Groups | 179.4985 | 0 | 0 | 1365.8239 | 0.13142 | 1 | Commercial_2031_SC B_MW_Before Competition Groups_1 | Education and Capacity Building/Energy Behavior | 13.14% | 0 | 179.4985 | Commercial_2031_SC B_MW_Before Competition Groups_Education and Capacity Building/Energy Behavior
Commercial | Com ¦ LED Low/High Bay | 2031 | SC B | MW | Before Competition Groups | 145.0285 | 0 | 0 | 1365.8239 | 0.10618 | 2 | Commercial_2031_SC B_MW_Before Competition Groups_2 | LED Low/High Bay | 10.62% | 0 | 145.0285 | Commercial_2031_SC B_MW_Before Competition Groups_LED Low/High Bay
Commercial | Com ¦ LED Troffer/Surface/Suspended | 2031 | SC B | MW | Before Competition Groups | 120.057 | 0 | 0 | 1365.8239 | 0.087901 | 3 | Commercial_2031_SC B_MW_Before Competition Groups_3 | LED Troffer/Surface/Suspended | 8.79% | 0 | 120.057 | Commercial_2031_SC B_MW_Before Competition Groups_LED Troffer/Surface/Suspended
Commercial | Com ¦ ENERGY STAR LED LAMPS (REFLECTOR LAMPs/MR16/PAR 16) | 2031 | SC B | MW | Before Competition Groups | 116.8753 | 0 | 0 | 1365.8239 | 0.085571 | 4 | Commercial_2031_SC B_MW_Before Competition Groups_4 | ENERGY STAR LED LAMPS (REFLECTOR LAMPs/MR16/PAR 16) | 8.557% | 0 | 116.8753 | Commercial_2031_SC B_MW_Before Competition Groups_ENERGY STAR LED LAMPS (REFLECTOR LAMPs/MR16/PAR 16)
Commercial | Com ¦ Building Recommissioning, Operations and Maintenance (O&M) Improvements | 2031 | SC B | MW | Before Competition Groups | 109.3274 | 0 | 0 | 1365.8239 | 0.080045 | 5 | Commercial_2031_SC B_MW_Before Competition Groups_5 | Building Recommissioning, Operations and Maintenance (O&M) Improvements | 8.005% | 0 | 109.3274 | Commercial_2031_SC B_MW_Before Competition Groups_Building Recommissioning, Operations and Maintenance (O&M) Improvements
Commercial | Com ¦ LED Replacement Lamp (Tube) | 2031 | SC B | MW | Before Competition Groups | 68.2088 | 0 | 0 | 1365.8239 | 0.04994 | 6 | Commercial_2031_SC B_MW_Before Competition Groups_6 | LED Replacement Lamp (Tube) | 4.994% | 0 | 68.2088 | Commercial_2031_SC B_MW_Before Competition Groups_LED Replacement Lamp (Tube)
Commercial | Com ¦ Unitary Air-Conditioning Unit | 2031 | SC B | MW | Before Competition Groups | 61.985 | 0 | 0 | 1365.8239 | 0.045383 | 7 | Commercial_2031_SC B_MW_Before Competition Groups_7 | Unitary Air-Conditioning Unit | 4.538% | 0 | 61.985 | Commercial_2031_SC B_MW_Before Competition Groups_Unitary Air-Conditioning Unit
Commercial | Com ¦ High Efficiency Air Source Heat Pump | 2031 | SC B | MW | Before Competition Groups | 61.3927 | 0 | 0 | 1365.8239 | 0.044949 | 8 | Commercial_2031_SC B_MW_Before Competition Groups_8 | High Efficiency Air Source Heat Pump | 4.495% | 0 | 61.3927 | Commercial_2031_SC B_MW_Before Competition Groups_High Efficiency Air Source Heat Pump
Commercial | Com ¦ Advanced BAS/Controllers | 2031 | SC B | MW | Before Competition Groups | 50.3798 | 0 | 0 | 1365.8239 | 0.036886 | 9 | Commercial_2031_SC B_MW_Before Competition Groups_9 | Advanced BAS/Controllers | 3.689% | 0 | 50.3798 | Commercial_2031_SC B_MW_Before Competition Groups_Advanced BAS/Controllers
Commercial | Com ¦ Adaptive Thermostats | 2031 | SC B | MW | Before Competition Groups | 37.1497 | 0 | 0 | 1365.8239 | 0.0272 | 10 | Commercial_2031_SC B_MW_Before Competition Groups_10 | Adaptive Thermostats | 2.72% | 0 | 37.1497 | Commercial_2031_SC B_MW_Before Competition Groups_Adaptive Thermostats
Commercial | Com ¦ Refrigerated Display Case Doors | 2031 | SC B | MW | Before Competition Groups | 28.7896 | 0 | 0 | 1365.8239 | 0.021079 | 11 | Commercial_2031_SC B_MW_Before Competition Groups_11 | Refrigerated Display Case Doors | 2.108% | 0 | 28.7896 | Commercial_2031_SC B_MW_Before Competition Groups_Refrigerated Display Case Doors
Commercial | Com ¦ Furnace Tune-Up | 2031 | SC B | MW | Before Competition Groups | 28.7586 | 0 | 0 | 1365.8239 | 0.021056 | 12 | Commercial_2031_SC B_MW_Before Competition Groups_12 | Furnace Tune-Up | 2.106% | 0 | 28.7586 | Commercial_2031_SC B_MW_Before Competition Groups_Furnace Tune-Up
Commercial | Com ¦ Strip Curtains | 2031 | SC B | MW | Before Competition Groups | 28.5723 | 0 | 0 | 1365.8239 | 0.020919 | 13 | Commercial_2031_SC B_MW_Before Competition Groups_13 | Strip Curtains | 2.092% | 0 | 28.5723 | Commercial_2031_SC B_MW_Before Competition Groups_Strip Curtains
Commercial | Com ¦ Data Center Storage/Server Virtualization | 2031 | SC B | MW | Before Competition Groups | 28.2825 | 0 | 0 | 1365.8239 | 0.020707 | 14 | Commercial_2031_SC B_MW_Before Competition Groups_14 | Data Center Storage/Server Virtualization | 2.071% | 0 | 28.2825 | Commercial_2031_SC B_MW_Before Competition Groups_Data Center Storage/Server Virtualization
Commercial | Com ¦ Demand Control Ventilation | 2031 | SC B | MW | Before Competition Groups | 25.4033 | 0 | 0 | 1365.8239 | 0.018599 | 15 | Commercial_2031_SC B_MW_Before Competition Groups_15 | Demand Control Ventilation | 1.86% | 0 | 25.4033 | Commercial_2031_SC B_MW_Before Competition Groups_Demand Control Ventilation
Commercial | Com ¦ LED or Equivalent Sign Lighting | 2031 | SC B | MW | Before Competition Groups | 24.4219 | 0 | 0 | 1365.8239 | 0.017881 | 16 | Commercial_2031_SC B_MW_Before Competition Groups_16 | LED or Equivalent Sign Lighting | 1.788% | 0 | 24.4219 | Commercial_2031_SC B_MW_Before Competition Groups_LED or Equivalent Sign Lighting
Commercial | Com ¦ Reach-in Shaded Pole to ECM/PSC Evaporator Fan Motor | 2031 | SC B | MW | Before Competition Groups | 24.4192 | 0 | 0 | 1365.8239 | 0.017879 | 17 | Commercial_2031_SC B_MW_Before Competition Groups_17 | Reach-in Shaded Pole to ECM/PSC Evaporator Fan Motor | 1.788% | 0 | 24.4192 | Commercial_2031_SC B_MW_Before Competition Groups_Reach-in Shaded Pole to ECM/PSC Evaporator Fan Motor
Commercial | Com ¦ Variable Frequency Drive (VFD) | 2031 | SC B | MW | Before Competition Groups | 20.112 | 0 | 0 | 1365.8239 | 0.014725 | 18 | Commercial_2031_SC B_MW_Before Competition Groups_18 | Variable Frequency Drive (VFD) | 1.473% | 0 | 20.112 | Commercial_2031_SC B_MW_Before Competition Groups_Variable Frequency Drive (VFD)
Commercial | Com ¦ Centrally controlled desktop PC/NETWORK PC POWER MANAGEMENT SOFTWARE | 2031 | SC B | MW | Before Competition Groups | 19.7154 | 0 | 0 | 1365.8239 | 0.014435 | 19 | Commercial_2031_SC B_MW_Before Competition Groups_19 | Centrally controlled desktop PC/NETWORK PC POWER MANAGEMENT SOFTWARE | 1.443% | 0 | 19.7154 | Commercial_2031_SC B_MW_Before Competition Groups_Centrally controlled desktop PC/NETWORK PC POWER MANAGEMENT SOFTWARE
Commercial | Com ¦ VFD on Pumps | 2031 | SC B | MW | Before Competition Groups | 18.8061 | 0 | 0 | 1365.8239 | 0.013769 | 20 | Commercial_2031_SC B_MW_Before Competition Groups_20 | VFD on Pumps | 1.377% | 0 | 18.8061 | Commercial_2031_SC B_MW_Before Competition Groups_VFD on Pumps
Commercial | Com ¦ Chilled Water Optimization | 2031 | SC B | MW | Before Competition Groups | 15.5457 | 0 | 0 | 1365.8239 | 0.011382 | 21 | Commercial_2031_SC B_MW_Before Competition Groups_21 | Chilled Water Optimization | 1.138% | 0 | 15.5457 | Commercial_2031_SC B_MW_Before Competition Groups_Chilled Water Optimization
Commercial | Com ¦ Air Handler with Dedicated Outdoor Air Systems | 2031 | SC B | MW | Before Competition Groups | 15.2649 | 0 | 0 | 1365.8239 | 0.011176 | 22 | Commercial_2031_SC B_MW_Before Competition Groups_22 | Air Handler with Dedicated Outdoor Air Systems | 1.118% | 0 | 15.2649 | Commercial_2031_SC B_MW_Before Competition Groups_Air Handler with Dedicated Outdoor Air Systems
Commercial | Com ¦ ENERGY STAR LED LAMPS (General Service Lamps) | 2031 | SC B | MW | Before Competition Groups | 14.4456 | 0 | 0 | 1365.8239 | 0.010577 | 23 | Commercial_2031_SC B_MW_Before Competition Groups_23 | ENERGY STAR LED LAMPS (General Service Lamps) | 1.058% | 0 | 14.4456 | Commercial_2031_SC B_MW_Before Competition Groups_ENERGY STAR LED LAMPS (General Service Lamps)
Commercial | Com ¦ Refrigerated Display Case LED | 2031 | SC B | MW | Before Competition Groups | 13.9635 | 0 | 0 | 1365.8239 | 0.010223 | 24 | Commercial_2031_SC B_MW_Before Competition Groups_24 | Refrigerated Display Case LED | 1.022% | 0 | 13.9635 | Commercial_2031_SC B_MW_Before Competition Groups_Refrigerated Display Case LED
Commercial | Com ¦ ECM MOTORS FOR EVAPORATOR FANS for refrigeration (WALK-IN) | 2031 | SC B | MW | Before Competition Groups | 10.3969 | 0 | 0 | 1365.8239 | 0.0076121 | 25 | Commercial_2031_SC B_MW_Before Competition Groups_25 | ECM MOTORS FOR EVAPORATOR FANS for refrigeration (WALK-IN) | 0.7612% | 0 | 10.3969 | Commercial_2031_SC B_MW_Before Competition Groups_ECM MOTORS FOR EVAPORATOR FANS for refrigeration (WALK-IN)
Commercial | Com ¦ Door Gasket Freezer/Refrigerator | 2031 | SC B | MW | Before Competition Groups | 9.6079 | 0 | 0 | 1365.8239 | 0.0070345 | 26 | Commercial_2031_SC B_MW_Before Competition Groups_26 | Door Gasket Freezer/Refrigerator | 0.7035% | 0 | 9.6079 | Commercial_2031_SC B_MW_Before Competition Groups_Door Gasket Freezer/Refrigerator
Commercial | Com ¦ Freezer Case Light Sensor | 2031 | SC B | MW | Before Competition Groups | 8.9843 | 0 | 0 | 1365.8239 | 0.0065779 | 27 | Commercial_2031_SC B_MW_Before Competition Groups_27 | Freezer Case Light Sensor | 0.6578% | 0 | 8.9843 | Commercial_2031_SC B_MW_Before Competition Groups_Freezer Case Light Sensor
Commercial | Com ¦ Evaporator Fan Controls | 2031 | SC B | MW | Before Competition Groups | 8.753 | 0 | 0 | 1365.8239 | 0.0064086 | 28 | Commercial_2031_SC B_MW_Before Competition Groups_28 | Evaporator Fan Controls | 0.6409% | 0 | 8.753 | Commercial_2031_SC B_MW_Before Competition Groups_Evaporator Fan Controls
Commercial | Com ¦ Demand Control Kitchen Ventilation | 2031 | SC B | MW | Before Competition Groups | 8.0456 | 0 | 0 | 1365.8239 | 0.0058906 | 29 | Commercial_2031_SC B_MW_Before Competition Groups_29 | Demand Control Kitchen Ventilation | 0.5891% | 0 | 8.0456 | Commercial_2031_SC B_MW_Before Competition Groups_Demand Control Kitchen Ventilation
Commercial | Com ¦ LED EXTERIOR AREA LIGHTS - LED fixture (200W) | 2031 | SC B | MW | Before Competition Groups | 6.1961 | 0 | 0 | 1365.8239 | 0.0045365 | 30 | Commercial_2031_SC B_MW_Before Competition Groups_30 | LED EXTERIOR AREA LIGHTS - LED fixture (200W) | 0.4537% | 0 | 6.1961 | Commercial_2031_SC B_MW_Before Competition Groups_LED EXTERIOR AREA LIGHTS - LED fixture (200W)
Commercial | Com ¦ LED parking lot fixture | 2031 | SC B | MW | Before Competition Groups | 5.957 | 0 | 0 | 1365.8239 | 0.0043615 | 31 | Commercial_2031_SC B_MW_Before Competition Groups_31 | LED parking lot fixture | 0.4361% | 0 | 5.957 | Commercial_2031_SC B_MW_Before Competition Groups_LED parking lot fixture
Commercial | Com ¦ Duct Insulation, R8 | 2031 | SC B | MW | Before Competition Groups | 5.3036 | 0 | 0 | 1365.8239 | 0.003883 | 32 | Commercial_2031_SC B_MW_Before Competition Groups_32 | Duct Insulation, R8 | 0.3883% | 0 | 5.3036 | Commercial_2031_SC B_MW_Before Competition Groups_Duct Insulation, R8
Commercial | Com ¦ Water Source Heat Pump (4 ton) | 2031 | SC B | MW | Before Competition Groups | 5.0632 | 0 | 0 | 1365.8239 | 0.0037071 | 33 | Commercial_2031_SC B_MW_Before Competition Groups_33 | Water Source Heat Pump (4 ton) | 0.3707% | 0 | 5.0632 | Commercial_2031_SC B_MW_Before Competition Groups_Water Source Heat Pump (4 ton)
Commercial | Com ¦ ENERGY STAR Griddle (74% eff) | 2031 | SC B | MW | Before Competition Groups | 4.2088 | 0 | 0 | 1365.8239 | 0.0030815 | 34 | Commercial_2031_SC B_MW_Before Competition Groups_34 | ENERGY STAR Griddle (74% eff) | 0.3082% | 0 | 4.2088 | Commercial_2031_SC B_MW_Before Competition Groups_ENERGY STAR Griddle (74% eff)
Commercial | Com ¦ LED street light fixture | 2031 | SC B | MW | Before Competition Groups | 3.7202 | 0 | 0 | 1365.8239 | 0.0027238 | 35 | Commercial_2031_SC B_MW_Before Competition Groups_35 | LED street light fixture | 0.2724% | 0 | 3.7202 | Commercial_2031_SC B_MW_Before Competition Groups_LED street light fixture
Commercial | Com ¦ BEVERAGE VENDING MACHINE CONTROLS | 2031 | SC B | MW | Before Competition Groups | 3.6106 | 0 | 0 | 1365.8239 | 0.0026436 | 36 | Commercial_2031_SC B_MW_Before Competition Groups_36 | BEVERAGE VENDING MACHINE CONTROLS | 0.2644% | 0 | 3.6106 | Commercial_2031_SC B_MW_Before Competition Groups_BEVERAGE VENDING MACHINE CONTROLS
Commercial | Com ¦ Occupancy Sensors | 2031 | SC B | MW | Before Competition Groups | 3.3798 | 0 | 0 | 1365.8239 | 0.0024745 | 37 | Commercial_2031_SC B_MW_Before Competition Groups_37 | Occupancy Sensors | 0.2475% | 0 | 3.3798 | Commercial_2031_SC B_MW_Before Competition Groups_Occupancy Sensors
Commercial | Com ¦ Elec Storage WH 2.30 Et | 2031 | SC B | MW | Before Competition Groups | 3.2124 | 0 | 0 | 1365.8239 | 0.002352 | 38 | Commercial_2031_SC B_MW_Before Competition Groups_38 | Elec Storage WH 2.30 Et | 0.2352% | 0 | 3.2124 | Commercial_2031_SC B_MW_Before Competition Groups_Elec Storage WH 2.30 Et
Commercial | Com ¦ Temperature Adjustment in Commercial Freezers | 2031 | SC B | MW | Before Competition Groups | 3.2014 | 0 | 0 | 1365.8239 | 0.0023439 | 39 | Commercial_2031_SC B_MW_Before Competition Groups_39 | Temperature Adjustment in Commercial Freezers | 0.2344% | 0 | 3.2014 | Commercial_2031_SC B_MW_Before Competition Groups_Temperature Adjustment in Commercial Freezers
Commercial | Com ¦ CO Sensors for parking garage exhaust fans | 2031 | SC B | MW | Before Competition Groups | 2.6707 | 0 | 0 | 1365.8239 | 0.0019554 | 40 | Commercial_2031_SC B_MW_Before Competition Groups_40 | CO Sensors for parking garage exhaust fans | 0.1955% | 0 | 2.6707 | Commercial_2031_SC B_MW_Before Competition Groups_CO Sensors for parking garage exhaust fans
Commercial | Com ¦ Vertical Night Covers | 2031 | SC B | MW | Before Competition Groups | 2.6463 | 0 | 0 | 1365.8239 | 0.0019375 | 41 | Commercial_2031_SC B_MW_Before Competition Groups_41 | Vertical Night Covers | 0.1938% | 0 | 2.6463 | Commercial_2031_SC B_MW_Before Competition Groups_Vertical Night Covers
Commercial | Com ¦ Energy Efficient Laboratory Fume Hood | 2031 | SC B | MW | Before Competition Groups | 2.5334 | 0 | 0 | 1365.8239 | 0.0018549 | 42 | Commercial_2031_SC B_MW_Before Competition Groups_42 | Energy Efficient Laboratory Fume Hood | 0.1855% | 0 | 2.5334 | Commercial_2031_SC B_MW_Before Competition Groups_Energy Efficient Laboratory Fume Hood
Commercial | Com ¦ Water Heating (DHW) Pipe Insulation (Add 3/4\ Foam)" | 2031 | SC B | MW | Before Competition Groups | 2.0244 | 0 | 0 | 1365.8239 | 0.0014822 | 43 | Commercial_2031_SC B_MW_Before Competition Groups_43 | Water Heating (DHW) Pipe Insulation (Add 3/4\ Foam)" | 0.1482% | 0 | 2.0244 | Commercial_2031_SC B_MW_Before Competition Groups_Water Heating (DHW) Pipe Insulation (Add 3/4\ Foam)"
Commercial | Com ¦ Outside Air Economizer | 2031 | SC B | MW | Before Competition Groups | 1.7527 | 0 | 0 | 1365.8239 | 0.0012832 | 44 | Commercial_2031_SC B_MW_Before Competition Groups_44 | Outside Air Economizer | 0.1283% | 0 | 1.7527 | Commercial_2031_SC B_MW_Before Competition Groups_Outside Air Economizer
Commercial | Com ¦ Suction Pipe Insulation Freezer/Refrigerator | 2031 | SC B | MW | Before Competition Groups | 1.3763 | 0 | 0 | 1365.8239 | 0.0010076 | 45 | Commercial_2031_SC B_MW_Before Competition Groups_45 | Suction Pipe Insulation Freezer/Refrigerator | 0.1008% | 0 | 1.3763 | Commercial_2031_SC B_MW_Before Competition Groups_Suction Pipe Insulation Freezer/Refrigerator
Commercial | Com ¦ ENERGY STAR Fryer (84% eff) | 2031 | SC B | MW | Before Competition Groups | 1.2458 | 0 | 0 | 1365.8239 | 0.00091211 | 46 | Commercial_2031_SC B_MW_Before Competition Groups_46 | ENERGY STAR Fryer (84% eff) | 0.09121% | 0 | 1.2458 | Commercial_2031_SC B_MW_Before Competition Groups_ENERGY STAR Fryer (84% eff)
Commercial | Com ¦ ENERGY STAR Steam Cookers | 2031 | SC B | MW | Before Competition Groups | 0.7998 | 0 | 0 | 1365.8239 | 0.00058558 | 47 | Commercial_2031_SC B_MW_Before Competition Groups_47 | ENERGY STAR Steam Cookers | 0.05856% | 0 | 0.7998 | Commercial_2031_SC B_MW_Before Competition Groups_ENERGY STAR Steam Cookers
Commercial | Com ¦ Ozone Laundry Treatment | 2031 | SC B | MW | Before Competition Groups | 0.66077 | 0 | 0 | 1365.8239 | 0.00048379 | 48 | Commercial_2031_SC B_MW_Before Competition Groups_48 | Ozone Laundry Treatment | 0.04838% | 0 | 0.66077 | Commercial_2031_SC B_MW_Before Competition Groups_Ozone Laundry Treatment
Commercial | Com ¦ Thermostat Setback | 2031 | SC B | MW | Before Competition Groups | 0.65895 | 0 | 0 | 1365.8239 | 0.00048246 | 49 | Commercial_2031_SC B_MW_Before Competition Groups_49 | Thermostat Setback | 0.04825% | 0 | 0.65895 | Commercial_2031_SC B_MW_Before Competition Groups_Thermostat Setback
Commercial | Com ¦ ENERGY STAR Dishwasher | 2031 | SC B | MW | Before Competition Groups | 0.6528 | 0 | 0 | 1365.8239 | 0.00047795 | 50 | Commercial_2031_SC B_MW_Before Competition Groups_50 | ENERGY STAR Dishwasher | 0.0478% | 0 | 0.6528 | Commercial_2031_SC B_MW_Before Competition Groups_ENERGY STAR Dishwasher
Commercial | Com ¦ Condensing Make Up Air Unit | 2031 | SC B | MW | Before Competition Groups | 0.63745 | 0 | 0 | 1365.8239 | 0.00046672 | 51 | Commercial_2031_SC B_MW_Before Competition Groups_51 | Condensing Make Up Air Unit | 0.04667% | 0 | 0.63745 | Commercial_2031_SC B_MW_Before Competition Groups_Condensing Make Up Air Unit
Commercial | Com ¦ PTAC (12 EER/10,000 BTU) | 2031 | SC B | MW | Before Competition Groups | 0.29365 | 0 | 0 | 1365.8239 | 0.00021499 | 52 | Commercial_2031_SC B_MW_Before Competition Groups_52 | PTAC (12 EER/10,000 BTU) | 0.0215% | 0 | 0.29365 | Commercial_2031_SC B_MW_Before Competition Groups_PTAC (12 EER/10,000 BTU)
Commercial | Com ¦ ECM MOTORS FOR HVAC APPLICATION (FAN-POWERED VAV BOX) | 2031 | SC B | MW | Before Competition Groups | 0.27369 | 0 | 0 | 1365.8239 | 0.00020038 | 53 | Commercial_2031_SC B_MW_Before Competition Groups_53 | ECM MOTORS FOR HVAC APPLICATION (FAN-POWERED VAV BOX) | 0.02004% | 0 | 0.27369 | Commercial_2031_SC B_MW_Before Competition Groups_ECM MOTORS FOR HVAC APPLICATION (FAN-POWERED VAV BOX)
Commercial | COM ¦ Ductless Mini-Split Heat Pumps | 2031 | SC B | MW | Before Competition Groups | 0.22298 | 0 | 0 | 1365.8239 | 0.00016326 | 54 | Commercial_2031_SC B_MW_Before Competition Groups_54 | Ductless Mini-Split Heat Pumps | 0.01633% | 0 | 0.22298 | Commercial_2031_SC B_MW_Before Competition Groups_Ductless Mini-Split Heat Pumps
Commercial | Com ¦ Solar Water Preheat (Pools/DHW) | 2031 | SC B | MW | Before Competition Groups | 0.17826 | 0 | 0 | 1365.8239 | 0.00013051 | 55 | Commercial_2031_SC B_MW_Before Competition Groups_55 | Solar Water Preheat (Pools/DHW) | 0.01305% | 0 | 0.17826 | Commercial_2031_SC B_MW_Before Competition Groups_Solar Water Preheat (Pools/DHW)
Commercial | Com ¦ Auto Off Time Switch or Time Clock control | 2031 | SC B | MW | Before Competition Groups | 0.15487 | 0 | 0 | 1365.8239 | 0.00011339 | 56 | Commercial_2031_SC B_MW_Before Competition Groups_56 | Auto Off Time Switch or Time Clock control | 0.01134% | 0 | 0.15487 | Commercial_2031_SC B_MW_Before Competition Groups_Auto Off Time Switch or Time Clock control
Commercial | Com ¦ Notched V belts for HVAC Systems | 2031 | SC B | MW | Before Competition Groups | 0.14539 | 0 | 0 | 1365.8239 | 0.00010645 | 57 | Commercial_2031_SC B_MW_Before Competition Groups_57 | Notched V belts for HVAC Systems | 0.01064% | 0 | 0.14539 | Commercial_2031_SC B_MW_Before Competition Groups_Notched V belts for HVAC Systems
Commercial | Com ¦ Demand controlled Circulating Systems | 2031 | SC B | MW | Before Competition Groups | 0.13293 | 0 | 0 | 1365.8239 | 9.7325e-05 | 58 | Commercial_2031_SC B_MW_Before Competition Groups_58 | Demand controlled Circulating Systems | 0.009732% | 0 | 0.13293 | Commercial_2031_SC B_MW_Before Competition Groups_Demand controlled Circulating Systems
Commercial | Com ¦ CEE Tier 2/Energy Star Clothes Washers | 2031 | SC B | MW | Before Competition Groups | 0.13193 | 0 | 0 | 1365.8239 | 9.6595e-05 | 59 | Commercial_2031_SC B_MW_Before Competition Groups_59 | CEE Tier 2/Energy Star Clothes Washers | 0.009659% | 0 | 0.13193 | Commercial_2031_SC B_MW_Before Competition Groups_CEE Tier 2/Energy Star Clothes Washers
Commercial | Com ¦ HVAC Optimization | 2031 | SC B | MW | Before Competition Groups | 0.089263 | 0 | 0 | 1365.8239 | 6.5355e-05 | 60 | Commercial_2031_SC B_MW_Before Competition Groups_60 | HVAC Optimization | 0.006535% | 0 | 0.089263 | Commercial_2031_SC B_MW_Before Competition Groups_HVAC Optimization
Commercial | Com ¦ Low Flow Pre-Rinse Spray Nozzle | 2031 | SC B | MW | Before Competition Groups | 0.076222 | 0 | 0 | 1365.8239 | 5.5807e-05 | 61 | Commercial_2031_SC B_MW_Before Competition Groups_61 | Low Flow Pre-Rinse Spray Nozzle | 0.005581% | 0 | 0.076222 | Commercial_2031_SC B_MW_Before Competition Groups_Low Flow Pre-Rinse Spray Nozzle
Commercial | Com ¦ Commercial Hot Food Holding Cabinets | 2031 | SC B | MW | Before Competition Groups | 0.06345 | 0 | 0 | 1365.8239 | 4.6456e-05 | 62 | Commercial_2031_SC B_MW_Before Competition Groups_62 | Commercial Hot Food Holding Cabinets | 0.004646% | 0 | 0.06345 | Commercial_2031_SC B_MW_Before Competition Groups_Commercial Hot Food Holding Cabinets
Commercial | Com ¦ High Efficiency Small Instantaneous Water Heater | 2031 | SC B | MW | Before Competition Groups | 0.061666 | 0 | 0 | 1365.8239 | 4.5149e-05 | 63 | Commercial_2031_SC B_MW_Before Competition Groups_63 | High Efficiency Small Instantaneous Water Heater | 0.004515% | 0 | 0.061666 | Commercial_2031_SC B_MW_Before Competition Groups_High Efficiency Small Instantaneous Water Heater
Commercial | Com ¦ Wall Insulation | 2031 | SC B | MW | Before Competition Groups | 0.048449 | 0 | 0 | 1365.8239 | 3.5472e-05 | 64 | Commercial_2031_SC B_MW_Before Competition Groups_64 | Wall Insulation | 0.003547% | 0 | 0.048449 | Commercial_2031_SC B_MW_Before Competition Groups_Wall Insulation
Commercial | Com ¦ Condensing Unit Heaters or other Efficient Unit Heating System | 2031 | SC B | MW | Before Competition Groups | 0.04536 | 0 | 0 | 1365.8239 | 3.3211e-05 | 65 | Commercial_2031_SC B_MW_Before Competition Groups_65 | Condensing Unit Heaters or other Efficient Unit Heating System | 0.003321% | 0 | 0.04536 | Commercial_2031_SC B_MW_Before Competition Groups_Condensing Unit Heaters or other Efficient Unit Heating System
Commercial | Com ¦ Room AC (w/ louvered sides) 14 SEER from 12 SEER code | 2031 | SC B | MW | Before Competition Groups | 0.044412 | 0 | 0 | 1365.8239 | 3.2517e-05 | 66 | Commercial_2031_SC B_MW_Before Competition Groups_66 | Room AC (w/ louvered sides) 14 SEER from 12 SEER code | 0.003252% | 0 | 0.044412 | Commercial_2031_SC B_MW_Before Competition Groups_Room AC (w/ louvered sides) 14 SEER from 12 SEER code
Commercial | Com ¦ Efficient compressor motor | 2031 | SC B | MW | Before Competition Groups | 0.035272 | 0 | 0 | 1365.8239 | 2.5825e-05 | 67 | Commercial_2031_SC B_MW_Before Competition Groups_67 | Efficient compressor motor | 0.002582% | 0 | 0.035272 | Commercial_2031_SC B_MW_Before Competition Groups_Efficient compressor motor
Commercial | Com ¦ LED RECESSED DOWNLIGHTS | 2031 | SC B | MW | Before Competition Groups | 0.035213 | 0 | 0 | 1365.8239 | 2.5781e-05 | 68 | Commercial_2031_SC B_MW_Before Competition Groups_68 | LED RECESSED DOWNLIGHTS | 0.002578% | 0 | 0.035213 | Commercial_2031_SC B_MW_Before Competition Groups_LED RECESSED DOWNLIGHTS
Commercial | Com ¦ High Efficiency Chiller (avg of water and air cooled) | 2031 | SC B | MW | Before Competition Groups | 0.027849 | 0 | 0 | 1365.8239 | 2.039e-05 | 69 | Commercial_2031_SC B_MW_Before Competition Groups_69 | High Efficiency Chiller (avg of water and air cooled) | 0.002039% | 0 | 0.027849 | Commercial_2031_SC B_MW_Before Competition Groups_High Efficiency Chiller (avg of water and air cooled)
Commercial | Com ¦ Energy Recovery Ventilation and Ventilation (Enhanced) | 2031 | SC B | MW | Before Competition Groups | 0.027695 | 0 | 0 | 1365.8239 | 2.0277e-05 | 70 | Commercial_2031_SC B_MW_Before Competition Groups_70 | Energy Recovery Ventilation and Ventilation (Enhanced) | 0.002028% | 0 | 0.027695 | Commercial_2031_SC B_MW_Before Competition Groups_Energy Recovery Ventilation and Ventilation (Enhanced)
Commercial | Com ¦ VSD Air Compressor | 2031 | SC B | MW | Before Competition Groups | 0.021429 | 0 | 0 | 1365.8239 | 1.5689e-05 | 71 | Commercial_2031_SC B_MW_Before Competition Groups_71 | VSD Air Compressor | 0.001569% | 0 | 0.021429 | Commercial_2031_SC B_MW_Before Competition Groups_VSD Air Compressor
Commercial | Com ¦ Air Curtains | 2031 | SC B | MW | Before Competition Groups | 0.0060208 | 0 | 0 | 1365.8239 | 4.4082e-06 | 72 | Commercial_2031_SC B_MW_Before Competition Groups_72 | Air Curtains | 0.0004408% | 0 | 0.0060208 | Commercial_2031_SC B_MW_Before Competition Groups_Air Curtains
Commercial | Com ¦ EC Plug Fan for Data Center (under cabinet) | 2031 | SC B | MW | Before Competition Groups | 0.0041896 | 0 | 0 | 1365.8239 | 3.0674e-06 | 73 | Commercial_2031_SC B_MW_Before Competition Groups_73 | EC Plug Fan for Data Center (under cabinet) | 0.0003067% | 0 | 0.0041896 | Commercial_2031_SC B_MW_Before Competition Groups_EC Plug Fan for Data Center (under cabinet)
Commercial | Com ¦ Electric Convection Combination Ovens | 2031 | SC B | MW | Before Competition Groups | 0.00031128 | 0 | 0 | 1365.8239 | 2.2791e-07 | 74 | Commercial_2031_SC B_MW_Before Competition Groups_74 | Electric Convection Combination Ovens | 2.279e-05% | 0 | 0.00031128 | Commercial_2031_SC B_MW_Before Competition Groups_Electric Convection Combination Ovens
Commercial | Com ¦ LLLC - Low Impact Application | 2031 | SC B | MW | Before Competition Groups | 4.0434e-19 | 0 | 0 | 1365.8239 | 2.9604e-22 | 75 | Commercial_2031_SC B_MW_Before Competition Groups_75 | LLLC - Low Impact Application | 2.96e-20% | 0 | 4.0434e-19 | Commercial_2031_SC B_MW_Before Competition Groups_LLLC - Low Impact Application
Commercial | Com ¦ LLLC - High Impact Application | 2031 | SC B | MW | Before Competition Groups | 1.4032e-19 | 0 | 0 | 1365.8239 | 1.0274e-22 | 76 | Commercial_2031_SC B_MW_Before Competition Groups_76 | LLLC - High Impact Application | 1.027e-20% | 0 | 1.4032e-19 | Commercial_2031_SC B_MW_Before Competition Groups_LLLC - High Impact Application
Commercial | Com ¦ Networked/Connected - High Impact Application | 2031 | SC B | MW | Before Competition Groups | 1.5187e-21 | 0 | 0 | 1365.8239 | 1.1119e-24 | 77 | Commercial_2031_SC B_MW_Before Competition Groups_77 | Networked/Connected - High Impact Application | 1.112e-22% | 0 | 1.5187e-21 | Commercial_2031_SC B_MW_Before Competition Groups_Networked/Connected - High Impact Application
Commercial | Com ¦ Networked/Connected - Low Impact Application | 2031 | SC B | MW | Before Competition Groups | 8.6367e-22 | 0 | 0 | 1365.8239 | 6.3235e-25 | 78 | Commercial_2031_SC B_MW_Before Competition Groups_78 | Networked/Connected - Low Impact Application | 6.323e-23% | 0 | 8.6367e-22 | Commercial_2031_SC B_MW_Before Competition Groups_Networked/Connected - Low Impact Application
Commercial | Com ¦ Indoor Daylight Sensors/Photocell Dimming Control | 2031 | SC B | MW | Before Competition Groups | 0 | 0 | 0 | 1365.8239 | 0 | 79 | Commercial_2031_SC B_MW_Before Competition Groups_79 | Indoor Daylight Sensors/Photocell Dimming Control | 0% | 0 | 0 | Commercial_2031_SC B_MW_Before Competition Groups_Indoor Daylight Sensors/Photocell Dimming Control
Commercial | Com ¦ Variable Refrigerant Flow Heat Pump | 2031 | SC B | MW | Before Competition Groups | 0 | 0 | 0 | 1365.8239 | 0 | 80 | Commercial_2031_SC B_MW_Before Competition Groups_80 | Variable Refrigerant Flow Heat Pump | 0% | 0 | 0 | Commercial_2031_SC B_MW_Before Competition Groups_Variable Refrigerant Flow Heat Pump
Commercial | Com ¦ LED Low/High Bay | 2031 | SC C | MW | Before Competition Groups | 144.8272 | 0 | 0 | 994.8421 | 0.14558 | 1 | Commercial_2031_SC C_MW_Before Competition Groups_1 | LED Low/High Bay | 14.56% | 0 | 144.8272 | Commercial_2031_SC C_MW_Before Competition Groups_LED Low/High Bay
Commercial | Com ¦ LED Troffer/Surface/Suspended | 2031 | SC C | MW | Before Competition Groups | 119.8841 | 0 | 0 | 994.8421 | 0.12051 | 2 | Commercial_2031_SC C_MW_Before Competition Groups_2 | LED Troffer/Surface/Suspended | 12.05% | 0 | 119.8841 | Commercial_2031_SC C_MW_Before Competition Groups_LED Troffer/Surface/Suspended
Commercial | Com ¦ ENERGY STAR LED LAMPS (REFLECTOR LAMPs/MR16/PAR 16) | 2031 | SC C | MW | Before Competition Groups | 116.8753 | 0 | 0 | 994.8421 | 0.11748 | 3 | Commercial_2031_SC C_MW_Before Competition Groups_3 | ENERGY STAR LED LAMPS (REFLECTOR LAMPs/MR16/PAR 16) | 11.75% | 0 | 116.8753 | Commercial_2031_SC C_MW_Before Competition Groups_ENERGY STAR LED LAMPS (REFLECTOR LAMPs/MR16/PAR 16)
Commercial | Com ¦ LED Replacement Lamp (Tube) | 2031 | SC C | MW | Before Competition Groups | 68.2088 | 0 | 0 | 994.8421 | 0.068562 | 4 | Commercial_2031_SC C_MW_Before Competition Groups_4 | LED Replacement Lamp (Tube) | 6.856% | 0 | 68.2088 | Commercial_2031_SC C_MW_Before Competition Groups_LED Replacement Lamp (Tube)
Commercial | Com ¦ High Efficiency Air Source Heat Pump | 2031 | SC C | MW | Before Competition Groups | 61.3928 | 0 | 0 | 994.8421 | 0.061711 | 5 | Commercial_2031_SC C_MW_Before Competition Groups_5 | High Efficiency Air Source Heat Pump | 6.171% | 0 | 61.3928 | Commercial_2031_SC C_MW_Before Competition Groups_High Efficiency Air Source Heat Pump
Commercial | Com ¦ Building Recommissioning, Operations and Maintenance (O&M) Improvements | 2031 | SC C | MW | Before Competition Groups | 56.1675 | 0 | 0 | 994.8421 | 0.056459 | 6 | Commercial_2031_SC C_MW_Before Competition Groups_6 | Building Recommissioning, Operations and Maintenance (O&M) Improvements | 5.646% | 0 | 56.1675 | Commercial_2031_SC C_MW_Before Competition Groups_Building Recommissioning, Operations and Maintenance (O&M) Improvements
Commercial | Com ¦ Unitary Air-Conditioning Unit | 2031 | SC C | MW | Before Competition Groups | 42.3471 | 0 | 0 | 994.8421 | 0.042567 | 7 | Commercial_2031_SC C_MW_Before Competition Groups_7 | Unitary Air-Conditioning Unit | 4.257% | 0 | 42.3471 | Commercial_2031_SC C_MW_Before Competition Groups_Unitary Air-Conditioning Unit
Commercial | Com ¦ Education and Capacity Building/Energy Behavior | 2031 | SC C | MW | Before Competition Groups | 35.8997 | 0 | 0 | 994.8421 | 0.036086 | 8 | Commercial_2031_SC C_MW_Before Competition Groups_8 | Education and Capacity Building/Energy Behavior | 3.609% | 0 | 35.8997 | Commercial_2031_SC C_MW_Before Competition Groups_Education and Capacity Building/Energy Behavior
Commercial | Com ¦ Advanced BAS/Controllers | 2031 | SC C | MW | Before Competition Groups | 31.2642 | 0 | 0 | 994.8421 | 0.031426 | 9 | Commercial_2031_SC C_MW_Before Competition Groups_9 | Advanced BAS/Controllers | 3.143% | 0 | 31.2642 | Commercial_2031_SC C_MW_Before Competition Groups_Advanced BAS/Controllers
Commercial | Com ¦ Data Center Storage/Server Virtualization | 2031 | SC C | MW | Before Competition Groups | 24.9735 | 0 | 0 | 994.8421 | 0.025103 | 10 | Commercial_2031_SC C_MW_Before Competition Groups_10 | Data Center Storage/Server Virtualization | 2.51% | 0 | 24.9735 | Commercial_2031_SC C_MW_Before Competition Groups_Data Center Storage/Server Virtualization
Commercial | Com ¦ LED or Equivalent Sign Lighting | 2031 | SC C | MW | Before Competition Groups | 24.4219 | 0 | 0 | 994.8421 | 0.024549 | 11 | Commercial_2031_SC C_MW_Before Competition Groups_11 | LED or Equivalent Sign Lighting | 2.455% | 0 | 24.4219 | Commercial_2031_SC C_MW_Before Competition Groups_LED or Equivalent Sign Lighting
Commercial | Com ¦ Refrigerated Display Case Doors | 2031 | SC C | MW | Before Competition Groups | 22.8939 | 0 | 0 | 994.8421 | 0.023013 | 12 | Commercial_2031_SC C_MW_Before Competition Groups_12 | Refrigerated Display Case Doors | 2.301% | 0 | 22.8939 | Commercial_2031_SC C_MW_Before Competition Groups_Refrigerated Display Case Doors
Commercial | Com ¦ Reach-in Shaded Pole to ECM/PSC Evaporator Fan Motor | 2031 | SC C | MW | Before Competition Groups | 22.5928 | 0 | 0 | 994.8421 | 0.02271 | 13 | Commercial_2031_SC C_MW_Before Competition Groups_13 | Reach-in Shaded Pole to ECM/PSC Evaporator Fan Motor | 2.271% | 0 | 22.5928 | Commercial_2031_SC C_MW_Before Competition Groups_Reach-in Shaded Pole to ECM/PSC Evaporator Fan Motor
Commercial | Com ¦ Adaptive Thermostats | 2031 | SC C | MW | Before Competition Groups | 22.5746 | 0 | 0 | 994.8421 | 0.022692 | 14 | Commercial_2031_SC C_MW_Before Competition Groups_14 | Adaptive Thermostats | 2.269% | 0 | 22.5746 | Commercial_2031_SC C_MW_Before Competition Groups_Adaptive Thermostats
Commercial | Com ¦ Strip Curtains | 2031 | SC C | MW | Before Competition Groups | 18.2415 | 0 | 0 | 994.8421 | 0.018336 | 15 | Commercial_2031_SC C_MW_Before Competition Groups_15 | Strip Curtains | 1.834% | 0 | 18.2415 | Commercial_2031_SC C_MW_Before Competition Groups_Strip Curtains
Commercial | Com ¦ Furnace Tune-Up | 2031 | SC C | MW | Before Competition Groups | 15.5625 | 0 | 0 | 994.8421 | 0.015643 | 16 | Commercial_2031_SC C_MW_Before Competition Groups_16 | Furnace Tune-Up | 1.564% | 0 | 15.5625 | Commercial_2031_SC C_MW_Before Competition Groups_Furnace Tune-Up
Commercial | Com ¦ Chilled Water Optimization | 2031 | SC C | MW | Before Competition Groups | 15.5461 | 0 | 0 | 994.8421 | 0.015627 | 17 | Commercial_2031_SC C_MW_Before Competition Groups_17 | Chilled Water Optimization | 1.563% | 0 | 15.5461 | Commercial_2031_SC C_MW_Before Competition Groups_Chilled Water Optimization
Commercial | Com ¦ ENERGY STAR LED LAMPS (General Service Lamps) | 2031 | SC C | MW | Before Competition Groups | 14.4456 | 0 | 0 | 994.8421 | 0.014521 | 18 | Commercial_2031_SC C_MW_Before Competition Groups_18 | ENERGY STAR LED LAMPS (General Service Lamps) | 1.452% | 0 | 14.4456 | Commercial_2031_SC C_MW_Before Competition Groups_ENERGY STAR LED LAMPS (General Service Lamps)
Commercial | Com ¦ Demand Control Ventilation | 2031 | SC C | MW | Before Competition Groups | 13.7183 | 0 | 0 | 994.8421 | 0.013789 | 19 | Commercial_2031_SC C_MW_Before Competition Groups_19 | Demand Control Ventilation | 1.379% | 0 | 13.7183 | Commercial_2031_SC C_MW_Before Competition Groups_Demand Control Ventilation
Commercial | Com ¦ Centrally controlled desktop PC/NETWORK PC POWER MANAGEMENT SOFTWARE | 2031 | SC C | MW | Before Competition Groups | 12.8462 | 0 | 0 | 994.8421 | 0.012913 | 20 | Commercial_2031_SC C_MW_Before Competition Groups_20 | Centrally controlled desktop PC/NETWORK PC POWER MANAGEMENT SOFTWARE | 1.291% | 0 | 12.8462 | Commercial_2031_SC C_MW_Before Competition Groups_Centrally controlled desktop PC/NETWORK PC POWER MANAGEMENT SOFTWARE
Commercial | Com ¦ Variable Frequency Drive (VFD) | 2031 | SC C | MW | Before Competition Groups | 10.9628 | 0 | 0 | 994.8421 | 0.01102 | 21 | Commercial_2031_SC C_MW_Before Competition Groups_21 | Variable Frequency Drive (VFD) | 1.102% | 0 | 10.9628 | Commercial_2031_SC C_MW_Before Competition Groups_Variable Frequency Drive (VFD)
Commercial | Com ¦ VFD on Pumps | 2031 | SC C | MW | Before Competition Groups | 10.2377 | 0 | 0 | 994.8421 | 0.010291 | 22 | Commercial_2031_SC C_MW_Before Competition Groups_22 | VFD on Pumps | 1.029% | 0 | 10.2377 | Commercial_2031_SC C_MW_Before Competition Groups_VFD on Pumps
Commercial | Com ¦ Refrigerated Display Case LED | 2031 | SC C | MW | Before Competition Groups | 9.4106 | 0 | 0 | 994.8421 | 0.0094594 | 23 | Commercial_2031_SC C_MW_Before Competition Groups_23 | Refrigerated Display Case LED | 0.9459% | 0 | 9.4106 | Commercial_2031_SC C_MW_Before Competition Groups_Refrigerated Display Case LED
Commercial | Com ¦ LED EXTERIOR AREA LIGHTS - LED fixture (200W) | 2031 | SC C | MW | Before Competition Groups | 6.1865 | 0 | 0 | 994.8421 | 0.0062185 | 24 | Commercial_2031_SC C_MW_Before Competition Groups_24 | LED EXTERIOR AREA LIGHTS - LED fixture (200W) | 0.6219% | 0 | 6.1865 | Commercial_2031_SC C_MW_Before Competition Groups_LED EXTERIOR AREA LIGHTS - LED fixture (200W)
Commercial | Com ¦ Air Handler with Dedicated Outdoor Air Systems | 2031 | SC C | MW | Before Competition Groups | 6.0631 | 0 | 0 | 994.8421 | 0.0060945 | 25 | Commercial_2031_SC C_MW_Before Competition Groups_25 | Air Handler with Dedicated Outdoor Air Systems | 0.6095% | 0 | 6.0631 | Commercial_2031_SC C_MW_Before Competition Groups_Air Handler with Dedicated Outdoor Air Systems
Commercial | Com ¦ LED parking lot fixture | 2031 | SC C | MW | Before Competition Groups | 5.957 | 0 | 0 | 994.8421 | 0.0059879 | 26 | Commercial_2031_SC C_MW_Before Competition Groups_26 | LED parking lot fixture | 0.5988% | 0 | 5.957 | Commercial_2031_SC C_MW_Before Competition Groups_LED parking lot fixture
Commercial | Com ¦ ECM MOTORS FOR EVAPORATOR FANS for refrigeration (WALK-IN) | 2031 | SC C | MW | Before Competition Groups | 5.6131 | 0 | 0 | 994.8421 | 0.0056422 | 27 | Commercial_2031_SC C_MW_Before Competition Groups_27 | ECM MOTORS FOR EVAPORATOR FANS for refrigeration (WALK-IN) | 0.5642% | 0 | 5.6131 | Commercial_2031_SC C_MW_Before Competition Groups_ECM MOTORS FOR EVAPORATOR FANS for refrigeration (WALK-IN)
Commercial | Com ¦ Door Gasket Freezer/Refrigerator | 2031 | SC C | MW | Before Competition Groups | 5.2112 | 0 | 0 | 994.8421 | 0.0052382 | 28 | Commercial_2031_SC C_MW_Before Competition Groups_28 | Door Gasket Freezer/Refrigerator | 0.5238% | 0 | 5.2112 | Commercial_2031_SC C_MW_Before Competition Groups_Door Gasket Freezer/Refrigerator
Commercial | Com ¦ Demand Control Kitchen Ventilation | 2031 | SC C | MW | Before Competition Groups | 4.8769 | 0 | 0 | 994.8421 | 0.0049022 | 29 | Commercial_2031_SC C_MW_Before Competition Groups_29 | Demand Control Kitchen Ventilation | 0.4902% | 0 | 4.8769 | Commercial_2031_SC C_MW_Before Competition Groups_Demand Control Kitchen Ventilation
Commercial | Com ¦ Freezer Case Light Sensor | 2031 | SC C | MW | Before Competition Groups | 4.8413 | 0 | 0 | 994.8421 | 0.0048664 | 30 | Commercial_2031_SC C_MW_Before Competition Groups_30 | Freezer Case Light Sensor | 0.4866% | 0 | 4.8413 | Commercial_2031_SC C_MW_Before Competition Groups_Freezer Case Light Sensor
Commercial | Com ¦ Evaporator Fan Controls | 2031 | SC C | MW | Before Competition Groups | 4.7166 | 0 | 0 | 994.8421 | 0.004741 | 31 | Commercial_2031_SC C_MW_Before Competition Groups_31 | Evaporator Fan Controls | 0.4741% | 0 | 4.7166 | Commercial_2031_SC C_MW_Before Competition Groups_Evaporator Fan Controls
Commercial | Com ¦ ENERGY STAR Griddle (74% eff) | 2031 | SC C | MW | Before Competition Groups | 4.2088 | 0 | 0 | 994.8421 | 0.0042307 | 32 | Commercial_2031_SC C_MW_Before Competition Groups_32 | ENERGY STAR Griddle (74% eff) | 0.4231% | 0 | 4.2088 | Commercial_2031_SC C_MW_Before Competition Groups_ENERGY STAR Griddle (74% eff)
Commercial | Com ¦ LED street light fixture | 2031 | SC C | MW | Before Competition Groups | 3.7202 | 0 | 0 | 994.8421 | 0.0037395 | 33 | Commercial_2031_SC C_MW_Before Competition Groups_33 | LED street light fixture | 0.3739% | 0 | 3.7202 | Commercial_2031_SC C_MW_Before Competition Groups_LED street light fixture
Commercial | Com ¦ Water Source Heat Pump (4 ton) | 2031 | SC C | MW | Before Competition Groups | 3.4601 | 0 | 0 | 994.8421 | 0.003478 | 34 | Commercial_2031_SC C_MW_Before Competition Groups_34 | Water Source Heat Pump (4 ton) | 0.3478% | 0 | 3.4601 | Commercial_2031_SC C_MW_Before Competition Groups_Water Source Heat Pump (4 ton)
Commercial | Com ¦ Occupancy Sensors | 2031 | SC C | MW | Before Competition Groups | 3.3798 | 0 | 0 | 994.8421 | 0.0033973 | 35 | Commercial_2031_SC C_MW_Before Competition Groups_35 | Occupancy Sensors | 0.3397% | 0 | 3.3798 | Commercial_2031_SC C_MW_Before Competition Groups_Occupancy Sensors
Commercial | Com ¦ Duct Insulation, R8 | 2031 | SC C | MW | Before Competition Groups | 2.8886 | 0 | 0 | 994.8421 | 0.0029036 | 36 | Commercial_2031_SC C_MW_Before Competition Groups_36 | Duct Insulation, R8 | 0.2904% | 0 | 2.8886 | Commercial_2031_SC C_MW_Before Competition Groups_Duct Insulation, R8
Commercial | Com ¦ BEVERAGE VENDING MACHINE CONTROLS | 2031 | SC C | MW | Before Competition Groups | 1.9252 | 0 | 0 | 994.8421 | 0.0019352 | 37 | Commercial_2031_SC C_MW_Before Competition Groups_37 | BEVERAGE VENDING MACHINE CONTROLS | 0.1935% | 0 | 1.9252 | Commercial_2031_SC C_MW_Before Competition Groups_BEVERAGE VENDING MACHINE CONTROLS
Commercial | Com ¦ Elec Storage WH 2.30 Et | 2031 | SC C | MW | Before Competition Groups | 1.829 | 0 | 0 | 994.8421 | 0.0018385 | 38 | Commercial_2031_SC C_MW_Before Competition Groups_38 | Elec Storage WH 2.30 Et | 0.1838% | 0 | 1.829 | Commercial_2031_SC C_MW_Before Competition Groups_Elec Storage WH 2.30 Et
Commercial | Com ¦ Temperature Adjustment in Commercial Freezers | 2031 | SC C | MW | Before Competition Groups | 1.7262 | 0 | 0 | 994.8421 | 0.0017351 | 39 | Commercial_2031_SC C_MW_Before Competition Groups_39 | Temperature Adjustment in Commercial Freezers | 0.1735% | 0 | 1.7262 | Commercial_2031_SC C_MW_Before Competition Groups_Temperature Adjustment in Commercial Freezers
Commercial | Com ¦ CO Sensors for parking garage exhaust fans | 2031 | SC C | MW | Before Competition Groups | 1.5277 | 0 | 0 | 994.8421 | 0.0015357 | 40 | Commercial_2031_SC C_MW_Before Competition Groups_40 | CO Sensors for parking garage exhaust fans | 0.1536% | 0 | 1.5277 | Commercial_2031_SC C_MW_Before Competition Groups_CO Sensors for parking garage exhaust fans
Commercial | Com ¦ Vertical Night Covers | 2031 | SC C | MW | Before Competition Groups | 1.426 | 0 | 0 | 994.8421 | 0.0014334 | 41 | Commercial_2031_SC C_MW_Before Competition Groups_41 | Vertical Night Covers | 0.1433% | 0 | 1.426 | Commercial_2031_SC C_MW_Before Competition Groups_Vertical Night Covers
Commercial | Com ¦ Energy Efficient Laboratory Fume Hood | 2031 | SC C | MW | Before Competition Groups | 1.3828 | 0 | 0 | 994.8421 | 0.00139 | 42 | Commercial_2031_SC C_MW_Before Competition Groups_42 | Energy Efficient Laboratory Fume Hood | 0.139% | 0 | 1.3828 | Commercial_2031_SC C_MW_Before Competition Groups_Energy Efficient Laboratory Fume Hood
Commercial | Com ¦ ENERGY STAR Fryer (84% eff) | 2031 | SC C | MW | Before Competition Groups | 1.2458 | 0 | 0 | 994.8421 | 0.0012522 | 43 | Commercial_2031_SC C_MW_Before Competition Groups_43 | ENERGY STAR Fryer (84% eff) | 0.1252% | 0 | 1.2458 | Commercial_2031_SC C_MW_Before Competition Groups_ENERGY STAR Fryer (84% eff)
Commercial | Com ¦ Outside Air Economizer | 2031 | SC C | MW | Before Competition Groups | 1.1354 | 0 | 0 | 994.8421 | 0.0011412 | 44 | Commercial_2031_SC C_MW_Before Competition Groups_44 | Outside Air Economizer | 0.1141% | 0 | 1.1354 | Commercial_2031_SC C_MW_Before Competition Groups_Outside Air Economizer
Commercial | Com ¦ Water Heating (DHW) Pipe Insulation (Add 3/4\ Foam)" | 2031 | SC C | MW | Before Competition Groups | 1.0949 | 0 | 0 | 994.8421 | 0.0011006 | 45 | Commercial_2031_SC C_MW_Before Competition Groups_45 | Water Heating (DHW) Pipe Insulation (Add 3/4\ Foam)" | 0.1101% | 0 | 1.0949 | Commercial_2031_SC C_MW_Before Competition Groups_Water Heating (DHW) Pipe Insulation (Add 3/4\ Foam)"
Commercial | Com ¦ ENERGY STAR Steam Cookers | 2031 | SC C | MW | Before Competition Groups | 0.79981 | 0 | 0 | 994.8421 | 0.00080396 | 46 | Commercial_2031_SC C_MW_Before Competition Groups_46 | ENERGY STAR Steam Cookers | 0.0804% | 0 | 0.79981 | Commercial_2031_SC C_MW_Before Competition Groups_ENERGY STAR Steam Cookers
Commercial | Com ¦ Suction Pipe Insulation Freezer/Refrigerator | 2031 | SC C | MW | Before Competition Groups | 0.74235 | 0 | 0 | 994.8421 | 0.0007462 | 47 | Commercial_2031_SC C_MW_Before Competition Groups_47 | Suction Pipe Insulation Freezer/Refrigerator | 0.07462% | 0 | 0.74235 | Commercial_2031_SC C_MW_Before Competition Groups_Suction Pipe Insulation Freezer/Refrigerator
Commercial | Com ¦ Thermostat Setback | 2031 | SC C | MW | Before Competition Groups | 0.6532 | 0 | 0 | 994.8421 | 0.00065659 | 48 | Commercial_2031_SC C_MW_Before Competition Groups_48 | Thermostat Setback | 0.06566% | 0 | 0.6532 | Commercial_2031_SC C_MW_Before Competition Groups_Thermostat Setback
Commercial | Com ¦ ENERGY STAR Dishwasher | 2031 | SC C | MW | Before Competition Groups | 0.60421 | 0 | 0 | 994.8421 | 0.00060734 | 49 | Commercial_2031_SC C_MW_Before Competition Groups_49 | ENERGY STAR Dishwasher | 0.06073% | 0 | 0.60421 | Commercial_2031_SC C_MW_Before Competition Groups_ENERGY STAR Dishwasher
Commercial | Com ¦ Condensing Make Up Air Unit | 2031 | SC C | MW | Before Competition Groups | 0.48191 | 0 | 0 | 994.8421 | 0.00048441 | 50 | Commercial_2031_SC C_MW_Before Competition Groups_50 | Condensing Make Up Air Unit | 0.04844% | 0 | 0.48191 | Commercial_2031_SC C_MW_Before Competition Groups_Condensing Make Up Air Unit
Commercial | Com ¦ Ozone Laundry Treatment | 2031 | SC C | MW | Before Competition Groups | 0.37293 | 0 | 0 | 994.8421 | 0.00037487 | 51 | Commercial_2031_SC C_MW_Before Competition Groups_51 | Ozone Laundry Treatment | 0.03749% | 0 | 0.37293 | Commercial_2031_SC C_MW_Before Competition Groups_Ozone Laundry Treatment
Commercial | Com ¦ ECM MOTORS FOR HVAC APPLICATION (FAN-POWERED VAV BOX) | 2031 | SC C | MW | Before Competition Groups | 0.16831 | 0 | 0 | 994.8421 | 0.00016919 | 52 | Commercial_2031_SC C_MW_Before Competition Groups_52 | ECM MOTORS FOR HVAC APPLICATION (FAN-POWERED VAV BOX) | 0.01692% | 0 | 0.16831 | Commercial_2031_SC C_MW_Before Competition Groups_ECM MOTORS FOR HVAC APPLICATION (FAN-POWERED VAV BOX)
Commercial | COM ¦ Ductless Mini-Split Heat Pumps | 2031 | SC C | MW | Before Competition Groups | 0.16576 | 0 | 0 | 994.8421 | 0.00016662 | 53 | Commercial_2031_SC C_MW_Before Competition Groups_53 | Ductless Mini-Split Heat Pumps | 0.01666% | 0 | 0.16576 | Commercial_2031_SC C_MW_Before Competition Groups_Ductless Mini-Split Heat Pumps
Commercial | Com ¦ PTAC (12 EER/10,000 BTU) | 2031 | SC C | MW | Before Competition Groups | 0.13715 | 0 | 0 | 994.8421 | 0.00013787 | 54 | Commercial_2031_SC C_MW_Before Competition Groups_54 | PTAC (12 EER/10,000 BTU) | 0.01379% | 0 | 0.13715 | Commercial_2031_SC C_MW_Before Competition Groups_PTAC (12 EER/10,000 BTU)
Commercial | Com ¦ CEE Tier 2/Energy Star Clothes Washers | 2031 | SC C | MW | Before Competition Groups | 0.11537 | 0 | 0 | 994.8421 | 0.00011597 | 55 | Commercial_2031_SC C_MW_Before Competition Groups_55 | CEE Tier 2/Energy Star Clothes Washers | 0.0116% | 0 | 0.11537 | Commercial_2031_SC C_MW_Before Competition Groups_CEE Tier 2/Energy Star Clothes Washers
Commercial | Com ¦ HVAC Optimization | 2031 | SC C | MW | Before Competition Groups | 0.089263 | 0 | 0 | 994.8421 | 8.9726e-05 | 56 | Commercial_2031_SC C_MW_Before Competition Groups_56 | HVAC Optimization | 0.008973% | 0 | 0.089263 | Commercial_2031_SC C_MW_Before Competition Groups_HVAC Optimization
Commercial | Com ¦ LLLC - High Impact Application | 2031 | SC C | MW | Before Competition Groups | 0.086432 | 0 | 0 | 994.8421 | 8.688e-05 | 57 | Commercial_2031_SC C_MW_Before Competition Groups_57 | LLLC - High Impact Application | 0.008688% | 0 | 0.086432 | Commercial_2031_SC C_MW_Before Competition Groups_LLLC - High Impact Application
Commercial | Com ¦ Notched V belts for HVAC Systems | 2031 | SC C | MW | Before Competition Groups | 0.086314 | 0 | 0 | 994.8421 | 8.6762e-05 | 58 | Commercial_2031_SC C_MW_Before Competition Groups_58 | Notched V belts for HVAC Systems | 0.008676% | 0 | 0.086314 | Commercial_2031_SC C_MW_Before Competition Groups_Notched V belts for HVAC Systems
Commercial | Com ¦ Auto Off Time Switch or Time Clock control | 2031 | SC C | MW | Before Competition Groups | 0.085134 | 0 | 0 | 994.8421 | 8.5575e-05 | 59 | Commercial_2031_SC C_MW_Before Competition Groups_59 | Auto Off Time Switch or Time Clock control | 0.008557% | 0 | 0.085134 | Commercial_2031_SC C_MW_Before Competition Groups_Auto Off Time Switch or Time Clock control
Commercial | Com ¦ Solar Water Preheat (Pools/DHW) | 2031 | SC C | MW | Before Competition Groups | 0.083333 | 0 | 0 | 994.8421 | 8.3765e-05 | 60 | Commercial_2031_SC C_MW_Before Competition Groups_60 | Solar Water Preheat (Pools/DHW) | 0.008376% | 0 | 0.083333 | Commercial_2031_SC C_MW_Before Competition Groups_Solar Water Preheat (Pools/DHW)
Commercial | Com ¦ Demand controlled Circulating Systems | 2031 | SC C | MW | Before Competition Groups | 0.074434 | 0 | 0 | 994.8421 | 7.482e-05 | 61 | Commercial_2031_SC C_MW_Before Competition Groups_61 | Demand controlled Circulating Systems | 0.007482% | 0 | 0.074434 | Commercial_2031_SC C_MW_Before Competition Groups_Demand controlled Circulating Systems
Commercial | Com ¦ Low Flow Pre-Rinse Spray Nozzle | 2031 | SC C | MW | Before Competition Groups | 0.061623 | 0 | 0 | 994.8421 | 6.1942e-05 | 62 | Commercial_2031_SC C_MW_Before Competition Groups_62 | Low Flow Pre-Rinse Spray Nozzle | 0.006194% | 0 | 0.061623 | Commercial_2031_SC C_MW_Before Competition Groups_Low Flow Pre-Rinse Spray Nozzle
Commercial | Com ¦ LLLC - Low Impact Application | 2031 | SC C | MW | Before Competition Groups | 0.057339 | 0 | 0 | 994.8421 | 5.7636e-05 | 63 | Commercial_2031_SC C_MW_Before Competition Groups_63 | LLLC - Low Impact Application | 0.005764% | 0 | 0.057339 | Commercial_2031_SC C_MW_Before Competition Groups_LLLC - Low Impact Application
Commercial | Com ¦ Commercial Hot Food Holding Cabinets | 2031 | SC C | MW | Before Competition Groups | 0.045914 | 0 | 0 | 994.8421 | 4.6152e-05 | 64 | Commercial_2031_SC C_MW_Before Competition Groups_64 | Commercial Hot Food Holding Cabinets | 0.004615% | 0 | 0.045914 | Commercial_2031_SC C_MW_Before Competition Groups_Commercial Hot Food Holding Cabinets
Commercial | Com ¦ LED RECESSED DOWNLIGHTS | 2031 | SC C | MW | Before Competition Groups | 0.035213 | 0 | 0 | 994.8421 | 3.5395e-05 | 65 | Commercial_2031_SC C_MW_Before Competition Groups_65 | LED RECESSED DOWNLIGHTS | 0.00354% | 0 | 0.035213 | Commercial_2031_SC C_MW_Before Competition Groups_LED RECESSED DOWNLIGHTS
Commercial | Com ¦ High Efficiency Chiller (avg of water and air cooled) | 2031 | SC C | MW | Before Competition Groups | 0.027851 | 0 | 0 | 994.8421 | 2.7995e-05 | 66 | Commercial_2031_SC C_MW_Before Competition Groups_66 | High Efficiency Chiller (avg of water and air cooled) | 0.0028% | 0 | 0.027851 | Commercial_2031_SC C_MW_Before Competition Groups_High Efficiency Chiller (avg of water and air cooled)
Commercial | Com ¦ Wall Insulation | 2031 | SC C | MW | Before Competition Groups | 0.026381 | 0 | 0 | 994.8421 | 2.6518e-05 | 67 | Commercial_2031_SC C_MW_Before Competition Groups_67 | Wall Insulation | 0.002652% | 0 | 0.026381 | Commercial_2031_SC C_MW_Before Competition Groups_Wall Insulation
Commercial | Com ¦ Condensing Unit Heaters or other Efficient Unit Heating System | 2031 | SC C | MW | Before Competition Groups | 0.024638 | 0 | 0 | 994.8421 | 2.4766e-05 | 68 | Commercial_2031_SC C_MW_Before Competition Groups_68 | Condensing Unit Heaters or other Efficient Unit Heating System | 0.002477% | 0 | 0.024638 | Commercial_2031_SC C_MW_Before Competition Groups_Condensing Unit Heaters or other Efficient Unit Heating System
Commercial | Com ¦ Room AC (w/ louvered sides) 14 SEER from 12 SEER code | 2031 | SC C | MW | Before Competition Groups | 0.021245 | 0 | 0 | 994.8421 | 2.1355e-05 | 69 | Commercial_2031_SC C_MW_Before Competition Groups_69 | Room AC (w/ louvered sides) 14 SEER from 12 SEER code | 0.002135% | 0 | 0.021245 | Commercial_2031_SC C_MW_Before Competition Groups_Room AC (w/ louvered sides) 14 SEER from 12 SEER code
Commercial | Com ¦ High Efficiency Small Instantaneous Water Heater | 2031 | SC C | MW | Before Competition Groups | 0.020314 | 0 | 0 | 994.8421 | 2.042e-05 | 70 | Commercial_2031_SC C_MW_Before Competition Groups_70 | High Efficiency Small Instantaneous Water Heater | 0.002042% | 0 | 0.020314 | Commercial_2031_SC C_MW_Before Competition Groups_High Efficiency Small Instantaneous Water Heater
Commercial | Com ¦ Air Curtains | 2031 | SC C | MW | Before Competition Groups | 0.019856 | 0 | 0 | 994.8421 | 1.9959e-05 | 71 | Commercial_2031_SC C_MW_Before Competition Groups_71 | Air Curtains | 0.001996% | 0 | 0.019856 | Commercial_2031_SC C_MW_Before Competition Groups_Air Curtains
Commercial | Com ¦ VSD Air Compressor | 2031 | SC C | MW | Before Competition Groups | 0.018292 | 0 | 0 | 994.8421 | 1.8387e-05 | 72 | Commercial_2031_SC C_MW_Before Competition Groups_72 | VSD Air Compressor | 0.001839% | 0 | 0.018292 | Commercial_2031_SC C_MW_Before Competition Groups_VSD Air Compressor
Commercial | Com ¦ Efficient compressor motor | 2031 | SC C | MW | Before Competition Groups | 0.013007 | 0 | 0 | 994.8421 | 1.3074e-05 | 73 | Commercial_2031_SC C_MW_Before Competition Groups_73 | Efficient compressor motor | 0.001307% | 0 | 0.013007 | Commercial_2031_SC C_MW_Before Competition Groups_Efficient compressor motor
Commercial | Com ¦ Energy Recovery Ventilation and Ventilation (Enhanced) | 2031 | SC C | MW | Before Competition Groups | 0.010213 | 0 | 0 | 994.8421 | 1.0266e-05 | 74 | Commercial_2031_SC C_MW_Before Competition Groups_74 | Energy Recovery Ventilation and Ventilation (Enhanced) | 0.001027% | 0 | 0.010213 | Commercial_2031_SC C_MW_Before Competition Groups_Energy Recovery Ventilation and Ventilation (Enhanced)
Commercial | Com ¦ EC Plug Fan for Data Center (under cabinet) | 2031 | SC C | MW | Before Competition Groups | 0.0028445 | 0 | 0 | 994.8421 | 2.8592e-06 | 75 | Commercial_2031_SC C_MW_Before Competition Groups_75 | EC Plug Fan for Data Center (under cabinet) | 0.0002859% | 0 | 0.0028445 | Commercial_2031_SC C_MW_Before Competition Groups_EC Plug Fan for Data Center (under cabinet)
Commercial | Com ¦ Electric Convection Combination Ovens | 2031 | SC C | MW | Before Competition Groups | 0.0002885 | 0 | 0 | 994.8421 | 2.8999e-07 | 76 | Commercial_2031_SC C_MW_Before Competition Groups_76 | Electric Convection Combination Ovens | 2.9e-05% | 0 | 0.0002885 | Commercial_2031_SC C_MW_Before Competition Groups_Electric Convection Combination Ovens
Commercial | Com ¦ Networked/Connected - High Impact Application | 2031 | SC C | MW | Before Competition Groups | 0.00024708 | 0 | 0 | 994.8421 | 2.4836e-07 | 77 | Commercial_2031_SC C_MW_Before Competition Groups_77 | Networked/Connected - High Impact Application | 2.484e-05% | 0 | 0.00024708 | Commercial_2031_SC C_MW_Before Competition Groups_Networked/Connected - High Impact Application
Commercial | Com ¦ Networked/Connected - Low Impact Application | 2031 | SC C | MW | Before Competition Groups | 1.2074e-05 | 0 | 0 | 994.8421 | 1.2136e-08 | 78 | Commercial_2031_SC C_MW_Before Competition Groups_78 | Networked/Connected - Low Impact Application | 1.214e-06% | 0 | 1.2074e-05 | Commercial_2031_SC C_MW_Before Competition Groups_Networked/Connected - Low Impact Application
Commercial | Com ¦ Indoor Daylight Sensors/Photocell Dimming Control | 2031 | SC C | MW | Before Competition Groups | 0 | 0 | 0 | 994.8421 | 0 | 79 | Commercial_2031_SC C_MW_Before Competition Groups_79 | Indoor Daylight Sensors/Photocell Dimming Control | 0% | 0 | 0 | Commercial_2031_SC C_MW_Before Competition Groups_Indoor Daylight Sensors/Photocell Dimming Control
Commercial | Com ¦ Variable Refrigerant Flow Heat Pump | 2031 | SC C | MW | Before Competition Groups | 0 | 0 | 0 | 994.8421 | 0 | 80 | Commercial_2031_SC C_MW_Before Competition Groups_80 | Variable Refrigerant Flow Heat Pump | 0% | 0 | 0 | Commercial_2031_SC C_MW_Before Competition Groups_Variable Refrigerant Flow Heat Pump
Commercial | Com ¦ LED Low/High Bay | 2031 | SC D | MW | Before Competition Groups | 121.5119 | 0 | 0 | 926.8728 | 0.1311 | 1 | Commercial_2031_SC D_MW_Before Competition Groups_1 | LED Low/High Bay | 13.11% | 0 | 121.5119 | Commercial_2031_SC D_MW_Before Competition Groups_LED Low/High Bay
Commercial | Com ¦ ENERGY STAR LED LAMPS (REFLECTOR LAMPs/MR16/PAR 16) | 2031 | SC D | MW | Before Competition Groups | 116.8744 | 0 | 0 | 926.8728 | 0.1261 | 2 | Commercial_2031_SC D_MW_Before Competition Groups_2 | ENERGY STAR LED LAMPS (REFLECTOR LAMPs/MR16/PAR 16) | 12.61% | 0 | 116.8744 | Commercial_2031_SC D_MW_Before Competition Groups_ENERGY STAR LED LAMPS (REFLECTOR LAMPs/MR16/PAR 16)
Commercial | Com ¦ LED Troffer/Surface/Suspended | 2031 | SC D | MW | Before Competition Groups | 107.6405 | 0 | 0 | 926.8728 | 0.11613 | 3 | Commercial_2031_SC D_MW_Before Competition Groups_3 | LED Troffer/Surface/Suspended | 11.61% | 0 | 107.6405 | Commercial_2031_SC D_MW_Before Competition Groups_LED Troffer/Surface/Suspended
Commercial | Com ¦ LED Replacement Lamp (Tube) | 2031 | SC D | MW | Before Competition Groups | 68.2088 | 0 | 0 | 926.8728 | 0.07359 | 4 | Commercial_2031_SC D_MW_Before Competition Groups_4 | LED Replacement Lamp (Tube) | 7.359% | 0 | 68.2088 | Commercial_2031_SC D_MW_Before Competition Groups_LED Replacement Lamp (Tube)
Commercial | Com ¦ High Efficiency Air Source Heat Pump | 2031 | SC D | MW | Before Competition Groups | 61.3928 | 0 | 0 | 926.8728 | 0.066237 | 5 | Commercial_2031_SC D_MW_Before Competition Groups_5 | High Efficiency Air Source Heat Pump | 6.624% | 0 | 61.3928 | Commercial_2031_SC D_MW_Before Competition Groups_High Efficiency Air Source Heat Pump
Commercial | Com ¦ Building Recommissioning, Operations and Maintenance (O&M) Improvements | 2031 | SC D | MW | Before Competition Groups | 55.8815 | 0 | 0 | 926.8728 | 0.06029 | 6 | Commercial_2031_SC D_MW_Before Competition Groups_6 | Building Recommissioning, Operations and Maintenance (O&M) Improvements | 6.029% | 0 | 55.8815 | Commercial_2031_SC D_MW_Before Competition Groups_Building Recommissioning, Operations and Maintenance (O&M) Improvements
Commercial | Com ¦ Unitary Air-Conditioning Unit | 2031 | SC D | MW | Before Competition Groups | 36.7111 | 0 | 0 | 926.8728 | 0.039607 | 7 | Commercial_2031_SC D_MW_Before Competition Groups_7 | Unitary Air-Conditioning Unit | 3.961% | 0 | 36.7111 | Commercial_2031_SC D_MW_Before Competition Groups_Unitary Air-Conditioning Unit
Commercial | Com ¦ Education and Capacity Building/Energy Behavior | 2031 | SC D | MW | Before Competition Groups | 35.8997 | 0 | 0 | 926.8728 | 0.038732 | 8 | Commercial_2031_SC D_MW_Before Competition Groups_8 | Education and Capacity Building/Energy Behavior | 3.873% | 0 | 35.8997 | Commercial_2031_SC D_MW_Before Competition Groups_Education and Capacity Building/Energy Behavior
Commercial | Com ¦ Advanced BAS/Controllers | 2031 | SC D | MW | Before Competition Groups | 33.0949 | 0 | 0 | 926.8728 | 0.035706 | 9 | Commercial_2031_SC D_MW_Before Competition Groups_9 | Advanced BAS/Controllers | 3.571% | 0 | 33.0949 | Commercial_2031_SC D_MW_Before Competition Groups_Advanced BAS/Controllers
Commercial | Com ¦ Data Center Storage/Server Virtualization | 2031 | SC D | MW | Before Competition Groups | 24.9735 | 0 | 0 | 926.8728 | 0.026944 | 10 | Commercial_2031_SC D_MW_Before Competition Groups_10 | Data Center Storage/Server Virtualization | 2.694% | 0 | 24.9735 | Commercial_2031_SC D_MW_Before Competition Groups_Data Center Storage/Server Virtualization
Commercial | Com ¦ Reach-in Shaded Pole to ECM/PSC Evaporator Fan Motor | 2031 | SC D | MW | Before Competition Groups | 22.5928 | 0 | 0 | 926.8728 | 0.024375 | 11 | Commercial_2031_SC D_MW_Before Competition Groups_11 | Reach-in Shaded Pole to ECM/PSC Evaporator Fan Motor | 2.438% | 0 | 22.5928 | Commercial_2031_SC D_MW_Before Competition Groups_Reach-in Shaded Pole to ECM/PSC Evaporator Fan Motor
Commercial | Com ¦ Adaptive Thermostats | 2031 | SC D | MW | Before Competition Groups | 21.5664 | 0 | 0 | 926.8728 | 0.023268 | 12 | Commercial_2031_SC D_MW_Before Competition Groups_12 | Adaptive Thermostats | 2.327% | 0 | 21.5664 | Commercial_2031_SC D_MW_Before Competition Groups_Adaptive Thermostats
Commercial | Com ¦ Strip Curtains | 2031 | SC D | MW | Before Competition Groups | 18.2336 | 0 | 0 | 926.8728 | 0.019672 | 13 | Commercial_2031_SC D_MW_Before Competition Groups_13 | Strip Curtains | 1.967% | 0 | 18.2336 | Commercial_2031_SC D_MW_Before Competition Groups_Strip Curtains
Commercial | Com ¦ Refrigerated Display Case Doors | 2031 | SC D | MW | Before Competition Groups | 16.824 | 0 | 0 | 926.8728 | 0.018151 | 14 | Commercial_2031_SC D_MW_Before Competition Groups_14 | Refrigerated Display Case Doors | 1.815% | 0 | 16.824 | Commercial_2031_SC D_MW_Before Competition Groups_Refrigerated Display Case Doors
Commercial | Com ¦ LED or Equivalent Sign Lighting | 2031 | SC D | MW | Before Competition Groups | 15.797 | 0 | 0 | 926.8728 | 0.017043 | 15 | Commercial_2031_SC D_MW_Before Competition Groups_15 | LED or Equivalent Sign Lighting | 1.704% | 0 | 15.797 | Commercial_2031_SC D_MW_Before Competition Groups_LED or Equivalent Sign Lighting
Commercial | Com ¦ Furnace Tune-Up | 2031 | SC D | MW | Before Competition Groups | 15.5625 | 0 | 0 | 926.8728 | 0.01679 | 16 | Commercial_2031_SC D_MW_Before Competition Groups_16 | Furnace Tune-Up | 1.679% | 0 | 15.5625 | Commercial_2031_SC D_MW_Before Competition Groups_Furnace Tune-Up
Commercial | Com ¦ Chilled Water Optimization | 2031 | SC D | MW | Before Competition Groups | 15.5461 | 0 | 0 | 926.8728 | 0.016773 | 17 | Commercial_2031_SC D_MW_Before Competition Groups_17 | Chilled Water Optimization | 1.677% | 0 | 15.5461 | Commercial_2031_SC D_MW_Before Competition Groups_Chilled Water Optimization
Commercial | Com ¦ ENERGY STAR LED LAMPS (General Service Lamps) | 2031 | SC D | MW | Before Competition Groups | 14.4453 | 0 | 0 | 926.8728 | 0.015585 | 18 | Commercial_2031_SC D_MW_Before Competition Groups_18 | ENERGY STAR LED LAMPS (General Service Lamps) | 1.559% | 0 | 14.4453 | Commercial_2031_SC D_MW_Before Competition Groups_ENERGY STAR LED LAMPS (General Service Lamps)
Commercial | Com ¦ Centrally controlled desktop PC/NETWORK PC POWER MANAGEMENT SOFTWARE | 2031 | SC D | MW | Before Competition Groups | 12.8322 | 0 | 0 | 926.8728 | 0.013845 | 19 | Commercial_2031_SC D_MW_Before Competition Groups_19 | Centrally controlled desktop PC/NETWORK PC POWER MANAGEMENT SOFTWARE | 1.384% | 0 | 12.8322 | Commercial_2031_SC D_MW_Before Competition Groups_Centrally controlled desktop PC/NETWORK PC POWER MANAGEMENT SOFTWARE
Commercial | Com ¦ Variable Frequency Drive (VFD) | 2031 | SC D | MW | Before Competition Groups | 10.6354 | 0 | 0 | 926.8728 | 0.011475 | 20 | Commercial_2031_SC D_MW_Before Competition Groups_20 | Variable Frequency Drive (VFD) | 1.147% | 0 | 10.6354 | Commercial_2031_SC D_MW_Before Competition Groups_Variable Frequency Drive (VFD)
Commercial | Com ¦ Demand Control Ventilation | 2031 | SC D | MW | Before Competition Groups | 10.6279 | 0 | 0 | 926.8728 | 0.011466 | 21 | Commercial_2031_SC D_MW_Before Competition Groups_21 | Demand Control Ventilation | 1.147% | 0 | 10.6279 | Commercial_2031_SC D_MW_Before Competition Groups_Demand Control Ventilation
Commercial | Com ¦ VFD on Pumps | 2031 | SC D | MW | Before Competition Groups | 9.8678 | 0 | 0 | 926.8728 | 0.010646 | 22 | Commercial_2031_SC D_MW_Before Competition Groups_22 | VFD on Pumps | 1.065% | 0 | 9.8678 | Commercial_2031_SC D_MW_Before Competition Groups_VFD on Pumps
Commercial | Com ¦ Refrigerated Display Case LED | 2031 | SC D | MW | Before Competition Groups | 7.7554 | 0 | 0 | 926.8728 | 0.0083673 | 23 | Commercial_2031_SC D_MW_Before Competition Groups_23 | Refrigerated Display Case LED | 0.8367% | 0 | 7.7554 | Commercial_2031_SC D_MW_Before Competition Groups_Refrigerated Display Case LED
Commercial | Com ¦ LED EXTERIOR AREA LIGHTS - LED fixture (200W) | 2031 | SC D | MW | Before Competition Groups | 6.1099 | 0 | 0 | 926.8728 | 0.0065919 | 24 | Commercial_2031_SC D_MW_Before Competition Groups_24 | LED EXTERIOR AREA LIGHTS - LED fixture (200W) | 0.6592% | 0 | 6.1099 | Commercial_2031_SC D_MW_Before Competition Groups_LED EXTERIOR AREA LIGHTS - LED fixture (200W)
Commercial | Com ¦ LED parking lot fixture | 2031 | SC D | MW | Before Competition Groups | 5.957 | 0 | 0 | 926.8728 | 0.006427 | 25 | Commercial_2031_SC D_MW_Before Competition Groups_25 | LED parking lot fixture | 0.6427% | 0 | 5.957 | Commercial_2031_SC D_MW_Before Competition Groups_LED parking lot fixture
Commercial | Com ¦ ECM MOTORS FOR EVAPORATOR FANS for refrigeration (WALK-IN) | 2031 | SC D | MW | Before Competition Groups | 5.5485 | 0 | 0 | 926.8728 | 0.0059863 | 26 | Commercial_2031_SC D_MW_Before Competition Groups_26 | ECM MOTORS FOR EVAPORATOR FANS for refrigeration (WALK-IN) | 0.5986% | 0 | 5.5485 | Commercial_2031_SC D_MW_Before Competition Groups_ECM MOTORS FOR EVAPORATOR FANS for refrigeration (WALK-IN)
Commercial | Com ¦ Door Gasket Freezer/Refrigerator | 2031 | SC D | MW | Before Competition Groups | 4.7802 | 0 | 0 | 926.8728 | 0.0051574 | 27 | Commercial_2031_SC D_MW_Before Competition Groups_27 | Door Gasket Freezer/Refrigerator | 0.5157% | 0 | 4.7802 | Commercial_2031_SC D_MW_Before Competition Groups_Door Gasket Freezer/Refrigerator
Commercial | Com ¦ Evaporator Fan Controls | 2031 | SC D | MW | Before Competition Groups | 4.7166 | 0 | 0 | 926.8728 | 0.0050887 | 28 | Commercial_2031_SC D_MW_Before Competition Groups_28 | Evaporator Fan Controls | 0.5089% | 0 | 4.7166 | Commercial_2031_SC D_MW_Before Competition Groups_Evaporator Fan Controls
Commercial | Com ¦ Demand Control Kitchen Ventilation | 2031 | SC D | MW | Before Competition Groups | 4.5404 | 0 | 0 | 926.8728 | 0.0048986 | 29 | Commercial_2031_SC D_MW_Before Competition Groups_29 | Demand Control Kitchen Ventilation | 0.4899% | 0 | 4.5404 | Commercial_2031_SC D_MW_Before Competition Groups_Demand Control Kitchen Ventilation
Commercial | Com ¦ Air Handler with Dedicated Outdoor Air Systems | 2031 | SC D | MW | Before Competition Groups | 4.4813 | 0 | 0 | 926.8728 | 0.0048349 | 30 | Commercial_2031_SC D_MW_Before Competition Groups_30 | Air Handler with Dedicated Outdoor Air Systems | 0.4835% | 0 | 4.4813 | Commercial_2031_SC D_MW_Before Competition Groups_Air Handler with Dedicated Outdoor Air Systems
Commercial | Com ¦ ENERGY STAR Griddle (74% eff) | 2031 | SC D | MW | Before Competition Groups | 4.2088 | 0 | 0 | 926.8728 | 0.0045409 | 31 | Commercial_2031_SC D_MW_Before Competition Groups_31 | ENERGY STAR Griddle (74% eff) | 0.4541% | 0 | 4.2088 | Commercial_2031_SC D_MW_Before Competition Groups_ENERGY STAR Griddle (74% eff)
Commercial | Com ¦ Occupancy Sensors | 2031 | SC D | MW | Before Competition Groups | 3.3798 | 0 | 0 | 926.8728 | 0.0036465 | 32 | Commercial_2031_SC D_MW_Before Competition Groups_32 | Occupancy Sensors | 0.3646% | 0 | 3.3798 | Commercial_2031_SC D_MW_Before Competition Groups_Occupancy Sensors
Commercial | Com ¦ Freezer Case Light Sensor | 2031 | SC D | MW | Before Competition Groups | 3.2651 | 0 | 0 | 926.8728 | 0.0035227 | 33 | Commercial_2031_SC D_MW_Before Competition Groups_33 | Freezer Case Light Sensor | 0.3523% | 0 | 3.2651 | Commercial_2031_SC D_MW_Before Competition Groups_Freezer Case Light Sensor
Commercial | Com ¦ Water Source Heat Pump (4 ton) | 2031 | SC D | MW | Before Competition Groups | 2.8882 | 0 | 0 | 926.8728 | 0.0031161 | 34 | Commercial_2031_SC D_MW_Before Competition Groups_34 | Water Source Heat Pump (4 ton) | 0.3116% | 0 | 2.8882 | Commercial_2031_SC D_MW_Before Competition Groups_Water Source Heat Pump (4 ton)
Commercial | Com ¦ LED street light fixture | 2031 | SC D | MW | Before Competition Groups | 2.879 | 0 | 0 | 926.8728 | 0.0031061 | 35 | Commercial_2031_SC D_MW_Before Competition Groups_35 | LED street light fixture | 0.3106% | 0 | 2.879 | Commercial_2031_SC D_MW_Before Competition Groups_LED street light fixture
Commercial | Com ¦ Duct Insulation, R8 | 2031 | SC D | MW | Before Competition Groups | 2.8722 | 0 | 0 | 926.8728 | 0.0030988 | 36 | Commercial_2031_SC D_MW_Before Competition Groups_36 | Duct Insulation, R8 | 0.3099% | 0 | 2.8722 | Commercial_2031_SC D_MW_Before Competition Groups_Duct Insulation, R8
Commercial | Com ¦ BEVERAGE VENDING MACHINE CONTROLS | 2031 | SC D | MW | Before Competition Groups | 1.849 | 0 | 0 | 926.8728 | 0.0019948 | 37 | Commercial_2031_SC D_MW_Before Competition Groups_37 | BEVERAGE VENDING MACHINE CONTROLS | 0.1995% | 0 | 1.849 | Commercial_2031_SC D_MW_Before Competition Groups_BEVERAGE VENDING MACHINE CONTROLS
Commercial | Com ¦ Temperature Adjustment in Commercial Freezers | 2031 | SC D | MW | Before Competition Groups | 1.7262 | 0 | 0 | 926.8728 | 0.0018624 | 38 | Commercial_2031_SC D_MW_Before Competition Groups_38 | Temperature Adjustment in Commercial Freezers | 0.1862% | 0 | 1.7262 | Commercial_2031_SC D_MW_Before Competition Groups_Temperature Adjustment in Commercial Freezers
Commercial | Com ¦ Elec Storage WH 2.30 Et | 2031 | SC D | MW | Before Competition Groups | 1.644 | 0 | 0 | 926.8728 | 0.0017737 | 39 | Commercial_2031_SC D_MW_Before Competition Groups_39 | Elec Storage WH 2.30 Et | 0.1774% | 0 | 1.644 | Commercial_2031_SC D_MW_Before Competition Groups_Elec Storage WH 2.30 Et
Commercial | Com ¦ Vertical Night Covers | 2031 | SC D | MW | Before Competition Groups | 1.3555 | 0 | 0 | 926.8728 | 0.0014625 | 40 | Commercial_2031_SC D_MW_Before Competition Groups_40 | Vertical Night Covers | 0.1462% | 0 | 1.3555 | Commercial_2031_SC D_MW_Before Competition Groups_Vertical Night Covers
Commercial | Com ¦ ENERGY STAR Fryer (84% eff) | 2031 | SC D | MW | Before Competition Groups | 1.2369 | 0 | 0 | 926.8728 | 0.0013345 | 41 | Commercial_2031_SC D_MW_Before Competition Groups_41 | ENERGY STAR Fryer (84% eff) | 0.1335% | 0 | 1.2369 | Commercial_2031_SC D_MW_Before Competition Groups_ENERGY STAR Fryer (84% eff)
Commercial | Com ¦ CO Sensors for parking garage exhaust fans | 2031 | SC D | MW | Before Competition Groups | 1.1947 | 0 | 0 | 926.8728 | 0.0012889 | 42 | Commercial_2031_SC D_MW_Before Competition Groups_42 | CO Sensors for parking garage exhaust fans | 0.1289% | 0 | 1.1947 | Commercial_2031_SC D_MW_Before Competition Groups_CO Sensors for parking garage exhaust fans
Commercial | Com ¦ Outside Air Economizer | 2031 | SC D | MW | Before Competition Groups | 1.1354 | 0 | 0 | 926.8728 | 0.0012249 | 43 | Commercial_2031_SC D_MW_Before Competition Groups_43 | Outside Air Economizer | 0.1225% | 0 | 1.1354 | Commercial_2031_SC D_MW_Before Competition Groups_Outside Air Economizer
Commercial | Com ¦ Energy Efficient Laboratory Fume Hood | 2031 | SC D | MW | Before Competition Groups | 1.1242 | 0 | 0 | 926.8728 | 0.0012129 | 44 | Commercial_2031_SC D_MW_Before Competition Groups_44 | Energy Efficient Laboratory Fume Hood | 0.1213% | 0 | 1.1242 | Commercial_2031_SC D_MW_Before Competition Groups_Energy Efficient Laboratory Fume Hood
Commercial | Com ¦ Water Heating (DHW) Pipe Insulation (Add 3/4\ Foam)" | 2031 | SC D | MW | Before Competition Groups | 1.0361 | 0 | 0 | 926.8728 | 0.0011179 | 45 | Commercial_2031_SC D_MW_Before Competition Groups_45 | Water Heating (DHW) Pipe Insulation (Add 3/4\ Foam)" | 0.1118% | 0 | 1.0361 | Commercial_2031_SC D_MW_Before Competition Groups_Water Heating (DHW) Pipe Insulation (Add 3/4\ Foam)"
Commercial | Com ¦ ENERGY STAR Steam Cookers | 2031 | SC D | MW | Before Competition Groups | 0.79579 | 0 | 0 | 926.8728 | 0.00085857 | 46 | Commercial_2031_SC D_MW_Before Competition Groups_46 | ENERGY STAR Steam Cookers | 0.08586% | 0 | 0.79579 | Commercial_2031_SC D_MW_Before Competition Groups_ENERGY STAR Steam Cookers
Commercial | Com ¦ Suction Pipe Insulation Freezer/Refrigerator | 2031 | SC D | MW | Before Competition Groups | 0.68041 | 0 | 0 | 926.8728 | 0.0007341 | 47 | Commercial_2031_SC D_MW_Before Competition Groups_47 | Suction Pipe Insulation Freezer/Refrigerator | 0.07341% | 0 | 0.68041 | Commercial_2031_SC D_MW_Before Competition Groups_Suction Pipe Insulation Freezer/Refrigerator
Commercial | Com ¦ Thermostat Setback | 2031 | SC D | MW | Before Competition Groups | 0.6532 | 0 | 0 | 926.8728 | 0.00070474 | 48 | Commercial_2031_SC D_MW_Before Competition Groups_48 | Thermostat Setback | 0.07047% | 0 | 0.6532 | Commercial_2031_SC D_MW_Before Competition Groups_Thermostat Setback
Commercial | Com ¦ ENERGY STAR Dishwasher | 2031 | SC D | MW | Before Competition Groups | 0.53622 | 0 | 0 | 926.8728 | 0.00057853 | 49 | Commercial_2031_SC D_MW_Before Competition Groups_49 | ENERGY STAR Dishwasher | 0.05785% | 0 | 0.53622 | Commercial_2031_SC D_MW_Before Competition Groups_ENERGY STAR Dishwasher
Commercial | Com ¦ Condensing Make Up Air Unit | 2031 | SC D | MW | Before Competition Groups | 0.28325 | 0 | 0 | 926.8728 | 0.0003056 | 50 | Commercial_2031_SC D_MW_Before Competition Groups_50 | Condensing Make Up Air Unit | 0.03056% | 0 | 0.28325 | Commercial_2031_SC D_MW_Before Competition Groups_Condensing Make Up Air Unit
Commercial | Com ¦ Ozone Laundry Treatment | 2031 | SC D | MW | Before Competition Groups | 0.25793 | 0 | 0 | 926.8728 | 0.00027828 | 51 | Commercial_2031_SC D_MW_Before Competition Groups_51 | Ozone Laundry Treatment | 0.02783% | 0 | 0.25793 | Commercial_2031_SC D_MW_Before Competition Groups_Ozone Laundry Treatment
Commercial | COM ¦ Ductless Mini-Split Heat Pumps | 2031 | SC D | MW | Before Competition Groups | 0.16576 | 0 | 0 | 926.8728 | 0.00017884 | 52 | Commercial_2031_SC D_MW_Before Competition Groups_52 | Ductless Mini-Split Heat Pumps | 0.01788% | 0 | 0.16576 | Commercial_2031_SC D_MW_Before Competition Groups_Ductless Mini-Split Heat Pumps
Commercial | Com ¦ ECM MOTORS FOR HVAC APPLICATION (FAN-POWERED VAV BOX) | 2031 | SC D | MW | Before Competition Groups | 0.15949 | 0 | 0 | 926.8728 | 0.00017207 | 53 | Commercial_2031_SC D_MW_Before Competition Groups_53 | ECM MOTORS FOR HVAC APPLICATION (FAN-POWERED VAV BOX) | 0.01721% | 0 | 0.15949 | Commercial_2031_SC D_MW_Before Competition Groups_ECM MOTORS FOR HVAC APPLICATION (FAN-POWERED VAV BOX)
Commercial | Com ¦ PTAC (12 EER/10,000 BTU) | 2031 | SC D | MW | Before Competition Groups | 0.13255 | 0 | 0 | 926.8728 | 0.00014301 | 54 | Commercial_2031_SC D_MW_Before Competition Groups_54 | PTAC (12 EER/10,000 BTU) | 0.0143% | 0 | 0.13255 | Commercial_2031_SC D_MW_Before Competition Groups_PTAC (12 EER/10,000 BTU)
Commercial | Com ¦ CEE Tier 2/Energy Star Clothes Washers | 2031 | SC D | MW | Before Competition Groups | 0.10993 | 0 | 0 | 926.8728 | 0.0001186 | 55 | Commercial_2031_SC D_MW_Before Competition Groups_55 | CEE Tier 2/Energy Star Clothes Washers | 0.01186% | 0 | 0.10993 | Commercial_2031_SC D_MW_Before Competition Groups_CEE Tier 2/Energy Star Clothes Washers
Commercial | Com ¦ HVAC Optimization | 2031 | SC D | MW | Before Competition Groups | 0.089263 | 0 | 0 | 926.8728 | 9.6306e-05 | 56 | Commercial_2031_SC D_MW_Before Competition Groups_56 | HVAC Optimization | 0.009631% | 0 | 0.089263 | Commercial_2031_SC D_MW_Before Competition Groups_HVAC Optimization
Commercial | Com ¦ Auto Off Time Switch or Time Clock control | 2031 | SC D | MW | Before Competition Groups | 0.085134 | 0 | 0 | 926.8728 | 9.185e-05 | 57 | Commercial_2031_SC D_MW_Before Competition Groups_57 | Auto Off Time Switch or Time Clock control | 0.009185% | 0 | 0.085134 | Commercial_2031_SC D_MW_Before Competition Groups_Auto Off Time Switch or Time Clock control
Commercial | Com ¦ Solar Water Preheat (Pools/DHW) | 2031 | SC D | MW | Before Competition Groups | 0.083333 | 0 | 0 | 926.8728 | 8.9908e-05 | 58 | Commercial_2031_SC D_MW_Before Competition Groups_58 | Solar Water Preheat (Pools/DHW) | 0.008991% | 0 | 0.083333 | Commercial_2031_SC D_MW_Before Competition Groups_Solar Water Preheat (Pools/DHW)
Commercial | Com ¦ Notched V belts for HVAC Systems | 2031 | SC D | MW | Before Competition Groups | 0.076696 | 0 | 0 | 926.8728 | 8.2747e-05 | 59 | Commercial_2031_SC D_MW_Before Competition Groups_59 | Notched V belts for HVAC Systems | 0.008275% | 0 | 0.076696 | Commercial_2031_SC D_MW_Before Competition Groups_Notched V belts for HVAC Systems
Commercial | Com ¦ Demand controlled Circulating Systems | 2031 | SC D | MW | Before Competition Groups | 0.073432 | 0 | 0 | 926.8728 | 7.9226e-05 | 60 | Commercial_2031_SC D_MW_Before Competition Groups_60 | Demand controlled Circulating Systems | 0.007923% | 0 | 0.073432 | Commercial_2031_SC D_MW_Before Competition Groups_Demand controlled Circulating Systems
Commercial | Com ¦ Low Flow Pre-Rinse Spray Nozzle | 2031 | SC D | MW | Before Competition Groups | 0.061439 | 0 | 0 | 926.8728 | 6.6287e-05 | 61 | Commercial_2031_SC D_MW_Before Competition Groups_61 | Low Flow Pre-Rinse Spray Nozzle | 0.006629% | 0 | 0.061439 | Commercial_2031_SC D_MW_Before Competition Groups_Low Flow Pre-Rinse Spray Nozzle
Commercial | Com ¦ Commercial Hot Food Holding Cabinets | 2031 | SC D | MW | Before Competition Groups | 0.045914 | 0 | 0 | 926.8728 | 4.9537e-05 | 62 | Commercial_2031_SC D_MW_Before Competition Groups_62 | Commercial Hot Food Holding Cabinets | 0.004954% | 0 | 0.045914 | Commercial_2031_SC D_MW_Before Competition Groups_Commercial Hot Food Holding Cabinets
Commercial | Com ¦ LED RECESSED DOWNLIGHTS | 2031 | SC D | MW | Before Competition Groups | 0.029155 | 0 | 0 | 926.8728 | 3.1455e-05 | 63 | Commercial_2031_SC D_MW_Before Competition Groups_63 | LED RECESSED DOWNLIGHTS | 0.003146% | 0 | 0.029155 | Commercial_2031_SC D_MW_Before Competition Groups_LED RECESSED DOWNLIGHTS
Commercial | Com ¦ Condensing Unit Heaters or other Efficient Unit Heating System | 2031 | SC D | MW | Before Competition Groups | 0.024533 | 0 | 0 | 926.8728 | 2.6468e-05 | 64 | Commercial_2031_SC D_MW_Before Competition Groups_64 | Condensing Unit Heaters or other Efficient Unit Heating System | 0.002647% | 0 | 0.024533 | Commercial_2031_SC D_MW_Before Competition Groups_Condensing Unit Heaters or other Efficient Unit Heating System
Commercial | Com ¦ Wall Insulation | 2031 | SC D | MW | Before Competition Groups | 0.023698 | 0 | 0 | 926.8728 | 2.5568e-05 | 65 | Commercial_2031_SC D_MW_Before Competition Groups_65 | Wall Insulation | 0.002557% | 0 | 0.023698 | Commercial_2031_SC D_MW_Before Competition Groups_Wall Insulation
Commercial | Com ¦ Room AC (w/ louvered sides) 14 SEER from 12 SEER code | 2031 | SC D | MW | Before Competition Groups | 0.021226 | 0 | 0 | 926.8728 | 2.2901e-05 | 66 | Commercial_2031_SC D_MW_Before Competition Groups_66 | Room AC (w/ louvered sides) 14 SEER from 12 SEER code | 0.00229% | 0 | 0.021226 | Commercial_2031_SC D_MW_Before Competition Groups_Room AC (w/ louvered sides) 14 SEER from 12 SEER code
Commercial | Com ¦ VSD Air Compressor | 2031 | SC D | MW | Before Competition Groups | 0.018292 | 0 | 0 | 926.8728 | 1.9735e-05 | 67 | Commercial_2031_SC D_MW_Before Competition Groups_67 | VSD Air Compressor | 0.001974% | 0 | 0.018292 | Commercial_2031_SC D_MW_Before Competition Groups_VSD Air Compressor
Commercial | Com ¦ Air Curtains | 2031 | SC D | MW | Before Competition Groups | 0.0173 | 0 | 0 | 926.8728 | 1.8665e-05 | 68 | Commercial_2031_SC D_MW_Before Competition Groups_68 | Air Curtains | 0.001867% | 0 | 0.0173 | Commercial_2031_SC D_MW_Before Competition Groups_Air Curtains
Commercial | Com ¦ High Efficiency Small Instantaneous Water Heater | 2031 | SC D | MW | Before Competition Groups | 0.017226 | 0 | 0 | 926.8728 | 1.8585e-05 | 69 | Commercial_2031_SC D_MW_Before Competition Groups_69 | High Efficiency Small Instantaneous Water Heater | 0.001859% | 0 | 0.017226 | Commercial_2031_SC D_MW_Before Competition Groups_High Efficiency Small Instantaneous Water Heater
Commercial | Com ¦ High Efficiency Chiller (avg of water and air cooled) | 2031 | SC D | MW | Before Competition Groups | 0.013562 | 0 | 0 | 926.8728 | 1.4632e-05 | 70 | Commercial_2031_SC D_MW_Before Competition Groups_70 | High Efficiency Chiller (avg of water and air cooled) | 0.001463% | 0 | 0.013562 | Commercial_2031_SC D_MW_Before Competition Groups_High Efficiency Chiller (avg of water and air cooled)
Commercial | Com ¦ Energy Recovery Ventilation and Ventilation (Enhanced) | 2031 | SC D | MW | Before Competition Groups | 0.0067585 | 0 | 0 | 926.8728 | 7.2918e-06 | 71 | Commercial_2031_SC D_MW_Before Competition Groups_71 | Energy Recovery Ventilation and Ventilation (Enhanced) | 0.0007292% | 0 | 0.0067585 | Commercial_2031_SC D_MW_Before Competition Groups_Energy Recovery Ventilation and Ventilation (Enhanced)
Commercial | Com ¦ Efficient compressor motor | 2031 | SC D | MW | Before Competition Groups | 0.0030381 | 0 | 0 | 926.8728 | 3.2778e-06 | 72 | Commercial_2031_SC D_MW_Before Competition Groups_72 | Efficient compressor motor | 0.0003278% | 0 | 0.0030381 | Commercial_2031_SC D_MW_Before Competition Groups_Efficient compressor motor
Commercial | Com ¦ EC Plug Fan for Data Center (under cabinet) | 2031 | SC D | MW | Before Competition Groups | 0.0025504 | 0 | 0 | 926.8728 | 2.7516e-06 | 73 | Commercial_2031_SC D_MW_Before Competition Groups_73 | EC Plug Fan for Data Center (under cabinet) | 0.0002752% | 0 | 0.0025504 | Commercial_2031_SC D_MW_Before Competition Groups_EC Plug Fan for Data Center (under cabinet)
Commercial | Com ¦ LLLC - High Impact Application | 2031 | SC D | MW | Before Competition Groups | 0.00077174 | 0 | 0 | 926.8728 | 8.3263e-07 | 74 | Commercial_2031_SC D_MW_Before Competition Groups_74 | LLLC - High Impact Application | 8.326e-05% | 0 | 0.00077174 | Commercial_2031_SC D_MW_Before Competition Groups_LLLC - High Impact Application
Commercial | Com ¦ Electric Convection Combination Ovens | 2031 | SC D | MW | Before Competition Groups | 0.0002885 | 0 | 0 | 926.8728 | 3.1126e-07 | 75 | Commercial_2031_SC D_MW_Before Competition Groups_75 | Electric Convection Combination Ovens | 3.113e-05% | 0 | 0.0002885 | Commercial_2031_SC D_MW_Before Competition Groups_Electric Convection Combination Ovens
Commercial | Com ¦ LLLC - Low Impact Application | 2031 | SC D | MW | Before Competition Groups | 8.8666e-05 | 0 | 0 | 926.8728 | 9.5662e-08 | 76 | Commercial_2031_SC D_MW_Before Competition Groups_76 | LLLC - Low Impact Application | 9.566e-06% | 0 | 8.8666e-05 | Commercial_2031_SC D_MW_Before Competition Groups_LLLC - Low Impact Application
Commercial | Com ¦ Networked/Connected - Low Impact Application | 2031 | SC D | MW | Before Competition Groups | 1.9206e-08 | 0 | 0 | 926.8728 | 2.0721e-11 | 77 | Commercial_2031_SC D_MW_Before Competition Groups_77 | Networked/Connected - Low Impact Application | 2.072e-09% | 0 | 1.9206e-08 | Commercial_2031_SC D_MW_Before Competition Groups_Networked/Connected - Low Impact Application
Commercial | Com ¦ Networked/Connected - High Impact Application | 2031 | SC D | MW | Before Competition Groups | 2.8805e-09 | 0 | 0 | 926.8728 | 3.1078e-12 | 78 | Commercial_2031_SC D_MW_Before Competition Groups_78 | Networked/Connected - High Impact Application | 3.108e-10% | 0 | 2.8805e-09 | Commercial_2031_SC D_MW_Before Competition Groups_Networked/Connected - High Impact Application
Commercial | Com ¦ Indoor Daylight Sensors/Photocell Dimming Control | 2031 | SC D | MW | Before Competition Groups | 0 | 0 | 0 | 926.8728 | 0 | 79 | Commercial_2031_SC D_MW_Before Competition Groups_79 | Indoor Daylight Sensors/Photocell Dimming Control | 0% | 0 | 0 | Commercial_2031_SC D_MW_Before Competition Groups_Indoor Daylight Sensors/Photocell Dimming Control
Commercial | Com ¦ Variable Refrigerant Flow Heat Pump | 2031 | SC D | MW | Before Competition Groups | 0 | 0 | 0 | 926.8728 | 0 | 80 | Commercial_2031_SC D_MW_Before Competition Groups_80 | Variable Refrigerant Flow Heat Pump | 0% | 0 | 0 | Commercial_2031_SC D_MW_Before Competition Groups_Variable Refrigerant Flow Heat Pump
Commercial | Com ¦ Building Recommissioning, Operations and Maintenance (O&M) Improvements | 2031 | Technical | MW | Before Competition Groups | 242.7607 | 0 | 0 | 2979.4122 | 0.081479 | 1 | Commercial_2031_Technical_MW_Before Competition Groups_1 | Building Recommissioning, Operations and Maintenance (O&M) Improvements | 8.148% | 0 | 242.7607 | Commercial_2031_Technical_MW_Before Competition Groups_Building Recommissioning, Operations and Maintenance (O&M) Improvements
Commercial | Com ¦ Central Lighting Control System | 2031 | Technical | MW | Before Competition Groups | 226.0424 | 0 | 0 | 2979.4122 | 0.075868 | 2 | Commercial_2031_Technical_MW_Before Competition Groups_2 | Central Lighting Control System | 7.587% | 0 | 226.0424 | Commercial_2031_Technical_MW_Before Competition Groups_Central Lighting Control System
Commercial | Com ¦ Education and Capacity Building/Energy Behavior | 2031 | Technical | MW | Before Competition Groups | 218.8082 | 0 | 0 | 2979.4122 | 0.07344 | 3 | Commercial_2031_Technical_MW_Before Competition Groups_3 | Education and Capacity Building/Energy Behavior | 7.344% | 0 | 218.8082 | Commercial_2031_Technical_MW_Before Competition Groups_Education and Capacity Building/Energy Behavior
Commercial | Com ¦ LED Low/High Bay | 2031 | Technical | MW | Before Competition Groups | 174.5361 | 0 | 0 | 2979.4122 | 0.058581 | 4 | Commercial_2031_Technical_MW_Before Competition Groups_4 | LED Low/High Bay | 5.858% | 0 | 174.5361 | Commercial_2031_Technical_MW_Before Competition Groups_LED Low/High Bay
Commercial | Com ¦ High Efficiency Air Source Heat Pump | 2031 | Technical | MW | Before Competition Groups | 168.4918 | 0 | 0 | 2979.4122 | 0.056552 | 5 | Commercial_2031_Technical_MW_Before Competition Groups_5 | High Efficiency Air Source Heat Pump | 5.655% | 0 | 168.4918 | Commercial_2031_Technical_MW_Before Competition Groups_High Efficiency Air Source Heat Pump
Commercial | Com ¦ Variable Refrigerant Flow Heat Pump | 2031 | Technical | MW | Before Competition Groups | 138.1589 | 0 | 0 | 2979.4122 | 0.046371 | 6 | Commercial_2031_Technical_MW_Before Competition Groups_6 | Variable Refrigerant Flow Heat Pump | 4.637% | 0 | 138.1589 | Commercial_2031_Technical_MW_Before Competition Groups_Variable Refrigerant Flow Heat Pump
Commercial | Com ¦ ENERGY STAR LED LAMPS (REFLECTOR LAMPs/MR16/PAR 16) | 2031 | Technical | MW | Before Competition Groups | 135.7126 | 0 | 0 | 2979.4122 | 0.04555 | 7 | Commercial_2031_Technical_MW_Before Competition Groups_7 | ENERGY STAR LED LAMPS (REFLECTOR LAMPs/MR16/PAR 16) | 4.555% | 0 | 135.7126 | Commercial_2031_Technical_MW_Before Competition Groups_ENERGY STAR LED LAMPS (REFLECTOR LAMPs/MR16/PAR 16)
Commercial | Com ¦ LED Troffer/Surface/Suspended | 2031 | Technical | MW | Before Competition Groups | 129.9876 | 0 | 0 | 2979.4122 | 0.043629 | 8 | Commercial_2031_Technical_MW_Before Competition Groups_8 | LED Troffer/Surface/Suspended | 4.363% | 0 | 129.9876 | Commercial_2031_Technical_MW_Before Competition Groups_LED Troffer/Surface/Suspended
Commercial | Com ¦ LLLC - Low Impact Application | 2031 | Technical | MW | Before Competition Groups | 120.4541 | 0 | 0 | 2979.4122 | 0.040429 | 9 | Commercial_2031_Technical_MW_Before Competition Groups_9 | LLLC - Low Impact Application | 4.043% | 0 | 120.4541 | Commercial_2031_Technical_MW_Before Competition Groups_LLLC - Low Impact Application
Commercial | Com ¦ Unitary Air-Conditioning Unit | 2031 | Technical | MW | Before Competition Groups | 112.283 | 0 | 0 | 2979.4122 | 0.037686 | 10 | Commercial_2031_Technical_MW_Before Competition Groups_10 | Unitary Air-Conditioning Unit | 3.769% | 0 | 112.283 | Commercial_2031_Technical_MW_Before Competition Groups_Unitary Air-Conditioning Unit
Commercial | Com ¦ LLLC - High Impact Application | 2031 | Technical | MW | Before Competition Groups | 111.3224 | 0 | 0 | 2979.4122 | 0.037364 | 11 | Commercial_2031_Technical_MW_Before Competition Groups_11 | LLLC - High Impact Application | 3.736% | 0 | 111.3224 | Commercial_2031_Technical_MW_Before Competition Groups_LLLC - High Impact Application
Commercial | Com ¦ Networked/Connected - Low Impact Application | 2031 | Technical | MW | Before Competition Groups | 102.0826 | 0 | 0 | 2979.4122 | 0.034263 | 12 | Commercial_2031_Technical_MW_Before Competition Groups_12 | Networked/Connected - Low Impact Application | 3.426% | 0 | 102.0826 | Commercial_2031_Technical_MW_Before Competition Groups_Networked/Connected - Low Impact Application
Commercial | Com ¦ Networked/Connected - High Impact Application | 2031 | Technical | MW | Before Competition Groups | 96.8847 | 0 | 0 | 2979.4122 | 0.032518 | 13 | Commercial_2031_Technical_MW_Before Competition Groups_13 | Networked/Connected - High Impact Application | 3.252% | 0 | 96.8847 | Commercial_2031_Technical_MW_Before Competition Groups_Networked/Connected - High Impact Application
Commercial | Com ¦ Advanced BAS/Controllers | 2031 | Technical | MW | Before Competition Groups | 95.8355 | 0 | 0 | 2979.4122 | 0.032166 | 14 | Commercial_2031_Technical_MW_Before Competition Groups_14 | Advanced BAS/Controllers | 3.217% | 0 | 95.8355 | Commercial_2031_Technical_MW_Before Competition Groups_Advanced BAS/Controllers
Commercial | Com ¦ LED Replacement Lamp (Tube) | 2031 | Technical | MW | Before Competition Groups | 82.3833 | 0 | 0 | 2979.4122 | 0.027651 | 15 | Commercial_2031_Technical_MW_Before Competition Groups_15 | LED Replacement Lamp (Tube) | 2.765% | 0 | 82.3833 | Commercial_2031_Technical_MW_Before Competition Groups_LED Replacement Lamp (Tube)
Commercial | Com ¦ Smart Strip Plug Outlets | 2031 | Technical | MW | Before Competition Groups | 67.1908 | 0 | 0 | 2979.4122 | 0.022552 | 16 | Commercial_2031_Technical_MW_Before Competition Groups_16 | Smart Strip Plug Outlets | 2.255% | 0 | 67.1908 | Commercial_2031_Technical_MW_Before Competition Groups_Smart Strip Plug Outlets
Commercial | Com ¦ Refrigerated Display Case Doors | 2031 | Technical | MW | Before Competition Groups | 49.1011 | 0 | 0 | 2979.4122 | 0.01648 | 17 | Commercial_2031_Technical_MW_Before Competition Groups_17 | Refrigerated Display Case Doors | 1.648% | 0 | 49.1011 | Commercial_2031_Technical_MW_Before Competition Groups_Refrigerated Display Case Doors
Commercial | Com ¦ Adaptive Thermostats | 2031 | Technical | MW | Before Competition Groups | 42.3592 | 0 | 0 | 2979.4122 | 0.014217 | 18 | Commercial_2031_Technical_MW_Before Competition Groups_18 | Adaptive Thermostats | 1.422% | 0 | 42.3592 | Commercial_2031_Technical_MW_Before Competition Groups_Adaptive Thermostats
Commercial | Com ¦ Data Center Storage/Server Virtualization | 2031 | Technical | MW | Before Competition Groups | 36.914 | 0 | 0 | 2979.4122 | 0.01239 | 19 | Commercial_2031_Technical_MW_Before Competition Groups_19 | Data Center Storage/Server Virtualization | 1.239% | 0 | 36.914 | Commercial_2031_Technical_MW_Before Competition Groups_Data Center Storage/Server Virtualization
Commercial | Com ¦ Demand Control Ventilation | 2031 | Technical | MW | Before Competition Groups | 34.1669 | 0 | 0 | 2979.4122 | 0.011468 | 20 | Commercial_2031_Technical_MW_Before Competition Groups_20 | Demand Control Ventilation | 1.147% | 0 | 34.1669 | Commercial_2031_Technical_MW_Before Competition Groups_Demand Control Ventilation
Commercial | Com ¦ Reach-in Shaded Pole to ECM/PSC Evaporator Fan Motor | 2031 | Technical | MW | Before Competition Groups | 32.2009 | 0 | 0 | 2979.4122 | 0.010808 | 21 | Commercial_2031_Technical_MW_Before Competition Groups_21 | Reach-in Shaded Pole to ECM/PSC Evaporator Fan Motor | 1.081% | 0 | 32.2009 | Commercial_2031_Technical_MW_Before Competition Groups_Reach-in Shaded Pole to ECM/PSC Evaporator Fan Motor
Commercial | Com ¦ Strip Curtains | 2031 | Technical | MW | Before Competition Groups | 31.5366 | 0 | 0 | 2979.4122 | 0.010585 | 22 | Commercial_2031_Technical_MW_Before Competition Groups_22 | Strip Curtains | 1.058% | 0 | 31.5366 | Commercial_2031_Technical_MW_Before Competition Groups_Strip Curtains
Commercial | Com ¦ Furnace Tune-Up | 2031 | Technical | MW | Before Competition Groups | 28.9895 | 0 | 0 | 2979.4122 | 0.0097299 | 23 | Commercial_2031_Technical_MW_Before Competition Groups_23 | Furnace Tune-Up | 0.973% | 0 | 28.9895 | Commercial_2031_Technical_MW_Before Competition Groups_Furnace Tune-Up
Commercial | Com ¦ Chilled Water Optimization | 2031 | Technical | MW | Before Competition Groups | 27.4862 | 0 | 0 | 2979.4122 | 0.0092254 | 24 | Commercial_2031_Technical_MW_Before Competition Groups_24 | Chilled Water Optimization | 0.9225% | 0 | 27.4862 | Commercial_2031_Technical_MW_Before Competition Groups_Chilled Water Optimization
Commercial | Com ¦ LED or Equivalent Sign Lighting | 2031 | Technical | MW | Before Competition Groups | 27.0624 | 0 | 0 | 2979.4122 | 0.0090831 | 25 | Commercial_2031_Technical_MW_Before Competition Groups_25 | LED or Equivalent Sign Lighting | 0.9083% | 0 | 27.0624 | Commercial_2031_Technical_MW_Before Competition Groups_LED or Equivalent Sign Lighting
Commercial | Com ¦ Adding reflective (White) roof treatment or a green roof | 2031 | Technical | MW | Before Competition Groups | 25.2484 | 0 | 0 | 2979.4122 | 0.0084743 | 26 | Commercial_2031_Technical_MW_Before Competition Groups_26 | Adding reflective (White) roof treatment or a green roof | 0.8474% | 0 | 25.2484 | Commercial_2031_Technical_MW_Before Competition Groups_Adding reflective (White) roof treatment or a green roof
Commercial | Com ¦ Centrally controlled desktop PC/NETWORK PC POWER MANAGEMENT SOFTWARE | 2031 | Technical | MW | Before Competition Groups | 24.4777 | 0 | 0 | 2979.4122 | 0.0082156 | 27 | Commercial_2031_Technical_MW_Before Competition Groups_27 | Centrally controlled desktop PC/NETWORK PC POWER MANAGEMENT SOFTWARE | 0.8216% | 0 | 24.4777 | Commercial_2031_Technical_MW_Before Competition Groups_Centrally controlled desktop PC/NETWORK PC POWER MANAGEMENT SOFTWARE
Commercial | Com ¦ Door Gasket Freezer/Refrigerator | 2031 | Technical | MW | Before Competition Groups | 23.6271 | 0 | 0 | 2979.4122 | 0.0079301 | 28 | Commercial_2031_Technical_MW_Before Competition Groups_28 | Door Gasket Freezer/Refrigerator | 0.793% | 0 | 23.6271 | Commercial_2031_Technical_MW_Before Competition Groups_Door Gasket Freezer/Refrigerator
Commercial | Com ¦ Refrigerated Display Case LED | 2031 | Technical | MW | Before Competition Groups | 23.0792 | 0 | 0 | 2979.4122 | 0.0077462 | 29 | Commercial_2031_Technical_MW_Before Competition Groups_29 | Refrigerated Display Case LED | 0.7746% | 0 | 23.0792 | Commercial_2031_Technical_MW_Before Competition Groups_Refrigerated Display Case LED
Commercial | Com ¦ Refrigeration Optimization | 2031 | Technical | MW | Before Competition Groups | 21.7845 | 0 | 0 | 2979.4122 | 0.0073117 | 30 | Commercial_2031_Technical_MW_Before Competition Groups_30 | Refrigeration Optimization | 0.7312% | 0 | 21.7845 | Commercial_2031_Technical_MW_Before Competition Groups_Refrigeration Optimization
Commercial | Com ¦ Variable Frequency Drive (VFD) | 2031 | Technical | MW | Before Competition Groups | 20.1772 | 0 | 0 | 2979.4122 | 0.0067722 | 31 | Commercial_2031_Technical_MW_Before Competition Groups_31 | Variable Frequency Drive (VFD) | 0.6772% | 0 | 20.1772 | Commercial_2031_Technical_MW_Before Competition Groups_Variable Frequency Drive (VFD)
Commercial | Com ¦ HOTEL OCCUPANCY CONTROLS (HVAC + LIGHTING) | 2031 | Technical | MW | Before Competition Groups | 19.4916 | 0 | 0 | 2979.4122 | 0.0065421 | 32 | Commercial_2031_Technical_MW_Before Competition Groups_32 | HOTEL OCCUPANCY CONTROLS (HVAC + LIGHTING) | 0.6542% | 0 | 19.4916 | Commercial_2031_Technical_MW_Before Competition Groups_HOTEL OCCUPANCY CONTROLS (HVAC + LIGHTING)
Commercial | Com ¦ VFD on Pumps | 2031 | Technical | MW | Before Competition Groups | 18.8835 | 0 | 0 | 2979.4122 | 0.006338 | 33 | Commercial_2031_Technical_MW_Before Competition Groups_33 | VFD on Pumps | 0.6338% | 0 | 18.8835 | Commercial_2031_Technical_MW_Before Competition Groups_VFD on Pumps
Commercial | Com ¦ Ground Source Heat Pump | 2031 | Technical | MW | Before Competition Groups | 17.0431 | 0 | 0 | 2979.4122 | 0.0057203 | 34 | Commercial_2031_Technical_MW_Before Competition Groups_34 | Ground Source Heat Pump | 0.572% | 0 | 17.0431 | Commercial_2031_Technical_MW_Before Competition Groups_Ground Source Heat Pump
Commercial | Com ¦ ENERGY STAR LED LAMPS (General Service Lamps) | 2031 | Technical | MW | Before Competition Groups | 16.1878 | 0 | 0 | 2979.4122 | 0.0054332 | 35 | Commercial_2031_Technical_MW_Before Competition Groups_35 | ENERGY STAR LED LAMPS (General Service Lamps) | 0.5433% | 0 | 16.1878 | Commercial_2031_Technical_MW_Before Competition Groups_ENERGY STAR LED LAMPS (General Service Lamps)
Commercial | Com ¦ Air Handler with Dedicated Outdoor Air Systems | 2031 | Technical | MW | Before Competition Groups | 15.4 | 0 | 0 | 2979.4122 | 0.0051688 | 36 | Commercial_2031_Technical_MW_Before Competition Groups_36 | Air Handler with Dedicated Outdoor Air Systems | 0.5169% | 0 | 15.4 | Commercial_2031_Technical_MW_Before Competition Groups_Air Handler with Dedicated Outdoor Air Systems
Commercial | Com ¦ ENERGY STAR FREEZER | 2031 | Technical | MW | Before Competition Groups | 15.129 | 0 | 0 | 2979.4122 | 0.0050778 | 37 | Commercial_2031_Technical_MW_Before Competition Groups_37 | ENERGY STAR FREEZER | 0.5078% | 0 | 15.129 | Commercial_2031_Technical_MW_Before Competition Groups_ENERGY STAR FREEZER
Commercial | Com ¦ Indoor Daylight Sensors/Photocell Dimming Control | 2031 | Technical | MW | Before Competition Groups | 14.6686 | 0 | 0 | 2979.4122 | 0.0049233 | 38 | Commercial_2031_Technical_MW_Before Competition Groups_38 | Indoor Daylight Sensors/Photocell Dimming Control | 0.4923% | 0 | 14.6686 | Commercial_2031_Technical_MW_Before Competition Groups_Indoor Daylight Sensors/Photocell Dimming Control
Commercial | Com ¦ ENERGY STAR ICE MACHINES - Ice Making Head | 2031 | Technical | MW | Before Competition Groups | 13.2549 | 0 | 0 | 2979.4122 | 0.0044488 | 39 | Commercial_2031_Technical_MW_Before Competition Groups_39 | ENERGY STAR ICE MACHINES - Ice Making Head | 0.4449% | 0 | 13.2549 | Commercial_2031_Technical_MW_Before Competition Groups_ENERGY STAR ICE MACHINES - Ice Making Head
Commercial | Com ¦ Demand Control Kitchen Ventilation | 2031 | Technical | MW | Before Competition Groups | 11.8477 | 0 | 0 | 2979.4122 | 0.0039765 | 40 | Commercial_2031_Technical_MW_Before Competition Groups_40 | Demand Control Kitchen Ventilation | 0.3977% | 0 | 11.8477 | Commercial_2031_Technical_MW_Before Competition Groups_Demand Control Kitchen Ventilation
Commercial | Com ¦ ECM MOTORS FOR EVAPORATOR FANS for refrigeration (WALK-IN) | 2031 | Technical | MW | Before Competition Groups | 10.4962 | 0 | 0 | 2979.4122 | 0.0035229 | 41 | Commercial_2031_Technical_MW_Before Competition Groups_41 | ECM MOTORS FOR EVAPORATOR FANS for refrigeration (WALK-IN) | 0.3523% | 0 | 10.4962 | Commercial_2031_Technical_MW_Before Competition Groups_ECM MOTORS FOR EVAPORATOR FANS for refrigeration (WALK-IN)
Commercial | Com ¦ Occupancy Sensors | 2031 | Technical | MW | Before Competition Groups | 10.2266 | 0 | 0 | 2979.4122 | 0.0034324 | 42 | Commercial_2031_Technical_MW_Before Competition Groups_42 | Occupancy Sensors | 0.3432% | 0 | 10.2266 | Commercial_2031_Technical_MW_Before Competition Groups_Occupancy Sensors
Commercial | Com ¦ High R-Value Glass Doors/no-heat glass door | 2031 | Technical | MW | Before Competition Groups | 9.9344 | 0 | 0 | 2979.4122 | 0.0033344 | 43 | Commercial_2031_Technical_MW_Before Competition Groups_43 | High R-Value Glass Doors/no-heat glass door | 0.3334% | 0 | 9.9344 | Commercial_2031_Technical_MW_Before Competition Groups_High R-Value Glass Doors/no-heat glass door
Commercial | Com ¦ Water Source Heat Pump (4 ton) | 2031 | Technical | MW | Before Competition Groups | 9.1242 | 0 | 0 | 2979.4122 | 0.0030624 | 44 | Commercial_2031_Technical_MW_Before Competition Groups_44 | Water Source Heat Pump (4 ton) | 0.3062% | 0 | 9.1242 | Commercial_2031_Technical_MW_Before Competition Groups_Water Source Heat Pump (4 ton)
Commercial | Com ¦ Freezer Case Light Sensor | 2031 | Technical | MW | Before Competition Groups | 9.0815 | 0 | 0 | 2979.4122 | 0.0030481 | 45 | Commercial_2031_Technical_MW_Before Competition Groups_45 | Freezer Case Light Sensor | 0.3048% | 0 | 9.0815 | Commercial_2031_Technical_MW_Before Competition Groups_Freezer Case Light Sensor
Commercial | Com ¦ Evaporator Fan Controls | 2031 | Technical | MW | Before Competition Groups | 8.8476 | 0 | 0 | 2979.4122 | 0.0029696 | 46 | Commercial_2031_Technical_MW_Before Competition Groups_46 | Evaporator Fan Controls | 0.297% | 0 | 8.8476 | Commercial_2031_Technical_MW_Before Competition Groups_Evaporator Fan Controls
Commercial | Com ¦ ENERGY STAR Refrigerator | 2031 | Technical | MW | Before Competition Groups | 7.2934 | 0 | 0 | 2979.4122 | 0.0024479 | 47 | Commercial_2031_Technical_MW_Before Competition Groups_47 | ENERGY STAR Refrigerator | 0.2448% | 0 | 7.2934 | Commercial_2031_Technical_MW_Before Competition Groups_ENERGY STAR Refrigerator
Commercial | Com ¦ LED EXTERIOR AREA LIGHTS - LED fixture (200W) | 2031 | Technical | MW | Before Competition Groups | 6.8183 | 0 | 0 | 2979.4122 | 0.0022885 | 48 | Commercial_2031_Technical_MW_Before Competition Groups_48 | LED EXTERIOR AREA LIGHTS - LED fixture (200W) | 0.2288% | 0 | 6.8183 | Commercial_2031_Technical_MW_Before Competition Groups_LED EXTERIOR AREA LIGHTS - LED fixture (200W)
Commercial | Com ¦ Condensing Make Up Air Unit | 2031 | Technical | MW | Before Competition Groups | 6.6135 | 0 | 0 | 2979.4122 | 0.0022197 | 49 | Commercial_2031_Technical_MW_Before Competition Groups_49 | Condensing Make Up Air Unit | 0.222% | 0 | 6.6135 | Commercial_2031_Technical_MW_Before Competition Groups_Condensing Make Up Air Unit
Commercial | Com ¦ LED parking lot fixture | 2031 | Technical | MW | Before Competition Groups | 6.523 | 0 | 0 | 2979.4122 | 0.0021894 | 50 | Commercial_2031_Technical_MW_Before Competition Groups_50 | LED parking lot fixture | 0.2189% | 0 | 6.523 | Commercial_2031_Technical_MW_Before Competition Groups_LED parking lot fixture
Commercial | Com ¦ ENERGY STAR Griddle (74% eff) | 2031 | Technical | MW | Before Competition Groups | 6.5165 | 0 | 0 | 2979.4122 | 0.0021872 | 51 | Commercial_2031_Technical_MW_Before Competition Groups_51 | ENERGY STAR Griddle (74% eff) | 0.2187% | 0 | 6.5165 | Commercial_2031_Technical_MW_Before Competition Groups_ENERGY STAR Griddle (74% eff)
Commercial | Com ¦ Super-High Efficiency Furnaces (Emerging Tech) | 2031 | Technical | MW | Before Competition Groups | 6.3342 | 0 | 0 | 2979.4122 | 0.002126 | 52 | Commercial_2031_Technical_MW_Before Competition Groups_52 | Super-High Efficiency Furnaces (Emerging Tech) | 0.2126% | 0 | 6.3342 | Commercial_2031_Technical_MW_Before Competition Groups_Super-High Efficiency Furnaces (Emerging Tech)
Commercial | Com ¦ Refrigeration Commissioning | 2031 | Technical | MW | Before Competition Groups | 6.1624 | 0 | 0 | 2979.4122 | 0.0020683 | 53 | Commercial_2031_Technical_MW_Before Competition Groups_53 | Refrigeration Commissioning | 0.2068% | 0 | 6.1624 | Commercial_2031_Technical_MW_Before Competition Groups_Refrigeration Commissioning
Commercial | Com ¦ Duct Insulation, R8 | 2031 | Technical | MW | Before Competition Groups | 5.3218 | 0 | 0 | 2979.4122 | 0.0017862 | 54 | Commercial_2031_Technical_MW_Before Competition Groups_54 | Duct Insulation, R8 | 0.1786% | 0 | 5.3218 | Commercial_2031_Technical_MW_Before Competition Groups_Duct Insulation, R8
Commercial | Com ¦ Elec Storage WH 2.30 Et | 2031 | Technical | MW | Before Competition Groups | 5.2314 | 0 | 0 | 2979.4122 | 0.0017559 | 55 | Commercial_2031_Technical_MW_Before Competition Groups_55 | Elec Storage WH 2.30 Et | 0.1756% | 0 | 5.2314 | Commercial_2031_Technical_MW_Before Competition Groups_Elec Storage WH 2.30 Et
Commercial | Com ¦ BEVERAGE VENDING MACHINE CONTROLS | 2031 | Technical | MW | Before Competition Groups | 4.8762 | 0 | 0 | 2979.4122 | 0.0016366 | 56 | Commercial_2031_Technical_MW_Before Competition Groups_56 | BEVERAGE VENDING MACHINE CONTROLS | 0.1637% | 0 | 4.8762 | Commercial_2031_Technical_MW_Before Competition Groups_BEVERAGE VENDING MACHINE CONTROLS
Commercial | Com ¦ LED street light fixture | 2031 | Technical | MW | Before Competition Groups | 4.1196 | 0 | 0 | 2979.4122 | 0.0013827 | 57 | Commercial_2031_Technical_MW_Before Competition Groups_57 | LED street light fixture | 0.1383% | 0 | 4.1196 | Commercial_2031_Technical_MW_Before Competition Groups_LED street light fixture
Commercial | Com ¦ Roof Insulation/Ceiling Insulation (R25 Code to R35) | 2031 | Technical | MW | Before Competition Groups | 4.0243 | 0 | 0 | 2979.4122 | 0.0013507 | 58 | Commercial_2031_Technical_MW_Before Competition Groups_58 | Roof Insulation/Ceiling Insulation (R25 Code to R35) | 0.1351% | 0 | 4.0243 | Commercial_2031_Technical_MW_Before Competition Groups_Roof Insulation/Ceiling Insulation (R25 Code to R35)
Commercial | Com ¦ Anti-sweat heat (ASH) controls - Cooler/Freezer | 2031 | Technical | MW | Before Competition Groups | 3.2886 | 0 | 0 | 2979.4122 | 0.0011038 | 59 | Commercial_2031_Technical_MW_Before Competition Groups_59 | Anti-sweat heat (ASH) controls - Cooler/Freezer | 0.1104% | 0 | 3.2886 | Commercial_2031_Technical_MW_Before Competition Groups_Anti-sweat heat (ASH) controls - Cooler/Freezer
Commercial | Com ¦ CO Sensors for parking garage exhaust fans | 2031 | Technical | MW | Before Competition Groups | 3.2751 | 0 | 0 | 2979.4122 | 0.0010992 | 60 | Commercial_2031_Technical_MW_Before Competition Groups_60 | CO Sensors for parking garage exhaust fans | 0.1099% | 0 | 3.2751 | Commercial_2031_Technical_MW_Before Competition Groups_CO Sensors for parking garage exhaust fans
Commercial | Com ¦ Temperature Adjustment in Commercial Freezers | 2031 | Technical | MW | Before Competition Groups | 3.2347 | 0 | 0 | 2979.4122 | 0.0010857 | 61 | Commercial_2031_Technical_MW_Before Competition Groups_61 | Temperature Adjustment in Commercial Freezers | 0.1086% | 0 | 3.2347 | Commercial_2031_Technical_MW_Before Competition Groups_Temperature Adjustment in Commercial Freezers
Commercial | Com ¦ Vertical Night Covers | 2031 | Technical | MW | Before Competition Groups | 2.6749 | 0 | 0 | 2979.4122 | 0.00089781 | 62 | Commercial_2031_Technical_MW_Before Competition Groups_62 | Vertical Night Covers | 0.08978% | 0 | 2.6749 | Commercial_2031_Technical_MW_Before Competition Groups_Vertical Night Covers
Commercial | Com ¦ Energy Efficient Laboratory Fume Hood | 2031 | Technical | MW | Before Competition Groups | 2.6153 | 0 | 0 | 2979.4122 | 0.0008778 | 63 | Commercial_2031_Technical_MW_Before Competition Groups_63 | Energy Efficient Laboratory Fume Hood | 0.08778% | 0 | 2.6153 | Commercial_2031_Technical_MW_Before Competition Groups_Energy Efficient Laboratory Fume Hood
Commercial | Com ¦ Water Heating (DHW) Pipe Insulation (Add 3/4\ Foam)" | 2031 | Technical | MW | Before Competition Groups | 2.0413 | 0 | 0 | 2979.4122 | 0.00068513 | 64 | Commercial_2031_Technical_MW_Before Competition Groups_64 | Water Heating (DHW) Pipe Insulation (Add 3/4\ Foam)" | 0.06851% | 0 | 2.0413 | Commercial_2031_Technical_MW_Before Competition Groups_Water Heating (DHW) Pipe Insulation (Add 3/4\ Foam)"
Commercial | Com ¦ Outside Air Economizer | 2031 | Technical | MW | Before Competition Groups | 1.9133 | 0 | 0 | 2979.4122 | 0.00064218 | 65 | Commercial_2031_Technical_MW_Before Competition Groups_65 | Outside Air Economizer | 0.06422% | 0 | 1.9133 | Commercial_2031_Technical_MW_Before Competition Groups_Outside Air Economizer
Commercial | Com ¦ ENERGY STAR Fryer (84% eff) | 2031 | Technical | MW | Before Competition Groups | 1.8886 | 0 | 0 | 2979.4122 | 0.00063389 | 66 | Commercial_2031_Technical_MW_Before Competition Groups_66 | ENERGY STAR Fryer (84% eff) | 0.06339% | 0 | 1.8886 | Commercial_2031_Technical_MW_Before Competition Groups_ENERGY STAR Fryer (84% eff)
Commercial | Com ¦ Room AC (w/ louvered sides) 14 SEER from 12 SEER code | 2031 | Technical | MW | Before Competition Groups | 1.5976 | 0 | 0 | 2979.4122 | 0.00053622 | 67 | Commercial_2031_Technical_MW_Before Competition Groups_67 | Room AC (w/ louvered sides) 14 SEER from 12 SEER code | 0.05362% | 0 | 1.5976 | Commercial_2031_Technical_MW_Before Competition Groups_Room AC (w/ louvered sides) 14 SEER from 12 SEER code
Commercial | Com ¦ High Efficiency Small Instantaneous Water Heater | 2031 | Technical | MW | Before Competition Groups | 1.4734 | 0 | 0 | 2979.4122 | 0.00049453 | 68 | Commercial_2031_Technical_MW_Before Competition Groups_68 | High Efficiency Small Instantaneous Water Heater | 0.04945% | 0 | 1.4734 | Commercial_2031_Technical_MW_Before Competition Groups_High Efficiency Small Instantaneous Water Heater
Commercial | Com ¦ ENERGY STAR Dishwasher | 2031 | Technical | MW | Before Competition Groups | 1.4304 | 0 | 0 | 2979.4122 | 0.00048009 | 69 | Commercial_2031_Technical_MW_Before Competition Groups_69 | ENERGY STAR Dishwasher | 0.04801% | 0 | 1.4304 | Commercial_2031_Technical_MW_Before Competition Groups_ENERGY STAR Dishwasher
Commercial | Com ¦ Suction Pipe Insulation Freezer/Refrigerator | 2031 | Technical | MW | Before Competition Groups | 1.3902 | 0 | 0 | 2979.4122 | 0.00046661 | 70 | Commercial_2031_Technical_MW_Before Competition Groups_70 | Suction Pipe Insulation Freezer/Refrigerator | 0.04666% | 0 | 1.3902 | Commercial_2031_Technical_MW_Before Competition Groups_Suction Pipe Insulation Freezer/Refrigerator
Commercial | Com ¦ LED RECESSED DOWNLIGHTS | 2031 | Technical | MW | Before Competition Groups | 1.3801 | 0 | 0 | 2979.4122 | 0.0004632 | 71 | Commercial_2031_Technical_MW_Before Competition Groups_71 | LED RECESSED DOWNLIGHTS | 0.04632% | 0 | 1.3801 | Commercial_2031_Technical_MW_Before Competition Groups_LED RECESSED DOWNLIGHTS
Commercial | Com ¦ ENERGY STAR Steam Cookers | 2031 | Technical | MW | Before Competition Groups | 1.2381 | 0 | 0 | 2979.4122 | 0.00041557 | 72 | Commercial_2031_Technical_MW_Before Competition Groups_72 | ENERGY STAR Steam Cookers | 0.04156% | 0 | 1.2381 | Commercial_2031_Technical_MW_Before Competition Groups_ENERGY STAR Steam Cookers
Commercial | Com ¦ Evaporator Coil Defrost (Cooler) | 2031 | Technical | MW | Before Competition Groups | 1.1828 | 0 | 0 | 2979.4122 | 0.00039699 | 73 | Commercial_2031_Technical_MW_Before Competition Groups_73 | Evaporator Coil Defrost (Cooler) | 0.0397% | 0 | 1.1828 | Commercial_2031_Technical_MW_Before Competition Groups_Evaporator Coil Defrost (Cooler)
Commercial | Com ¦ Ozone Laundry Treatment | 2031 | Technical | MW | Before Competition Groups | 0.78054 | 0 | 0 | 2979.4122 | 0.00026198 | 74 | Commercial_2031_Technical_MW_Before Competition Groups_74 | Ozone Laundry Treatment | 0.0262% | 0 | 0.78054 | Commercial_2031_Technical_MW_Before Competition Groups_Ozone Laundry Treatment
Commercial | Com ¦ Thermostat Setback | 2031 | Technical | MW | Before Competition Groups | 0.74341 | 0 | 0 | 2979.4122 | 0.00024952 | 75 | Commercial_2031_Technical_MW_Before Competition Groups_75 | Thermostat Setback | 0.02495% | 0 | 0.74341 | Commercial_2031_Technical_MW_Before Competition Groups_Thermostat Setback
Commercial | Com ¦ SYNCHRONOUS BELT | 2031 | Technical | MW | Before Competition Groups | 0.70999 | 0 | 0 | 2979.4122 | 0.0002383 | 76 | Commercial_2031_Technical_MW_Before Competition Groups_76 | SYNCHRONOUS BELT | 0.02383% | 0 | 0.70999 | Commercial_2031_Technical_MW_Before Competition Groups_SYNCHRONOUS BELT
Commercial | Com ¦ Wall Insulation | 2031 | Technical | MW | Before Competition Groups | 0.64034 | 0 | 0 | 2979.4122 | 0.00021492 | 77 | Commercial_2031_Technical_MW_Before Competition Groups_77 | Wall Insulation | 0.02149% | 0 | 0.64034 | Commercial_2031_Technical_MW_Before Competition Groups_Wall Insulation
Commercial | Com ¦ Solar Preheat Make up Air | 2031 | Technical | MW | Before Competition Groups | 0.63235 | 0 | 0 | 2979.4122 | 0.00021224 | 78 | Commercial_2031_Technical_MW_Before Competition Groups_78 | Solar Preheat Make up Air | 0.02122% | 0 | 0.63235 | Commercial_2031_Technical_MW_Before Competition Groups_Solar Preheat Make up Air
Commercial | Com ¦ PTAC (12 EER/10,000 BTU) | 2031 | Technical | MW | Before Competition Groups | 0.61558 | 0 | 0 | 2979.4122 | 0.00020661 | 79 | Commercial_2031_Technical_MW_Before Competition Groups_79 | PTAC (12 EER/10,000 BTU) | 0.02066% | 0 | 0.61558 | Commercial_2031_Technical_MW_Before Competition Groups_PTAC (12 EER/10,000 BTU)
Commercial | Com ¦ Efficient compressor motor | 2031 | Technical | MW | Before Competition Groups | 0.4813 | 0 | 0 | 2979.4122 | 0.00016154 | 80 | Commercial_2031_Technical_MW_Before Competition Groups_80 | Efficient compressor motor | 0.01615% | 0 | 0.4813 | Commercial_2031_Technical_MW_Before Competition Groups_Efficient compressor motor
Commercial | Com ¦ Solar Water Preheat (Pools/DHW) | 2031 | Technical | MW | Before Competition Groups | 0.38633 | 0 | 0 | 2979.4122 | 0.00012967 | 81 | Commercial_2031_Technical_MW_Before Competition Groups_81 | Solar Water Preheat (Pools/DHW) | 0.01297% | 0 | 0.38633 | Commercial_2031_Technical_MW_Before Competition Groups_Solar Water Preheat (Pools/DHW)
Commercial | Com ¦ High Efficiency Chiller (avg of water and air cooled) | 2031 | Technical | MW | Before Competition Groups | 0.37943 | 0 | 0 | 2979.4122 | 0.00012735 | 82 | Commercial_2031_Technical_MW_Before Competition Groups_82 | High Efficiency Chiller (avg of water and air cooled) | 0.01274% | 0 | 0.37943 | Commercial_2031_Technical_MW_Before Competition Groups_High Efficiency Chiller (avg of water and air cooled)
Commercial | COM ¦ Ductless Mini-Split Heat Pumps | 2031 | Technical | MW | Before Competition Groups | 0.37282 | 0 | 0 | 2979.4122 | 0.00012513 | 83 | Commercial_2031_Technical_MW_Before Competition Groups_83 | Ductless Mini-Split Heat Pumps | 0.01251% | 0 | 0.37282 | Commercial_2031_Technical_MW_Before Competition Groups_Ductless Mini-Split Heat Pumps
Commercial | Com ¦ Notched V belts for HVAC Systems | 2031 | Technical | MW | Before Competition Groups | 0.355 | 0 | 0 | 2979.4122 | 0.00011915 | 84 | Commercial_2031_Technical_MW_Before Competition Groups_84 | Notched V belts for HVAC Systems | 0.01191% | 0 | 0.355 | Commercial_2031_Technical_MW_Before Competition Groups_Notched V belts for HVAC Systems
Commercial | Com ¦ Heat Pump Water Heater (50 Gallons) | 2031 | Technical | MW | Before Competition Groups | 0.35235 | 0 | 0 | 2979.4122 | 0.00011826 | 85 | Commercial_2031_Technical_MW_Before Competition Groups_85 | Heat Pump Water Heater (50 Gallons) | 0.01183% | 0 | 0.35235 | Commercial_2031_Technical_MW_Before Competition Groups_Heat Pump Water Heater (50 Gallons)
Commercial | Com ¦ ECM MOTORS FOR HVAC APPLICATION (FAN-POWERED VAV BOX) | 2031 | Technical | MW | Before Competition Groups | 0.31675 | 0 | 0 | 2979.4122 | 0.00010631 | 86 | Commercial_2031_Technical_MW_Before Competition Groups_86 | ECM MOTORS FOR HVAC APPLICATION (FAN-POWERED VAV BOX) | 0.01063% | 0 | 0.31675 | Commercial_2031_Technical_MW_Before Competition Groups_ECM MOTORS FOR HVAC APPLICATION (FAN-POWERED VAV BOX)
Commercial | Com ¦ Commercial Hot Food Holding Cabinets | 2031 | Technical | MW | Before Competition Groups | 0.2843 | 0 | 0 | 2979.4122 | 9.5423e-05 | 87 | Commercial_2031_Technical_MW_Before Competition Groups_87 | Commercial Hot Food Holding Cabinets | 0.009542% | 0 | 0.2843 | Commercial_2031_Technical_MW_Before Competition Groups_Commercial Hot Food Holding Cabinets
Commercial | Com ¦ HVAC Optimization | 2031 | Technical | MW | Before Competition Groups | 0.23502 | 0 | 0 | 2979.4122 | 7.8882e-05 | 88 | Commercial_2031_Technical_MW_Before Competition Groups_88 | HVAC Optimization | 0.007888% | 0 | 0.23502 | Commercial_2031_Technical_MW_Before Competition Groups_HVAC Optimization
Commercial | Com ¦ Auto Off Time Switch or Time Clock control | 2031 | Technical | MW | Before Competition Groups | 0.19243 | 0 | 0 | 2979.4122 | 6.4585e-05 | 89 | Commercial_2031_Technical_MW_Before Competition Groups_89 | Auto Off Time Switch or Time Clock control | 0.006459% | 0 | 0.19243 | Commercial_2031_Technical_MW_Before Competition Groups_Auto Off Time Switch or Time Clock control
Commercial | Com ¦ CEE Tier 2/Energy Star Clothes Washers | 2031 | Technical | MW | Before Competition Groups | 0.1745 | 0 | 0 | 2979.4122 | 5.857e-05 | 90 | Commercial_2031_Technical_MW_Before Competition Groups_90 | CEE Tier 2/Energy Star Clothes Washers | 0.005857% | 0 | 0.1745 | Commercial_2031_Technical_MW_Before Competition Groups_CEE Tier 2/Energy Star Clothes Washers
Commercial | Com ¦ Solar Electric Water Heater (50 Gallon) | 2031 | Technical | MW | Before Competition Groups | 0.14535 | 0 | 0 | 2979.4122 | 4.8783e-05 | 91 | Commercial_2031_Technical_MW_Before Competition Groups_91 | Solar Electric Water Heater (50 Gallon) | 0.004878% | 0 | 0.14535 | Commercial_2031_Technical_MW_Before Competition Groups_Solar Electric Water Heater (50 Gallon)
Commercial | Com ¦ Demand controlled Circulating Systems | 2031 | Technical | MW | Before Competition Groups | 0.13097 | 0 | 0 | 2979.4122 | 4.3958e-05 | 92 | Commercial_2031_Technical_MW_Before Competition Groups_92 | Demand controlled Circulating Systems | 0.004396% | 0 | 0.13097 | Commercial_2031_Technical_MW_Before Competition Groups_Demand controlled Circulating Systems
Commercial | Com ¦ Low Flow Pre-Rinse Spray Nozzle | 2031 | Technical | MW | Before Competition Groups | 0.10886 | 0 | 0 | 2979.4122 | 3.6537e-05 | 93 | Commercial_2031_Technical_MW_Before Competition Groups_93 | Low Flow Pre-Rinse Spray Nozzle | 0.003654% | 0 | 0.10886 | Commercial_2031_Technical_MW_Before Competition Groups_Low Flow Pre-Rinse Spray Nozzle
Commercial | Com ¦ Condensing Unit Heaters or other Efficient Unit Heating System | 2031 | Technical | MW | Before Competition Groups | 0.045613 | 0 | 0 | 2979.4122 | 1.5309e-05 | 94 | Commercial_2031_Technical_MW_Before Competition Groups_94 | Condensing Unit Heaters or other Efficient Unit Heating System | 0.001531% | 0 | 0.045613 | Commercial_2031_Technical_MW_Before Competition Groups_Condensing Unit Heaters or other Efficient Unit Heating System
Commercial | Com ¦ VSD Air Compressor | 2031 | Technical | MW | Before Competition Groups | 0.031047 | 0 | 0 | 2979.4122 | 1.0421e-05 | 95 | Commercial_2031_Technical_MW_Before Competition Groups_95 | VSD Air Compressor | 0.001042% | 0 | 0.031047 | Commercial_2031_Technical_MW_Before Competition Groups_VSD Air Compressor
Commercial | Com ¦ eCube | 2031 | Technical | MW | Before Competition Groups | 0.028932 | 0 | 0 | 2979.4122 | 9.7106e-06 | 96 | Commercial_2031_Technical_MW_Before Competition Groups_96 | eCube | 0.0009711% | 0 | 0.028932 | Commercial_2031_Technical_MW_Before Competition Groups_eCube
Commercial | Com ¦ EC Plug Fan for Data Center (under cabinet) | 2031 | Technical | MW | Before Competition Groups | 0.024071 | 0 | 0 | 2979.4122 | 8.0793e-06 | 97 | Commercial_2031_Technical_MW_Before Competition Groups_97 | EC Plug Fan for Data Center (under cabinet) | 0.0008079% | 0 | 0.024071 | Commercial_2031_Technical_MW_Before Competition Groups_EC Plug Fan for Data Center (under cabinet)
Commercial | Com ¦ Exterior Photocell | 2031 | Technical | MW | Before Competition Groups | 0.014838 | 0 | 0 | 2979.4122 | 4.9802e-06 | 98 | Commercial_2031_Technical_MW_Before Competition Groups_98 | Exterior Photocell | 0.000498% | 0 | 0.014838 | Commercial_2031_Technical_MW_Before Competition Groups_Exterior Photocell
Commercial | Com ¦ Air Curtains | 2031 | Technical | MW | Before Competition Groups | 0.0071913 | 0 | 0 | 2979.4122 | 2.4137e-06 | 99 | Commercial_2031_Technical_MW_Before Competition Groups_99 | Air Curtains | 0.0002414% | 0 | 0.0071913 | Commercial_2031_Technical_MW_Before Competition Groups_Air Curtains
Commercial | Com ¦ High Efficiency Induction Cooking | 2031 | Technical | MW | Before Competition Groups | 0.0013673 | 0 | 0 | 2979.4122 | 4.5891e-07 | 100 | Commercial_2031_Technical_MW_Before Competition Groups_100 | High Efficiency Induction Cooking | 4.589e-05% | 0 | 0.0013673 | Commercial_2031_Technical_MW_Before Competition Groups_High Efficiency Induction Cooking
Commercial | Com ¦ Electric Convection Combination Ovens | 2031 | Technical | MW | Before Competition Groups | 0.00038972 | 0 | 0 | 2979.4122 | 1.3081e-07 | 101 | Commercial_2031_Technical_MW_Before Competition Groups_101 | Electric Convection Combination Ovens | 1.308e-05% | 0 | 0.00038972 | Commercial_2031_Technical_MW_Before Competition Groups_Electric Convection Combination Ovens
Commercial | Com ¦ Building Recommissioning, Operations and Maintenance (O&M) Improvements | 2032 | Economic | MW | Before Competition Groups | 237.8812 | 0 | 0 | 1993.7484 | 0.11931 | 1 | Commercial_2032_Economic_MW_Before Competition Groups_1 | Building Recommissioning, Operations and Maintenance (O&M) Improvements | 11.93% | 0 | 237.8812 | Commercial_2032_Economic_MW_Before Competition Groups_Building Recommissioning, Operations and Maintenance (O&M) Improvements
Commercial | Com ¦ Education and Capacity Building/Energy Behavior | 2032 | Economic | MW | Before Competition Groups | 213.6483 | 0 | 0 | 1993.7484 | 0.10716 | 2 | Commercial_2032_Economic_MW_Before Competition Groups_2 | Education and Capacity Building/Energy Behavior | 10.72% | 0 | 213.6483 | Commercial_2032_Economic_MW_Before Competition Groups_Education and Capacity Building/Energy Behavior
Commercial | Com ¦ High Efficiency Air Source Heat Pump | 2032 | Economic | MW | Before Competition Groups | 177.7818 | 0 | 0 | 1993.7484 | 0.08917 | 3 | Commercial_2032_Economic_MW_Before Competition Groups_3 | High Efficiency Air Source Heat Pump | 8.917% | 0 | 177.7818 | Commercial_2032_Economic_MW_Before Competition Groups_High Efficiency Air Source Heat Pump
Commercial | Com ¦ LED Low/High Bay | 2032 | Economic | MW | Before Competition Groups | 171.0279 | 0 | 0 | 1993.7484 | 0.085782 | 4 | Commercial_2032_Economic_MW_Before Competition Groups_4 | LED Low/High Bay | 8.578% | 0 | 171.0279 | Commercial_2032_Economic_MW_Before Competition Groups_LED Low/High Bay
Commercial | Com ¦ LED Troffer/Surface/Suspended | 2032 | Economic | MW | Before Competition Groups | 127.3748 | 0 | 0 | 1993.7484 | 0.063887 | 5 | Commercial_2032_Economic_MW_Before Competition Groups_5 | LED Troffer/Surface/Suspended | 6.389% | 0 | 127.3748 | Commercial_2032_Economic_MW_Before Competition Groups_LED Troffer/Surface/Suspended
Commercial | Com ¦ ENERGY STAR LED LAMPS (REFLECTOR LAMPs/MR16/PAR 16) | 2032 | Economic | MW | Before Competition Groups | 122.8011 | 0 | 0 | 1993.7484 | 0.061593 | 6 | Commercial_2032_Economic_MW_Before Competition Groups_6 | ENERGY STAR LED LAMPS (REFLECTOR LAMPs/MR16/PAR 16) | 6.159% | 0 | 122.8011 | Commercial_2032_Economic_MW_Before Competition Groups_ENERGY STAR LED LAMPS (REFLECTOR LAMPs/MR16/PAR 16)
Commercial | Com ¦ Unitary Air-Conditioning Unit | 2032 | Economic | MW | Before Competition Groups | 117.8653 | 0 | 0 | 1993.7484 | 0.059117 | 7 | Commercial_2032_Economic_MW_Before Competition Groups_7 | Unitary Air-Conditioning Unit | 5.912% | 0 | 117.8653 | Commercial_2032_Economic_MW_Before Competition Groups_Unitary Air-Conditioning Unit
Commercial | Com ¦ Advanced BAS/Controllers | 2032 | Economic | MW | Before Competition Groups | 96.2678 | 0 | 0 | 1993.7484 | 0.048285 | 8 | Commercial_2032_Economic_MW_Before Competition Groups_8 | Advanced BAS/Controllers | 4.828% | 0 | 96.2678 | Commercial_2032_Economic_MW_Before Competition Groups_Advanced BAS/Controllers
Commercial | Com ¦ LED Replacement Lamp (Tube) | 2032 | Economic | MW | Before Competition Groups | 86.8272 | 0 | 0 | 1993.7484 | 0.04355 | 9 | Commercial_2032_Economic_MW_Before Competition Groups_9 | LED Replacement Lamp (Tube) | 4.355% | 0 | 86.8272 | Commercial_2032_Economic_MW_Before Competition Groups_LED Replacement Lamp (Tube)
Commercial | Com ¦ LLLC - High Impact Application | 2032 | Economic | MW | Before Competition Groups | 46.0754 | 0 | 0 | 1993.7484 | 0.02311 | 10 | Commercial_2032_Economic_MW_Before Competition Groups_10 | LLLC - High Impact Application | 2.311% | 0 | 46.0754 | Commercial_2032_Economic_MW_Before Competition Groups_LLLC - High Impact Application
Commercial | Com ¦ Adaptive Thermostats | 2032 | Economic | MW | Before Competition Groups | 42.7025 | 0 | 0 | 1993.7484 | 0.021418 | 11 | Commercial_2032_Economic_MW_Before Competition Groups_11 | Adaptive Thermostats | 2.142% | 0 | 42.7025 | Commercial_2032_Economic_MW_Before Competition Groups_Adaptive Thermostats
Commercial | Com ¦ LLLC - Low Impact Application | 2032 | Economic | MW | Before Competition Groups | 41.1466 | 0 | 0 | 1993.7484 | 0.020638 | 12 | Commercial_2032_Economic_MW_Before Competition Groups_12 | LLLC - Low Impact Application | 2.064% | 0 | 41.1466 | Commercial_2032_Economic_MW_Before Competition Groups_LLLC - Low Impact Application
Commercial | Com ¦ Refrigerated Display Case Doors | 2032 | Economic | MW | Before Competition Groups | 38.6529 | 0 | 0 | 1993.7484 | 0.019387 | 13 | Commercial_2032_Economic_MW_Before Competition Groups_13 | Refrigerated Display Case Doors | 1.939% | 0 | 38.6529 | Commercial_2032_Economic_MW_Before Competition Groups_Refrigerated Display Case Doors
Commercial | Com ¦ Data Center Storage/Server Virtualization | 2032 | Economic | MW | Before Competition Groups | 37.1385 | 0 | 0 | 1993.7484 | 0.018628 | 14 | Commercial_2032_Economic_MW_Before Competition Groups_14 | Data Center Storage/Server Virtualization | 1.863% | 0 | 37.1385 | Commercial_2032_Economic_MW_Before Competition Groups_Data Center Storage/Server Virtualization
Commercial | Com ¦ Demand Control Ventilation | 2032 | Economic | MW | Before Competition Groups | 34.2516 | 0 | 0 | 1993.7484 | 0.01718 | 15 | Commercial_2032_Economic_MW_Before Competition Groups_15 | Demand Control Ventilation | 1.718% | 0 | 34.2516 | Commercial_2032_Economic_MW_Before Competition Groups_Demand Control Ventilation
Commercial | Com ¦ Reach-in Shaded Pole to ECM/PSC Evaporator Fan Motor | 2032 | Economic | MW | Before Competition Groups | 33.9394 | 0 | 0 | 1993.7484 | 0.017023 | 16 | Commercial_2032_Economic_MW_Before Competition Groups_16 | Reach-in Shaded Pole to ECM/PSC Evaporator Fan Motor | 1.702% | 0 | 33.9394 | Commercial_2032_Economic_MW_Before Competition Groups_Reach-in Shaded Pole to ECM/PSC Evaporator Fan Motor
Commercial | Com ¦ Strip Curtains | 2032 | Economic | MW | Before Competition Groups | 31.7552 | 0 | 0 | 1993.7484 | 0.015927 | 17 | Commercial_2032_Economic_MW_Before Competition Groups_17 | Strip Curtains | 1.593% | 0 | 31.7552 | Commercial_2032_Economic_MW_Before Competition Groups_Strip Curtains
Commercial | Com ¦ Chilled Water Optimization | 2032 | Economic | MW | Before Competition Groups | 29.0626 | 0 | 0 | 1993.7484 | 0.014577 | 18 | Commercial_2032_Economic_MW_Before Competition Groups_18 | Chilled Water Optimization | 1.458% | 0 | 29.0626 | Commercial_2032_Economic_MW_Before Competition Groups_Chilled Water Optimization
Commercial | Com ¦ Furnace Tune-Up | 2032 | Economic | MW | Before Competition Groups | 28.4068 | 0 | 0 | 1993.7484 | 0.014248 | 19 | Commercial_2032_Economic_MW_Before Competition Groups_19 | Furnace Tune-Up | 1.425% | 0 | 28.4068 | Commercial_2032_Economic_MW_Before Competition Groups_Furnace Tune-Up
Commercial | Com ¦ LED or Equivalent Sign Lighting | 2032 | Economic | MW | Before Competition Groups | 27.3665 | 0 | 0 | 1993.7484 | 0.013726 | 20 | Commercial_2032_Economic_MW_Before Competition Groups_20 | LED or Equivalent Sign Lighting | 1.373% | 0 | 27.3665 | Commercial_2032_Economic_MW_Before Competition Groups_LED or Equivalent Sign Lighting
Commercial | Com ¦ Centrally controlled desktop PC/NETWORK PC POWER MANAGEMENT SOFTWARE | 2032 | Economic | MW | Before Competition Groups | 24.7227 | 0 | 0 | 1993.7484 | 0.0124 | 21 | Commercial_2032_Economic_MW_Before Competition Groups_21 | Centrally controlled desktop PC/NETWORK PC POWER MANAGEMENT SOFTWARE | 1.24% | 0 | 24.7227 | Commercial_2032_Economic_MW_Before Competition Groups_Centrally controlled desktop PC/NETWORK PC POWER MANAGEMENT SOFTWARE
Commercial | Com ¦ Variable Frequency Drive (VFD) | 2032 | Economic | MW | Before Competition Groups | 19.7716 | 0 | 0 | 1993.7484 | 0.0099168 | 22 | Commercial_2032_Economic_MW_Before Competition Groups_22 | Variable Frequency Drive (VFD) | 0.9917% | 0 | 19.7716 | Commercial_2032_Economic_MW_Before Competition Groups_Variable Frequency Drive (VFD)
Commercial | Com ¦ VFD on Pumps | 2032 | Economic | MW | Before Competition Groups | 18.5039 | 0 | 0 | 1993.7484 | 0.009281 | 23 | Commercial_2032_Economic_MW_Before Competition Groups_23 | VFD on Pumps | 0.9281% | 0 | 18.5039 | Commercial_2032_Economic_MW_Before Competition Groups_VFD on Pumps
Commercial | Com ¦ Refrigerated Display Case LED | 2032 | Economic | MW | Before Competition Groups | 17.799 | 0 | 0 | 1993.7484 | 0.0089274 | 24 | Commercial_2032_Economic_MW_Before Competition Groups_24 | Refrigerated Display Case LED | 0.8927% | 0 | 17.799 | Commercial_2032_Economic_MW_Before Competition Groups_Refrigerated Display Case LED
Commercial | Com ¦ ENERGY STAR LED LAMPS (General Service Lamps) | 2032 | Economic | MW | Before Competition Groups | 16.2081 | 0 | 0 | 1993.7484 | 0.0081295 | 25 | Commercial_2032_Economic_MW_Before Competition Groups_25 | ENERGY STAR LED LAMPS (General Service Lamps) | 0.8129% | 0 | 16.2081 | Commercial_2032_Economic_MW_Before Competition Groups_ENERGY STAR LED LAMPS (General Service Lamps)
Commercial | Com ¦ Air Handler with Dedicated Outdoor Air Systems | 2032 | Economic | MW | Before Competition Groups | 15.0904 | 0 | 0 | 1993.7484 | 0.0075689 | 26 | Commercial_2032_Economic_MW_Before Competition Groups_26 | Air Handler with Dedicated Outdoor Air Systems | 0.7569% | 0 | 15.0904 | Commercial_2032_Economic_MW_Before Competition Groups_Air Handler with Dedicated Outdoor Air Systems
Commercial | Com ¦ Demand Control Kitchen Ventilation | 2032 | Economic | MW | Before Competition Groups | 11.2132 | 0 | 0 | 1993.7484 | 0.0056242 | 27 | Commercial_2032_Economic_MW_Before Competition Groups_27 | Demand Control Kitchen Ventilation | 0.5624% | 0 | 11.2132 | Commercial_2032_Economic_MW_Before Competition Groups_Demand Control Kitchen Ventilation
Commercial | Com ¦ Occupancy Sensors | 2032 | Economic | MW | Before Competition Groups | 10.3091 | 0 | 0 | 1993.7484 | 0.0051707 | 28 | Commercial_2032_Economic_MW_Before Competition Groups_28 | Occupancy Sensors | 0.5171% | 0 | 10.3091 | Commercial_2032_Economic_MW_Before Competition Groups_Occupancy Sensors
Commercial | Com ¦ ECM MOTORS FOR EVAPORATOR FANS for refrigeration (WALK-IN) | 2032 | Economic | MW | Before Competition Groups | 10.2852 | 0 | 0 | 1993.7484 | 0.0051587 | 29 | Commercial_2032_Economic_MW_Before Competition Groups_29 | ECM MOTORS FOR EVAPORATOR FANS for refrigeration (WALK-IN) | 0.5159% | 0 | 10.2852 | Commercial_2032_Economic_MW_Before Competition Groups_ECM MOTORS FOR EVAPORATOR FANS for refrigeration (WALK-IN)
Commercial | Com ¦ Water Source Heat Pump (4 ton) | 2032 | Economic | MW | Before Competition Groups | 9.6168 | 0 | 0 | 1993.7484 | 0.0048235 | 30 | Commercial_2032_Economic_MW_Before Competition Groups_30 | Water Source Heat Pump (4 ton) | 0.4823% | 0 | 9.6168 | Commercial_2032_Economic_MW_Before Competition Groups_Water Source Heat Pump (4 ton)
Commercial | Com ¦ Freezer Case Light Sensor | 2032 | Economic | MW | Before Competition Groups | 8.8989 | 0 | 0 | 1993.7484 | 0.0044634 | 31 | Commercial_2032_Economic_MW_Before Competition Groups_31 | Freezer Case Light Sensor | 0.4463% | 0 | 8.8989 | Commercial_2032_Economic_MW_Before Competition Groups_Freezer Case Light Sensor
Commercial | Com ¦ Evaporator Fan Controls | 2032 | Economic | MW | Before Competition Groups | 8.6698 | 0 | 0 | 1993.7484 | 0.0043485 | 32 | Commercial_2032_Economic_MW_Before Competition Groups_32 | Evaporator Fan Controls | 0.4348% | 0 | 8.6698 | Commercial_2032_Economic_MW_Before Competition Groups_Evaporator Fan Controls
Commercial | Com ¦ LED EXTERIOR AREA LIGHTS - LED fixture (200W) | 2032 | Economic | MW | Before Competition Groups | 6.8764 | 0 | 0 | 1993.7484 | 0.003449 | 33 | Commercial_2032_Economic_MW_Before Competition Groups_33 | LED EXTERIOR AREA LIGHTS - LED fixture (200W) | 0.3449% | 0 | 6.8764 | Commercial_2032_Economic_MW_Before Competition Groups_LED EXTERIOR AREA LIGHTS - LED fixture (200W)
Commercial | Com ¦ ENERGY STAR Griddle (74% eff) | 2032 | Economic | MW | Before Competition Groups | 6.8357 | 0 | 0 | 1993.7484 | 0.0034286 | 34 | Commercial_2032_Economic_MW_Before Competition Groups_34 | ENERGY STAR Griddle (74% eff) | 0.3429% | 0 | 6.8357 | Commercial_2032_Economic_MW_Before Competition Groups_ENERGY STAR Griddle (74% eff)
Commercial | Com ¦ LED parking lot fixture | 2032 | Economic | MW | Before Competition Groups | 6.5695 | 0 | 0 | 1993.7484 | 0.003295 | 35 | Commercial_2032_Economic_MW_Before Competition Groups_35 | LED parking lot fixture | 0.3295% | 0 | 6.5695 | Commercial_2032_Economic_MW_Before Competition Groups_LED parking lot fixture
Commercial | Com ¦ Door Gasket Freezer/Refrigerator | 2032 | Economic | MW | Before Competition Groups | 5.901 | 0 | 0 | 1993.7484 | 0.0029598 | 36 | Commercial_2032_Economic_MW_Before Competition Groups_36 | Door Gasket Freezer/Refrigerator | 0.296% | 0 | 5.901 | Commercial_2032_Economic_MW_Before Competition Groups_Door Gasket Freezer/Refrigerator
Commercial | Com ¦ Elec Storage WH 2.30 Et | 2032 | Economic | MW | Before Competition Groups | 5.3367 | 0 | 0 | 1993.7484 | 0.0026767 | 37 | Commercial_2032_Economic_MW_Before Competition Groups_37 | Elec Storage WH 2.30 Et | 0.2677% | 0 | 5.3367 | Commercial_2032_Economic_MW_Before Competition Groups_Elec Storage WH 2.30 Et
Commercial | Com ¦ Duct Insulation, R8 | 2032 | Economic | MW | Before Competition Groups | 5.2148 | 0 | 0 | 1993.7484 | 0.0026156 | 38 | Commercial_2032_Economic_MW_Before Competition Groups_38 | Duct Insulation, R8 | 0.2616% | 0 | 5.2148 | Commercial_2032_Economic_MW_Before Competition Groups_Duct Insulation, R8
Commercial | Com ¦ BEVERAGE VENDING MACHINE CONTROLS | 2032 | Economic | MW | Before Competition Groups | 4.9229 | 0 | 0 | 1993.7484 | 0.0024691 | 39 | Commercial_2032_Economic_MW_Before Competition Groups_39 | BEVERAGE VENDING MACHINE CONTROLS | 0.2469% | 0 | 4.9229 | Commercial_2032_Economic_MW_Before Competition Groups_BEVERAGE VENDING MACHINE CONTROLS
Commercial | Com ¦ LED street light fixture | 2032 | Economic | MW | Before Competition Groups | 4.1693 | 0 | 0 | 1993.7484 | 0.0020912 | 40 | Commercial_2032_Economic_MW_Before Competition Groups_40 | LED street light fixture | 0.2091% | 0 | 4.1693 | Commercial_2032_Economic_MW_Before Competition Groups_LED street light fixture
Commercial | Com ¦ Networked/Connected - Low Impact Application | 2032 | Economic | MW | Before Competition Groups | 3.4437 | 0 | 0 | 1993.7484 | 0.0017273 | 41 | Commercial_2032_Economic_MW_Before Competition Groups_41 | Networked/Connected - Low Impact Application | 0.1727% | 0 | 3.4437 | Commercial_2032_Economic_MW_Before Competition Groups_Networked/Connected - Low Impact Application
Commercial | Com ¦ CO Sensors for parking garage exhaust fans | 2032 | Economic | MW | Before Competition Groups | 3.3037 | 0 | 0 | 1993.7484 | 0.0016571 | 42 | Commercial_2032_Economic_MW_Before Competition Groups_42 | CO Sensors for parking garage exhaust fans | 0.1657% | 0 | 3.3037 | Commercial_2032_Economic_MW_Before Competition Groups_CO Sensors for parking garage exhaust fans
Commercial | Com ¦ Temperature Adjustment in Commercial Freezers | 2032 | Economic | MW | Before Competition Groups | 3.1696 | 0 | 0 | 1993.7484 | 0.0015898 | 43 | Commercial_2032_Economic_MW_Before Competition Groups_43 | Temperature Adjustment in Commercial Freezers | 0.159% | 0 | 3.1696 | Commercial_2032_Economic_MW_Before Competition Groups_Temperature Adjustment in Commercial Freezers
Commercial | Com ¦ Networked/Connected - High Impact Application | 2032 | Economic | MW | Before Competition Groups | 2.8846 | 0 | 0 | 1993.7484 | 0.0014468 | 44 | Commercial_2032_Economic_MW_Before Competition Groups_44 | Networked/Connected - High Impact Application | 0.1447% | 0 | 2.8846 | Commercial_2032_Economic_MW_Before Competition Groups_Networked/Connected - High Impact Application
Commercial | Com ¦ Vertical Night Covers | 2032 | Economic | MW | Before Competition Groups | 2.6212 | 0 | 0 | 1993.7484 | 0.0013147 | 45 | Commercial_2032_Economic_MW_Before Competition Groups_45 | Vertical Night Covers | 0.1315% | 0 | 2.6212 | Commercial_2032_Economic_MW_Before Competition Groups_Vertical Night Covers
Commercial | Com ¦ Energy Efficient Laboratory Fume Hood | 2032 | Economic | MW | Before Competition Groups | 2.5628 | 0 | 0 | 1993.7484 | 0.0012854 | 46 | Commercial_2032_Economic_MW_Before Competition Groups_46 | Energy Efficient Laboratory Fume Hood | 0.1285% | 0 | 2.5628 | Commercial_2032_Economic_MW_Before Competition Groups_Energy Efficient Laboratory Fume Hood
Commercial | Com ¦ Water Heating (DHW) Pipe Insulation (Add 3/4\ Foam)" | 2032 | Economic | MW | Before Competition Groups | 2.0003 | 0 | 0 | 1993.7484 | 0.0010033 | 47 | Commercial_2032_Economic_MW_Before Competition Groups_47 | Water Heating (DHW) Pipe Insulation (Add 3/4\ Foam)" | 0.1003% | 0 | 2.0003 | Commercial_2032_Economic_MW_Before Competition Groups_Water Heating (DHW) Pipe Insulation (Add 3/4\ Foam)"
Commercial | Com ¦ ENERGY STAR Fryer (84% eff) | 2032 | Economic | MW | Before Competition Groups | 1.9832 | 0 | 0 | 1993.7484 | 0.00099473 | 48 | Commercial_2032_Economic_MW_Before Competition Groups_48 | ENERGY STAR Fryer (84% eff) | 0.09947% | 0 | 1.9832 | Commercial_2032_Economic_MW_Before Competition Groups_ENERGY STAR Fryer (84% eff)
Commercial | Com ¦ Outside Air Economizer | 2032 | Economic | MW | Before Competition Groups | 1.929 | 0 | 0 | 1993.7484 | 0.00096751 | 49 | Commercial_2032_Economic_MW_Before Competition Groups_49 | Outside Air Economizer | 0.09675% | 0 | 1.929 | Commercial_2032_Economic_MW_Before Competition Groups_Outside Air Economizer
Commercial | Com ¦ ENERGY STAR Dishwasher | 2032 | Economic | MW | Before Competition Groups | 1.4605 | 0 | 0 | 1993.7484 | 0.00073256 | 50 | Commercial_2032_Economic_MW_Before Competition Groups_50 | ENERGY STAR Dishwasher | 0.07326% | 0 | 1.4605 | Commercial_2032_Economic_MW_Before Competition Groups_ENERGY STAR Dishwasher
Commercial | Com ¦ Suction Pipe Insulation Freezer/Refrigerator | 2032 | Economic | MW | Before Competition Groups | 1.3623 | 0 | 0 | 1993.7484 | 0.00068328 | 51 | Commercial_2032_Economic_MW_Before Competition Groups_51 | Suction Pipe Insulation Freezer/Refrigerator | 0.06833% | 0 | 1.3623 | Commercial_2032_Economic_MW_Before Competition Groups_Suction Pipe Insulation Freezer/Refrigerator
Commercial | Com ¦ ENERGY STAR Steam Cookers | 2032 | Economic | MW | Before Competition Groups | 1.2997 | 0 | 0 | 1993.7484 | 0.00065188 | 52 | Commercial_2032_Economic_MW_Before Competition Groups_52 | ENERGY STAR Steam Cookers | 0.06519% | 0 | 1.2997 | Commercial_2032_Economic_MW_Before Competition Groups_ENERGY STAR Steam Cookers
Commercial | Com ¦ High Efficiency Small Instantaneous Water Heater | 2032 | Economic | MW | Before Competition Groups | 0.8917 | 0 | 0 | 1993.7484 | 0.00044725 | 53 | Commercial_2032_Economic_MW_Before Competition Groups_53 | High Efficiency Small Instantaneous Water Heater | 0.04472% | 0 | 0.8917 | Commercial_2032_Economic_MW_Before Competition Groups_High Efficiency Small Instantaneous Water Heater
Commercial | Com ¦ Condensing Make Up Air Unit | 2032 | Economic | MW | Before Competition Groups | 0.88099 | 0 | 0 | 1993.7484 | 0.00044188 | 54 | Commercial_2032_Economic_MW_Before Competition Groups_54 | Condensing Make Up Air Unit | 0.04419% | 0 | 0.88099 | Commercial_2032_Economic_MW_Before Competition Groups_Condensing Make Up Air Unit
Commercial | Com ¦ Ozone Laundry Treatment | 2032 | Economic | MW | Before Competition Groups | 0.78539 | 0 | 0 | 1993.7484 | 0.00039393 | 55 | Commercial_2032_Economic_MW_Before Competition Groups_55 | Ozone Laundry Treatment | 0.03939% | 0 | 0.78539 | Commercial_2032_Economic_MW_Before Competition Groups_Ozone Laundry Treatment
Commercial | Com ¦ Thermostat Setback | 2032 | Economic | MW | Before Competition Groups | 0.76091 | 0 | 0 | 1993.7484 | 0.00038165 | 56 | Commercial_2032_Economic_MW_Before Competition Groups_56 | Thermostat Setback | 0.03817% | 0 | 0.76091 | Commercial_2032_Economic_MW_Before Competition Groups_Thermostat Setback
Commercial | Com ¦ PTAC (12 EER/10,000 BTU) | 2032 | Economic | MW | Before Competition Groups | 0.61932 | 0 | 0 | 1993.7484 | 0.00031063 | 57 | Commercial_2032_Economic_MW_Before Competition Groups_57 | PTAC (12 EER/10,000 BTU) | 0.03106% | 0 | 0.61932 | Commercial_2032_Economic_MW_Before Competition Groups_PTAC (12 EER/10,000 BTU)
Commercial | Com ¦ Solar Water Preheat (Pools/DHW) | 2032 | Economic | MW | Before Competition Groups | 0.40758 | 0 | 0 | 1993.7484 | 0.00020443 | 58 | Commercial_2032_Economic_MW_Before Competition Groups_58 | Solar Water Preheat (Pools/DHW) | 0.02044% | 0 | 0.40758 | Commercial_2032_Economic_MW_Before Competition Groups_Solar Water Preheat (Pools/DHW)
Commercial | COM ¦ Ductless Mini-Split Heat Pumps | 2032 | Economic | MW | Before Competition Groups | 0.39314 | 0 | 0 | 1993.7484 | 0.00019719 | 59 | Commercial_2032_Economic_MW_Before Competition Groups_59 | Ductless Mini-Split Heat Pumps | 0.01972% | 0 | 0.39314 | Commercial_2032_Economic_MW_Before Competition Groups_Ductless Mini-Split Heat Pumps
Commercial | Com ¦ ECM MOTORS FOR HVAC APPLICATION (FAN-POWERED VAV BOX) | 2032 | Economic | MW | Before Competition Groups | 0.31726 | 0 | 0 | 1993.7484 | 0.00015912 | 60 | Commercial_2032_Economic_MW_Before Competition Groups_60 | ECM MOTORS FOR HVAC APPLICATION (FAN-POWERED VAV BOX) | 0.01591% | 0 | 0.31726 | Commercial_2032_Economic_MW_Before Competition Groups_ECM MOTORS FOR HVAC APPLICATION (FAN-POWERED VAV BOX)
Commercial | Com ¦ Notched V belts for HVAC Systems | 2032 | Economic | MW | Before Competition Groups | 0.26818 | 0 | 0 | 1993.7484 | 0.00013451 | 61 | Commercial_2032_Economic_MW_Before Competition Groups_61 | Notched V belts for HVAC Systems | 0.01345% | 0 | 0.26818 | Commercial_2032_Economic_MW_Before Competition Groups_Notched V belts for HVAC Systems
Commercial | Com ¦ Efficient compressor motor | 2032 | Economic | MW | Before Competition Groups | 0.26754 | 0 | 0 | 1993.7484 | 0.00013419 | 62 | Commercial_2032_Economic_MW_Before Competition Groups_62 | Efficient compressor motor | 0.01342% | 0 | 0.26754 | Commercial_2032_Economic_MW_Before Competition Groups_Efficient compressor motor
Commercial | Com ¦ Auto Off Time Switch or Time Clock control | 2032 | Economic | MW | Before Competition Groups | 0.19397 | 0 | 0 | 1993.7484 | 9.7291e-05 | 63 | Commercial_2032_Economic_MW_Before Competition Groups_63 | Auto Off Time Switch or Time Clock control | 0.009729% | 0 | 0.19397 | Commercial_2032_Economic_MW_Before Competition Groups_Auto Off Time Switch or Time Clock control
Commercial | Com ¦ CEE Tier 2/Energy Star Clothes Washers | 2032 | Economic | MW | Before Competition Groups | 0.18081 | 0 | 0 | 1993.7484 | 9.0689e-05 | 64 | Commercial_2032_Economic_MW_Before Competition Groups_64 | CEE Tier 2/Energy Star Clothes Washers | 0.009069% | 0 | 0.18081 | Commercial_2032_Economic_MW_Before Competition Groups_CEE Tier 2/Energy Star Clothes Washers
Commercial | Com ¦ HVAC Optimization | 2032 | Economic | MW | Before Competition Groups | 0.13494 | 0 | 0 | 1993.7484 | 6.768e-05 | 65 | Commercial_2032_Economic_MW_Before Competition Groups_65 | HVAC Optimization | 0.006768% | 0 | 0.13494 | Commercial_2032_Economic_MW_Before Competition Groups_HVAC Optimization
Commercial | Com ¦ Demand controlled Circulating Systems | 2032 | Economic | MW | Before Competition Groups | 0.12834 | 0 | 0 | 1993.7484 | 6.4369e-05 | 66 | Commercial_2032_Economic_MW_Before Competition Groups_66 | Demand controlled Circulating Systems | 0.006437% | 0 | 0.12834 | Commercial_2032_Economic_MW_Before Competition Groups_Demand controlled Circulating Systems
Commercial | Com ¦ Commercial Hot Food Holding Cabinets | 2032 | Economic | MW | Before Competition Groups | 0.11317 | 0 | 0 | 1993.7484 | 5.6761e-05 | 67 | Commercial_2032_Economic_MW_Before Competition Groups_67 | Commercial Hot Food Holding Cabinets | 0.005676% | 0 | 0.11317 | Commercial_2032_Economic_MW_Before Competition Groups_Commercial Hot Food Holding Cabinets
Commercial | Com ¦ Low Flow Pre-Rinse Spray Nozzle | 2032 | Economic | MW | Before Competition Groups | 0.11013 | 0 | 0 | 1993.7484 | 5.5235e-05 | 68 | Commercial_2032_Economic_MW_Before Competition Groups_68 | Low Flow Pre-Rinse Spray Nozzle | 0.005524% | 0 | 0.11013 | Commercial_2032_Economic_MW_Before Competition Groups_Low Flow Pre-Rinse Spray Nozzle
Commercial | Com ¦ Room AC (w/ louvered sides) 14 SEER from 12 SEER code | 2032 | Economic | MW | Before Competition Groups | 0.092592 | 0 | 0 | 1993.7484 | 4.6441e-05 | 69 | Commercial_2032_Economic_MW_Before Competition Groups_69 | Room AC (w/ louvered sides) 14 SEER from 12 SEER code | 0.004644% | 0 | 0.092592 | Commercial_2032_Economic_MW_Before Competition Groups_Room AC (w/ louvered sides) 14 SEER from 12 SEER code
Commercial | Com ¦ Energy Recovery Ventilation and Ventilation (Enhanced) | 2032 | Economic | MW | Before Competition Groups | 0.059077 | 0 | 0 | 1993.7484 | 2.9631e-05 | 70 | Commercial_2032_Economic_MW_Before Competition Groups_70 | Energy Recovery Ventilation and Ventilation (Enhanced) | 0.002963% | 0 | 0.059077 | Commercial_2032_Economic_MW_Before Competition Groups_Energy Recovery Ventilation and Ventilation (Enhanced)
Commercial | Com ¦ LED RECESSED DOWNLIGHTS | 2032 | Economic | MW | Before Competition Groups | 0.048694 | 0 | 0 | 1993.7484 | 2.4423e-05 | 71 | Commercial_2032_Economic_MW_Before Competition Groups_71 | LED RECESSED DOWNLIGHTS | 0.002442% | 0 | 0.048694 | Commercial_2032_Economic_MW_Before Competition Groups_LED RECESSED DOWNLIGHTS
Commercial | Com ¦ Wall Insulation | 2032 | Economic | MW | Before Competition Groups | 0.047902 | 0 | 0 | 1993.7484 | 2.4026e-05 | 72 | Commercial_2032_Economic_MW_Before Competition Groups_72 | Wall Insulation | 0.002403% | 0 | 0.047902 | Commercial_2032_Economic_MW_Before Competition Groups_Wall Insulation
Commercial | Com ¦ Condensing Unit Heaters or other Efficient Unit Heating System | 2032 | Economic | MW | Before Competition Groups | 0.044696 | 0 | 0 | 1993.7484 | 2.2418e-05 | 73 | Commercial_2032_Economic_MW_Before Competition Groups_73 | Condensing Unit Heaters or other Efficient Unit Heating System | 0.002242% | 0 | 0.044696 | Commercial_2032_Economic_MW_Before Competition Groups_Condensing Unit Heaters or other Efficient Unit Heating System
Commercial | Com ¦ High Efficiency Chiller (avg of water and air cooled) | 2032 | Economic | MW | Before Competition Groups | 0.043403 | 0 | 0 | 1993.7484 | 2.1769e-05 | 74 | Commercial_2032_Economic_MW_Before Competition Groups_74 | High Efficiency Chiller (avg of water and air cooled) | 0.002177% | 0 | 0.043403 | Commercial_2032_Economic_MW_Before Competition Groups_High Efficiency Chiller (avg of water and air cooled)
Commercial | Com ¦ VSD Air Compressor | 2032 | Economic | MW | Before Competition Groups | 0.032626 | 0 | 0 | 1993.7484 | 1.6364e-05 | 75 | Commercial_2032_Economic_MW_Before Competition Groups_75 | VSD Air Compressor | 0.001636% | 0 | 0.032626 | Commercial_2032_Economic_MW_Before Competition Groups_VSD Air Compressor
Commercial | Com ¦ EC Plug Fan for Data Center (under cabinet) | 2032 | Economic | MW | Before Competition Groups | 0.0092773 | 0 | 0 | 1993.7484 | 4.6532e-06 | 76 | Commercial_2032_Economic_MW_Before Competition Groups_76 | EC Plug Fan for Data Center (under cabinet) | 0.0004653% | 0 | 0.0092773 | Commercial_2032_Economic_MW_Before Competition Groups_EC Plug Fan for Data Center (under cabinet)
Commercial | Com ¦ Air Curtains | 2032 | Economic | MW | Before Competition Groups | 0.0073043 | 0 | 0 | 1993.7484 | 3.6636e-06 | 77 | Commercial_2032_Economic_MW_Before Competition Groups_77 | Air Curtains | 0.0003664% | 0 | 0.0073043 | Commercial_2032_Economic_MW_Before Competition Groups_Air Curtains
Commercial | Com ¦ Electric Convection Combination Ovens | 2032 | Economic | MW | Before Competition Groups | 0.00040932 | 0 | 0 | 1993.7484 | 2.053e-07 | 78 | Commercial_2032_Economic_MW_Before Competition Groups_78 | Electric Convection Combination Ovens | 2.053e-05% | 0 | 0.00040932 | Commercial_2032_Economic_MW_Before Competition Groups_Electric Convection Combination Ovens
Commercial | Com ¦ Indoor Daylight Sensors/Photocell Dimming Control | 2032 | Economic | MW | Before Competition Groups | 0 | 0 | 0 | 1993.7484 | 0 | 79 | Commercial_2032_Economic_MW_Before Competition Groups_79 | Indoor Daylight Sensors/Photocell Dimming Control | 0% | 0 | 0 | Commercial_2032_Economic_MW_Before Competition Groups_Indoor Daylight Sensors/Photocell Dimming Control
Commercial | Com ¦ Variable Refrigerant Flow Heat Pump | 2032 | Economic | MW | Before Competition Groups | 0 | 0 | 0 | 1993.7484 | 0 | 80 | Commercial_2032_Economic_MW_Before Competition Groups_80 | Variable Refrigerant Flow Heat Pump | 0% | 0 | 0 | Commercial_2032_Economic_MW_Before Competition Groups_Variable Refrigerant Flow Heat Pump
Commercial | Com ¦ LED Low/High Bay | 2032 | SC A | MW | Before Competition Groups | 140.0557 | 0 | 0 | 985.9682 | 0.14205 | 1 | Commercial_2032_SC A_MW_Before Competition Groups_1 | LED Low/High Bay | 14.2% | 0 | 140.0557 | Commercial_2032_SC A_MW_Before Competition Groups_LED Low/High Bay
Commercial | Com ¦ LED Troffer/Surface/Suspended | 2032 | SC A | MW | Before Competition Groups | 121.4494 | 0 | 0 | 985.9682 | 0.12318 | 2 | Commercial_2032_SC A_MW_Before Competition Groups_2 | LED Troffer/Surface/Suspended | 12.32% | 0 | 121.4494 | Commercial_2032_SC A_MW_Before Competition Groups_LED Troffer/Surface/Suspended
Commercial | Com ¦ ENERGY STAR LED LAMPS (REFLECTOR LAMPs/MR16/PAR 16) | 2032 | SC A | MW | Before Competition Groups | 119.8392 | 0 | 0 | 985.9682 | 0.12154 | 3 | Commercial_2032_SC A_MW_Before Competition Groups_3 | ENERGY STAR LED LAMPS (REFLECTOR LAMPs/MR16/PAR 16) | 12.15% | 0 | 119.8392 | Commercial_2032_SC A_MW_Before Competition Groups_ENERGY STAR LED LAMPS (REFLECTOR LAMPs/MR16/PAR 16)
Commercial | Com ¦ LED Replacement Lamp (Tube) | 2032 | SC A | MW | Before Competition Groups | 72.1114 | 0 | 0 | 985.9682 | 0.073138 | 4 | Commercial_2032_SC A_MW_Before Competition Groups_4 | LED Replacement Lamp (Tube) | 7.314% | 0 | 72.1114 | Commercial_2032_SC A_MW_Before Competition Groups_LED Replacement Lamp (Tube)
Commercial | Com ¦ High Efficiency Air Source Heat Pump | 2032 | SC A | MW | Before Competition Groups | 66.668 | 0 | 0 | 985.9682 | 0.067617 | 5 | Commercial_2032_SC A_MW_Before Competition Groups_5 | High Efficiency Air Source Heat Pump | 6.762% | 0 | 66.668 | Commercial_2032_SC A_MW_Before Competition Groups_High Efficiency Air Source Heat Pump
Commercial | Com ¦ Building Recommissioning, Operations and Maintenance (O&M) Improvements | 2032 | SC A | MW | Before Competition Groups | 60.6226 | 0 | 0 | 985.9682 | 0.061485 | 6 | Commercial_2032_SC A_MW_Before Competition Groups_6 | Building Recommissioning, Operations and Maintenance (O&M) Improvements | 6.149% | 0 | 60.6226 | Commercial_2032_SC A_MW_Before Competition Groups_Building Recommissioning, Operations and Maintenance (O&M) Improvements
Commercial | Com ¦ Education and Capacity Building/Energy Behavior | 2032 | SC A | MW | Before Competition Groups | 36.2149 | 0 | 0 | 985.9682 | 0.03673 | 7 | Commercial_2032_SC A_MW_Before Competition Groups_7 | Education and Capacity Building/Energy Behavior | 3.673% | 0 | 36.2149 | Commercial_2032_SC A_MW_Before Competition Groups_Education and Capacity Building/Energy Behavior
Commercial | Com ¦ Advanced BAS/Controllers | 2032 | SC A | MW | Before Competition Groups | 32.5108 | 0 | 0 | 985.9682 | 0.032974 | 8 | Commercial_2032_SC A_MW_Before Competition Groups_8 | Advanced BAS/Controllers | 3.297% | 0 | 32.5108 | Commercial_2032_SC A_MW_Before Competition Groups_Advanced BAS/Controllers
Commercial | Com ¦ Data Center Storage/Server Virtualization | 2032 | SC A | MW | Before Competition Groups | 25.7773 | 0 | 0 | 985.9682 | 0.026144 | 9 | Commercial_2032_SC A_MW_Before Competition Groups_9 | Data Center Storage/Server Virtualization | 2.614% | 0 | 25.7773 | Commercial_2032_SC A_MW_Before Competition Groups_Data Center Storage/Server Virtualization
Commercial | Com ¦ Reach-in Shaded Pole to ECM/PSC Evaporator Fan Motor | 2032 | SC A | MW | Before Competition Groups | 24.1964 | 0 | 0 | 985.9682 | 0.024541 | 10 | Commercial_2032_SC A_MW_Before Competition Groups_10 | Reach-in Shaded Pole to ECM/PSC Evaporator Fan Motor | 2.454% | 0 | 24.1964 | Commercial_2032_SC A_MW_Before Competition Groups_Reach-in Shaded Pole to ECM/PSC Evaporator Fan Motor
Commercial | Com ¦ Adaptive Thermostats | 2032 | SC A | MW | Before Competition Groups | 22.2329 | 0 | 0 | 985.9682 | 0.022549 | 11 | Commercial_2032_SC A_MW_Before Competition Groups_11 | Adaptive Thermostats | 2.255% | 0 | 22.2329 | Commercial_2032_SC A_MW_Before Competition Groups_Adaptive Thermostats
Commercial | Com ¦ Unitary Air-Conditioning Unit | 2032 | SC A | MW | Before Competition Groups | 22.0455 | 0 | 0 | 985.9682 | 0.022359 | 12 | Commercial_2032_SC A_MW_Before Competition Groups_12 | Unitary Air-Conditioning Unit | 2.236% | 0 | 22.0455 | Commercial_2032_SC A_MW_Before Competition Groups_Unitary Air-Conditioning Unit
Commercial | Com ¦ Refrigerated Display Case Doors | 2032 | SC A | MW | Before Competition Groups | 20.0467 | 0 | 0 | 985.9682 | 0.020332 | 13 | Commercial_2032_SC A_MW_Before Competition Groups_13 | Refrigerated Display Case Doors | 2.033% | 0 | 20.0467 | Commercial_2032_SC A_MW_Before Competition Groups_Refrigerated Display Case Doors
Commercial | Com ¦ Strip Curtains | 2032 | SC A | MW | Before Competition Groups | 19.8574 | 0 | 0 | 985.9682 | 0.02014 | 14 | Commercial_2032_SC A_MW_Before Competition Groups_14 | Strip Curtains | 2.014% | 0 | 19.8574 | Commercial_2032_SC A_MW_Before Competition Groups_Strip Curtains
Commercial | Com ¦ LED or Equivalent Sign Lighting | 2032 | SC A | MW | Before Competition Groups | 18.531 | 0 | 0 | 985.9682 | 0.018795 | 15 | Commercial_2032_SC A_MW_Before Competition Groups_15 | LED or Equivalent Sign Lighting | 1.879% | 0 | 18.531 | Commercial_2032_SC A_MW_Before Competition Groups_LED or Equivalent Sign Lighting
Commercial | Com ¦ Furnace Tune-Up | 2032 | SC A | MW | Before Competition Groups | 17.0065 | 0 | 0 | 985.9682 | 0.017248 | 16 | Commercial_2032_SC A_MW_Before Competition Groups_16 | Furnace Tune-Up | 1.725% | 0 | 17.0065 | Commercial_2032_SC A_MW_Before Competition Groups_Furnace Tune-Up
Commercial | Com ¦ ENERGY STAR LED LAMPS (General Service Lamps) | 2032 | SC A | MW | Before Competition Groups | 14.7376 | 0 | 0 | 985.9682 | 0.014947 | 17 | Commercial_2032_SC A_MW_Before Competition Groups_17 | ENERGY STAR LED LAMPS (General Service Lamps) | 1.495% | 0 | 14.7376 | Commercial_2032_SC A_MW_Before Competition Groups_ENERGY STAR LED LAMPS (General Service Lamps)
Commercial | Com ¦ Centrally controlled desktop PC/NETWORK PC POWER MANAGEMENT SOFTWARE | 2032 | SC A | MW | Before Competition Groups | 14.0691 | 0 | 0 | 985.9682 | 0.014269 | 18 | Commercial_2032_SC A_MW_Before Competition Groups_18 | Centrally controlled desktop PC/NETWORK PC POWER MANAGEMENT SOFTWARE | 1.427% | 0 | 14.0691 | Commercial_2032_SC A_MW_Before Competition Groups_Centrally controlled desktop PC/NETWORK PC POWER MANAGEMENT SOFTWARE
Commercial | Com ¦ Chilled Water Optimization | 2032 | SC A | MW | Before Competition Groups | 12.9138 | 0 | 0 | 985.9682 | 0.013098 | 19 | Commercial_2032_SC A_MW_Before Competition Groups_19 | Chilled Water Optimization | 1.31% | 0 | 12.9138 | Commercial_2032_SC A_MW_Before Competition Groups_Chilled Water Optimization
Commercial | Com ¦ Demand Control Ventilation | 2032 | SC A | MW | Before Competition Groups | 12.2977 | 0 | 0 | 985.9682 | 0.012473 | 20 | Commercial_2032_SC A_MW_Before Competition Groups_20 | Demand Control Ventilation | 1.247% | 0 | 12.2977 | Commercial_2032_SC A_MW_Before Competition Groups_Demand Control Ventilation
Commercial | Com ¦ Variable Frequency Drive (VFD) | 2032 | SC A | MW | Before Competition Groups | 11.9744 | 0 | 0 | 985.9682 | 0.012145 | 21 | Commercial_2032_SC A_MW_Before Competition Groups_21 | Variable Frequency Drive (VFD) | 1.214% | 0 | 11.9744 | Commercial_2032_SC A_MW_Before Competition Groups_Variable Frequency Drive (VFD)
Commercial | Com ¦ VFD on Pumps | 2032 | SC A | MW | Before Competition Groups | 11.1224 | 0 | 0 | 985.9682 | 0.011281 | 22 | Commercial_2032_SC A_MW_Before Competition Groups_22 | VFD on Pumps | 1.128% | 0 | 11.1224 | Commercial_2032_SC A_MW_Before Competition Groups_VFD on Pumps
Commercial | Com ¦ Refrigerated Display Case LED | 2032 | SC A | MW | Before Competition Groups | 8.2 | 0 | 0 | 985.9682 | 0.0083167 | 23 | Commercial_2032_SC A_MW_Before Competition Groups_23 | Refrigerated Display Case LED | 0.8317% | 0 | 8.2 | Commercial_2032_SC A_MW_Before Competition Groups_Refrigerated Display Case LED
Commercial | Com ¦ LED EXTERIOR AREA LIGHTS - LED fixture (200W) | 2032 | SC A | MW | Before Competition Groups | 6.371 | 0 | 0 | 985.9682 | 0.0064617 | 24 | Commercial_2032_SC A_MW_Before Competition Groups_24 | LED EXTERIOR AREA LIGHTS - LED fixture (200W) | 0.6462% | 0 | 6.371 | Commercial_2032_SC A_MW_Before Competition Groups_LED EXTERIOR AREA LIGHTS - LED fixture (200W)
Commercial | Com ¦ ECM MOTORS FOR EVAPORATOR FANS for refrigeration (WALK-IN) | 2032 | SC A | MW | Before Competition Groups | 6.1349 | 0 | 0 | 985.9682 | 0.0062222 | 25 | Commercial_2032_SC A_MW_Before Competition Groups_25 | ECM MOTORS FOR EVAPORATOR FANS for refrigeration (WALK-IN) | 0.6222% | 0 | 6.1349 | Commercial_2032_SC A_MW_Before Competition Groups_ECM MOTORS FOR EVAPORATOR FANS for refrigeration (WALK-IN)
Commercial | Com ¦ LED parking lot fixture | 2032 | SC A | MW | Before Competition Groups | 6.1238 | 0 | 0 | 985.9682 | 0.0062109 | 26 | Commercial_2032_SC A_MW_Before Competition Groups_26 | LED parking lot fixture | 0.6211% | 0 | 6.1238 | Commercial_2032_SC A_MW_Before Competition Groups_LED parking lot fixture
Commercial | Com ¦ Door Gasket Freezer/Refrigerator | 2032 | SC A | MW | Before Competition Groups | 5.549 | 0 | 0 | 985.9682 | 0.005628 | 27 | Commercial_2032_SC A_MW_Before Competition Groups_27 | Door Gasket Freezer/Refrigerator | 0.5628% | 0 | 5.549 | Commercial_2032_SC A_MW_Before Competition Groups_Door Gasket Freezer/Refrigerator
Commercial | Com ¦ Air Handler with Dedicated Outdoor Air Systems | 2032 | SC A | MW | Before Competition Groups | 5.3239 | 0 | 0 | 985.9682 | 0.0053996 | 28 | Commercial_2032_SC A_MW_Before Competition Groups_28 | Air Handler with Dedicated Outdoor Air Systems | 0.54% | 0 | 5.3239 | Commercial_2032_SC A_MW_Before Competition Groups_Air Handler with Dedicated Outdoor Air Systems
Commercial | Com ¦ Demand Control Kitchen Ventilation | 2032 | SC A | MW | Before Competition Groups | 5.1808 | 0 | 0 | 985.9682 | 0.0052545 | 29 | Commercial_2032_SC A_MW_Before Competition Groups_29 | Demand Control Kitchen Ventilation | 0.5255% | 0 | 5.1808 | Commercial_2032_SC A_MW_Before Competition Groups_Demand Control Kitchen Ventilation
Commercial | Com ¦ Evaporator Fan Controls | 2032 | SC A | MW | Before Competition Groups | 5.1556 | 0 | 0 | 985.9682 | 0.005229 | 30 | Commercial_2032_SC A_MW_Before Competition Groups_30 | Evaporator Fan Controls | 0.5229% | 0 | 5.1556 | Commercial_2032_SC A_MW_Before Competition Groups_Evaporator Fan Controls
Commercial | Com ¦ ENERGY STAR Griddle (74% eff) | 2032 | SC A | MW | Before Competition Groups | 4.5015 | 0 | 0 | 985.9682 | 0.0045656 | 31 | Commercial_2032_SC A_MW_Before Competition Groups_31 | ENERGY STAR Griddle (74% eff) | 0.4566% | 0 | 4.5015 | Commercial_2032_SC A_MW_Before Competition Groups_ENERGY STAR Griddle (74% eff)
Commercial | Com ¦ Freezer Case Light Sensor | 2032 | SC A | MW | Before Competition Groups | 4.3208 | 0 | 0 | 985.9682 | 0.0043823 | 32 | Commercial_2032_SC A_MW_Before Competition Groups_32 | Freezer Case Light Sensor | 0.4382% | 0 | 4.3208 | Commercial_2032_SC A_MW_Before Competition Groups_Freezer Case Light Sensor
Commercial | Com ¦ LED street light fixture | 2032 | SC A | MW | Before Competition Groups | 3.8077 | 0 | 0 | 985.9682 | 0.0038619 | 33 | Commercial_2032_SC A_MW_Before Competition Groups_33 | LED street light fixture | 0.3862% | 0 | 3.8077 | Commercial_2032_SC A_MW_Before Competition Groups_LED street light fixture
Commercial | Com ¦ Occupancy Sensors | 2032 | SC A | MW | Before Competition Groups | 3.7222 | 0 | 0 | 985.9682 | 0.0037751 | 34 | Commercial_2032_SC A_MW_Before Competition Groups_34 | Occupancy Sensors | 0.3775% | 0 | 3.7222 | Commercial_2032_SC A_MW_Before Competition Groups_Occupancy Sensors
Commercial | Com ¦ Duct Insulation, R8 | 2032 | SC A | MW | Before Competition Groups | 3.0944 | 0 | 0 | 985.9682 | 0.0031384 | 35 | Commercial_2032_SC A_MW_Before Competition Groups_35 | Duct Insulation, R8 | 0.3138% | 0 | 3.0944 | Commercial_2032_SC A_MW_Before Competition Groups_Duct Insulation, R8
Commercial | Com ¦ Water Source Heat Pump (4 ton) | 2032 | SC A | MW | Before Competition Groups | 2.9471 | 0 | 0 | 985.9682 | 0.0029891 | 36 | Commercial_2032_SC A_MW_Before Competition Groups_36 | Water Source Heat Pump (4 ton) | 0.2989% | 0 | 2.9471 | Commercial_2032_SC A_MW_Before Competition Groups_Water Source Heat Pump (4 ton)
Commercial | Com ¦ BEVERAGE VENDING MACHINE CONTROLS | 2032 | SC A | MW | Before Competition Groups | 2.1298 | 0 | 0 | 985.9682 | 0.0021601 | 37 | Commercial_2032_SC A_MW_Before Competition Groups_37 | BEVERAGE VENDING MACHINE CONTROLS | 0.216% | 0 | 2.1298 | Commercial_2032_SC A_MW_Before Competition Groups_BEVERAGE VENDING MACHINE CONTROLS
Commercial | Com ¦ Elec Storage WH 2.30 Et | 2032 | SC A | MW | Before Competition Groups | 2.0197 | 0 | 0 | 985.9682 | 0.0020485 | 38 | Commercial_2032_SC A_MW_Before Competition Groups_38 | Elec Storage WH 2.30 Et | 0.2048% | 0 | 2.0197 | Commercial_2032_SC A_MW_Before Competition Groups_Elec Storage WH 2.30 Et
Commercial | Com ¦ Temperature Adjustment in Commercial Freezers | 2032 | SC A | MW | Before Competition Groups | 1.8868 | 0 | 0 | 985.9682 | 0.0019136 | 39 | Commercial_2032_SC A_MW_Before Competition Groups_39 | Temperature Adjustment in Commercial Freezers | 0.1914% | 0 | 1.8868 | Commercial_2032_SC A_MW_Before Competition Groups_Temperature Adjustment in Commercial Freezers
Commercial | Com ¦ Vertical Night Covers | 2032 | SC A | MW | Before Competition Groups | 1.526 | 0 | 0 | 985.9682 | 0.0015477 | 40 | Commercial_2032_SC A_MW_Before Competition Groups_40 | Vertical Night Covers | 0.1548% | 0 | 1.526 | Commercial_2032_SC A_MW_Before Competition Groups_Vertical Night Covers
Commercial | Com ¦ CO Sensors for parking garage exhaust fans | 2032 | SC A | MW | Before Competition Groups | 1.4981 | 0 | 0 | 985.9682 | 0.0015194 | 41 | Commercial_2032_SC A_MW_Before Competition Groups_41 | CO Sensors for parking garage exhaust fans | 0.1519% | 0 | 1.4981 | Commercial_2032_SC A_MW_Before Competition Groups_CO Sensors for parking garage exhaust fans
Commercial | Com ¦ Energy Efficient Laboratory Fume Hood | 2032 | SC A | MW | Before Competition Groups | 1.3937 | 0 | 0 | 985.9682 | 0.0014135 | 42 | Commercial_2032_SC A_MW_Before Competition Groups_42 | Energy Efficient Laboratory Fume Hood | 0.1414% | 0 | 1.3937 | Commercial_2032_SC A_MW_Before Competition Groups_Energy Efficient Laboratory Fume Hood
Commercial | Com ¦ ENERGY STAR Fryer (84% eff) | 2032 | SC A | MW | Before Competition Groups | 1.3339 | 0 | 0 | 985.9682 | 0.0013529 | 43 | Commercial_2032_SC A_MW_Before Competition Groups_43 | ENERGY STAR Fryer (84% eff) | 0.1353% | 0 | 1.3339 | Commercial_2032_SC A_MW_Before Competition Groups_ENERGY STAR Fryer (84% eff)
Commercial | Com ¦ Outside Air Economizer | 2032 | SC A | MW | Before Competition Groups | 1.2353 | 0 | 0 | 985.9682 | 0.0012529 | 44 | Commercial_2032_SC A_MW_Before Competition Groups_44 | Outside Air Economizer | 0.1253% | 0 | 1.2353 | Commercial_2032_SC A_MW_Before Competition Groups_Outside Air Economizer
Commercial | Com ¦ Water Heating (DHW) Pipe Insulation (Add 3/4\ Foam)" | 2032 | SC A | MW | Before Competition Groups | 1.1966 | 0 | 0 | 985.9682 | 0.0012136 | 45 | Commercial_2032_SC A_MW_Before Competition Groups_45 | Water Heating (DHW) Pipe Insulation (Add 3/4\ Foam)" | 0.1214% | 0 | 1.1966 | Commercial_2032_SC A_MW_Before Competition Groups_Water Heating (DHW) Pipe Insulation (Add 3/4\ Foam)"
Commercial | Com ¦ ENERGY STAR Steam Cookers | 2032 | SC A | MW | Before Competition Groups | 0.85618 | 0 | 0 | 985.9682 | 0.00086836 | 46 | Commercial_2032_SC A_MW_Before Competition Groups_46 | ENERGY STAR Steam Cookers | 0.08684% | 0 | 0.85618 | Commercial_2032_SC A_MW_Before Competition Groups_ENERGY STAR Steam Cookers
Commercial | Com ¦ Suction Pipe Insulation Freezer/Refrigerator | 2032 | SC A | MW | Before Competition Groups | 0.78474 | 0 | 0 | 985.9682 | 0.00079591 | 47 | Commercial_2032_SC A_MW_Before Competition Groups_47 | Suction Pipe Insulation Freezer/Refrigerator | 0.07959% | 0 | 0.78474 | Commercial_2032_SC A_MW_Before Competition Groups_Suction Pipe Insulation Freezer/Refrigerator
Commercial | Com ¦ Thermostat Setback | 2032 | SC A | MW | Before Competition Groups | 0.67092 | 0 | 0 | 985.9682 | 0.00068047 | 48 | Commercial_2032_SC A_MW_Before Competition Groups_48 | Thermostat Setback | 0.06805% | 0 | 0.67092 | Commercial_2032_SC A_MW_Before Competition Groups_Thermostat Setback
Commercial | Com ¦ ENERGY STAR Dishwasher | 2032 | SC A | MW | Before Competition Groups | 0.60341 | 0 | 0 | 985.9682 | 0.000612 | 49 | Commercial_2032_SC A_MW_Before Competition Groups_49 | ENERGY STAR Dishwasher | 0.0612% | 0 | 0.60341 | Commercial_2032_SC A_MW_Before Competition Groups_ENERGY STAR Dishwasher
Commercial | Com ¦ Condensing Make Up Air Unit | 2032 | SC A | MW | Before Competition Groups | 0.36695 | 0 | 0 | 985.9682 | 0.00037217 | 50 | Commercial_2032_SC A_MW_Before Competition Groups_50 | Condensing Make Up Air Unit | 0.03722% | 0 | 0.36695 | Commercial_2032_SC A_MW_Before Competition Groups_Condensing Make Up Air Unit
Commercial | Com ¦ Ozone Laundry Treatment | 2032 | SC A | MW | Before Competition Groups | 0.32604 | 0 | 0 | 985.9682 | 0.00033068 | 51 | Commercial_2032_SC A_MW_Before Competition Groups_51 | Ozone Laundry Treatment | 0.03307% | 0 | 0.32604 | Commercial_2032_SC A_MW_Before Competition Groups_Ozone Laundry Treatment
Commercial | COM ¦ Ductless Mini-Split Heat Pumps | 2032 | SC A | MW | Before Competition Groups | 0.18507 | 0 | 0 | 985.9682 | 0.00018771 | 52 | Commercial_2032_SC A_MW_Before Competition Groups_52 | Ductless Mini-Split Heat Pumps | 0.01877% | 0 | 0.18507 | Commercial_2032_SC A_MW_Before Competition Groups_Ductless Mini-Split Heat Pumps
Commercial | Com ¦ ECM MOTORS FOR HVAC APPLICATION (FAN-POWERED VAV BOX) | 2032 | SC A | MW | Before Competition Groups | 0.183 | 0 | 0 | 985.9682 | 0.00018561 | 53 | Commercial_2032_SC A_MW_Before Competition Groups_53 | ECM MOTORS FOR HVAC APPLICATION (FAN-POWERED VAV BOX) | 0.01856% | 0 | 0.183 | Commercial_2032_SC A_MW_Before Competition Groups_ECM MOTORS FOR HVAC APPLICATION (FAN-POWERED VAV BOX)
Commercial | Com ¦ PTAC (12 EER/10,000 BTU) | 2032 | SC A | MW | Before Competition Groups | 0.14831 | 0 | 0 | 985.9682 | 0.00015042 | 54 | Commercial_2032_SC A_MW_Before Competition Groups_54 | PTAC (12 EER/10,000 BTU) | 0.01504% | 0 | 0.14831 | Commercial_2032_SC A_MW_Before Competition Groups_PTAC (12 EER/10,000 BTU)
Commercial | Com ¦ CEE Tier 2/Energy Star Clothes Washers | 2032 | SC A | MW | Before Competition Groups | 0.12 | 0 | 0 | 985.9682 | 0.0001217 | 55 | Commercial_2032_SC A_MW_Before Competition Groups_55 | CEE Tier 2/Energy Star Clothes Washers | 0.01217% | 0 | 0.12 | Commercial_2032_SC A_MW_Before Competition Groups_CEE Tier 2/Energy Star Clothes Washers
Commercial | Com ¦ Solar Water Preheat (Pools/DHW) | 2032 | SC A | MW | Before Competition Groups | 0.0993 | 0 | 0 | 985.9682 | 0.00010071 | 56 | Commercial_2032_SC A_MW_Before Competition Groups_56 | Solar Water Preheat (Pools/DHW) | 0.01007% | 0 | 0.0993 | Commercial_2032_SC A_MW_Before Competition Groups_Solar Water Preheat (Pools/DHW)
Commercial | Com ¦ HVAC Optimization | 2032 | SC A | MW | Before Competition Groups | 0.094262 | 0 | 0 | 985.9682 | 9.5604e-05 | 57 | Commercial_2032_SC A_MW_Before Competition Groups_57 | HVAC Optimization | 0.00956% | 0 | 0.094262 | Commercial_2032_SC A_MW_Before Competition Groups_HVAC Optimization
Commercial | Com ¦ Notched V belts for HVAC Systems | 2032 | SC A | MW | Before Competition Groups | 0.094191 | 0 | 0 | 985.9682 | 9.5531e-05 | 58 | Commercial_2032_SC A_MW_Before Competition Groups_58 | Notched V belts for HVAC Systems | 0.009553% | 0 | 0.094191 | Commercial_2032_SC A_MW_Before Competition Groups_Notched V belts for HVAC Systems
Commercial | Com ¦ Auto Off Time Switch or Time Clock control | 2032 | SC A | MW | Before Competition Groups | 0.094064 | 0 | 0 | 985.9682 | 9.5402e-05 | 59 | Commercial_2032_SC A_MW_Before Competition Groups_59 | Auto Off Time Switch or Time Clock control | 0.00954% | 0 | 0.094064 | Commercial_2032_SC A_MW_Before Competition Groups_Auto Off Time Switch or Time Clock control
Commercial | Com ¦ Demand controlled Circulating Systems | 2032 | SC A | MW | Before Competition Groups | 0.081165 | 0 | 0 | 985.9682 | 8.232e-05 | 60 | Commercial_2032_SC A_MW_Before Competition Groups_60 | Demand controlled Circulating Systems | 0.008232% | 0 | 0.081165 | Commercial_2032_SC A_MW_Before Competition Groups_Demand controlled Circulating Systems
Commercial | Com ¦ Low Flow Pre-Rinse Spray Nozzle | 2032 | SC A | MW | Before Competition Groups | 0.065001 | 0 | 0 | 985.9682 | 6.5926e-05 | 61 | Commercial_2032_SC A_MW_Before Competition Groups_61 | Low Flow Pre-Rinse Spray Nozzle | 0.006593% | 0 | 0.065001 | Commercial_2032_SC A_MW_Before Competition Groups_Low Flow Pre-Rinse Spray Nozzle
Commercial | Com ¦ Commercial Hot Food Holding Cabinets | 2032 | SC A | MW | Before Competition Groups | 0.051295 | 0 | 0 | 985.9682 | 5.2025e-05 | 62 | Commercial_2032_SC A_MW_Before Competition Groups_62 | Commercial Hot Food Holding Cabinets | 0.005202% | 0 | 0.051295 | Commercial_2032_SC A_MW_Before Competition Groups_Commercial Hot Food Holding Cabinets
Commercial | Com ¦ LED RECESSED DOWNLIGHTS | 2032 | SC A | MW | Before Competition Groups | 0.041953 | 0 | 0 | 985.9682 | 4.255e-05 | 63 | Commercial_2032_SC A_MW_Before Competition Groups_63 | LED RECESSED DOWNLIGHTS | 0.004255% | 0 | 0.041953 | Commercial_2032_SC A_MW_Before Competition Groups_LED RECESSED DOWNLIGHTS
Commercial | Com ¦ Wall Insulation | 2032 | SC A | MW | Before Competition Groups | 0.027827 | 0 | 0 | 985.9682 | 2.8223e-05 | 64 | Commercial_2032_SC A_MW_Before Competition Groups_64 | Wall Insulation | 0.002822% | 0 | 0.027827 | Commercial_2032_SC A_MW_Before Competition Groups_Wall Insulation
Commercial | Com ¦ Condensing Unit Heaters or other Efficient Unit Heating System | 2032 | SC A | MW | Before Competition Groups | 0.026917 | 0 | 0 | 985.9682 | 2.73e-05 | 65 | Commercial_2032_SC A_MW_Before Competition Groups_65 | Condensing Unit Heaters or other Efficient Unit Heating System | 0.00273% | 0 | 0.026917 | Commercial_2032_SC A_MW_Before Competition Groups_Condensing Unit Heaters or other Efficient Unit Heating System
Commercial | Com ¦ High Efficiency Small Instantaneous Water Heater | 2032 | SC A | MW | Before Competition Groups | 0.024956 | 0 | 0 | 985.9682 | 2.5311e-05 | 66 | Commercial_2032_SC A_MW_Before Competition Groups_66 | High Efficiency Small Instantaneous Water Heater | 0.002531% | 0 | 0.024956 | Commercial_2032_SC A_MW_Before Competition Groups_High Efficiency Small Instantaneous Water Heater
Commercial | Com ¦ Air Curtains | 2032 | SC A | MW | Before Competition Groups | 0.020427 | 0 | 0 | 985.9682 | 2.0718e-05 | 67 | Commercial_2032_SC A_MW_Before Competition Groups_67 | Air Curtains | 0.002072% | 0 | 0.020427 | Commercial_2032_SC A_MW_Before Competition Groups_Air Curtains
Commercial | Com ¦ VSD Air Compressor | 2032 | SC A | MW | Before Competition Groups | 0.019877 | 0 | 0 | 985.9682 | 2.016e-05 | 68 | Commercial_2032_SC A_MW_Before Competition Groups_68 | VSD Air Compressor | 0.002016% | 0 | 0.019877 | Commercial_2032_SC A_MW_Before Competition Groups_VSD Air Compressor
Commercial | Com ¦ Room AC (w/ louvered sides) 14 SEER from 12 SEER code | 2032 | SC A | MW | Before Competition Groups | 0.018697 | 0 | 0 | 985.9682 | 1.8963e-05 | 69 | Commercial_2032_SC A_MW_Before Competition Groups_69 | Room AC (w/ louvered sides) 14 SEER from 12 SEER code | 0.001896% | 0 | 0.018697 | Commercial_2032_SC A_MW_Before Competition Groups_Room AC (w/ louvered sides) 14 SEER from 12 SEER code
Commercial | Com ¦ Energy Recovery Ventilation and Ventilation (Enhanced) | 2032 | SC A | MW | Before Competition Groups | 0.008979 | 0 | 0 | 985.9682 | 9.1067e-06 | 70 | Commercial_2032_SC A_MW_Before Competition Groups_70 | Energy Recovery Ventilation and Ventilation (Enhanced) | 0.0009107% | 0 | 0.008979 | Commercial_2032_SC A_MW_Before Competition Groups_Energy Recovery Ventilation and Ventilation (Enhanced)
Commercial | Com ¦ Efficient compressor motor | 2032 | SC A | MW | Before Competition Groups | 0.0080978 | 0 | 0 | 985.9682 | 8.213e-06 | 71 | Commercial_2032_SC A_MW_Before Competition Groups_71 | Efficient compressor motor | 0.0008213% | 0 | 0.0080978 | Commercial_2032_SC A_MW_Before Competition Groups_Efficient compressor motor
Commercial | Com ¦ High Efficiency Chiller (avg of water and air cooled) | 2032 | SC A | MW | Before Competition Groups | 0.0034868 | 0 | 0 | 985.9682 | 3.5365e-06 | 72 | Commercial_2032_SC A_MW_Before Competition Groups_72 | High Efficiency Chiller (avg of water and air cooled) | 0.0003536% | 0 | 0.0034868 | Commercial_2032_SC A_MW_Before Competition Groups_High Efficiency Chiller (avg of water and air cooled)
Commercial | Com ¦ LLLC - Low Impact Application | 2032 | SC A | MW | Before Competition Groups | 0.0032328 | 0 | 0 | 985.9682 | 3.2788e-06 | 73 | Commercial_2032_SC A_MW_Before Competition Groups_73 | LLLC - Low Impact Application | 0.0003279% | 0 | 0.0032328 | Commercial_2032_SC A_MW_Before Competition Groups_LLLC - Low Impact Application
Commercial | Com ¦ EC Plug Fan for Data Center (under cabinet) | 2032 | SC A | MW | Before Competition Groups | 0.0031443 | 0 | 0 | 985.9682 | 3.189e-06 | 74 | Commercial_2032_SC A_MW_Before Competition Groups_74 | EC Plug Fan for Data Center (under cabinet) | 0.0003189% | 0 | 0.0031443 | Commercial_2032_SC A_MW_Before Competition Groups_EC Plug Fan for Data Center (under cabinet)
Commercial | Com ¦ LLLC - High Impact Application | 2032 | SC A | MW | Before Competition Groups | 0.0029086 | 0 | 0 | 985.9682 | 2.95e-06 | 75 | Commercial_2032_SC A_MW_Before Competition Groups_75 | LLLC - High Impact Application | 0.000295% | 0 | 0.0029086 | Commercial_2032_SC A_MW_Before Competition Groups_LLLC - High Impact Application
Commercial | Com ¦ Electric Convection Combination Ovens | 2032 | SC A | MW | Before Competition Groups | 0.00030796 | 0 | 0 | 985.9682 | 3.1234e-07 | 76 | Commercial_2032_SC A_MW_Before Competition Groups_76 | Electric Convection Combination Ovens | 3.123e-05% | 0 | 0.00030796 | Commercial_2032_SC A_MW_Before Competition Groups_Electric Convection Combination Ovens
Commercial | Com ¦ Networked/Connected - High Impact Application | 2032 | SC A | MW | Before Competition Groups | 6.1734e-05 | 0 | 0 | 985.9682 | 6.2613e-08 | 77 | Commercial_2032_SC A_MW_Before Competition Groups_77 | Networked/Connected - High Impact Application | 6.261e-06% | 0 | 6.1734e-05 | Commercial_2032_SC A_MW_Before Competition Groups_Networked/Connected - High Impact Application
Commercial | Com ¦ Networked/Connected - Low Impact Application | 2032 | SC A | MW | Before Competition Groups | 2.8364e-06 | 0 | 0 | 985.9682 | 2.8767e-09 | 78 | Commercial_2032_SC A_MW_Before Competition Groups_78 | Networked/Connected - Low Impact Application | 2.877e-07% | 0 | 2.8364e-06 | Commercial_2032_SC A_MW_Before Competition Groups_Networked/Connected - Low Impact Application
Commercial | Com ¦ Indoor Daylight Sensors/Photocell Dimming Control | 2032 | SC A | MW | Before Competition Groups | 0 | 0 | 0 | 985.9682 | 0 | 79 | Commercial_2032_SC A_MW_Before Competition Groups_79 | Indoor Daylight Sensors/Photocell Dimming Control | 0% | 0 | 0 | Commercial_2032_SC A_MW_Before Competition Groups_Indoor Daylight Sensors/Photocell Dimming Control
Commercial | Com ¦ Variable Refrigerant Flow Heat Pump | 2032 | SC A | MW | Before Competition Groups | 0 | 0 | 0 | 985.9682 | 0 | 80 | Commercial_2032_SC A_MW_Before Competition Groups_80 | Variable Refrigerant Flow Heat Pump | 0% | 0 | 0 | Commercial_2032_SC A_MW_Before Competition Groups_Variable Refrigerant Flow Heat Pump
Commercial | Com ¦ Education and Capacity Building/Energy Behavior | 2032 | SC B | MW | Before Competition Groups | 181.0747 | 0 | 0 | 1440.5795 | 0.1257 | 1 | Commercial_2032_SC B_MW_Before Competition Groups_1 | Education and Capacity Building/Energy Behavior | 12.57% | 0 | 181.0747 | Commercial_2032_SC B_MW_Before Competition Groups_Education and Capacity Building/Energy Behavior
Commercial | Com ¦ LED Low/High Bay | 2032 | SC B | MW | Before Competition Groups | 153.0575 | 0 | 0 | 1440.5795 | 0.10625 | 2 | Commercial_2032_SC B_MW_Before Competition Groups_2 | LED Low/High Bay | 10.62% | 0 | 153.0575 | Commercial_2032_SC B_MW_Before Competition Groups_LED Low/High Bay
Commercial | Com ¦ LED Troffer/Surface/Suspended | 2032 | SC B | MW | Before Competition Groups | 124.7597 | 0 | 0 | 1440.5795 | 0.086604 | 3 | Commercial_2032_SC B_MW_Before Competition Groups_3 | LED Troffer/Surface/Suspended | 8.66% | 0 | 124.7597 | Commercial_2032_SC B_MW_Before Competition Groups_LED Troffer/Surface/Suspended
Commercial | Com ¦ Building Recommissioning, Operations and Maintenance (O&M) Improvements | 2032 | SC B | MW | Before Competition Groups | 124.3619 | 0 | 0 | 1440.5795 | 0.086328 | 4 | Commercial_2032_SC B_MW_Before Competition Groups_4 | Building Recommissioning, Operations and Maintenance (O&M) Improvements | 8.633% | 0 | 124.3619 | Commercial_2032_SC B_MW_Before Competition Groups_Building Recommissioning, Operations and Maintenance (O&M) Improvements
Commercial | Com ¦ ENERGY STAR LED LAMPS (REFLECTOR LAMPs/MR16/PAR 16) | 2032 | SC B | MW | Before Competition Groups | 119.8392 | 0 | 0 | 1440.5795 | 0.083188 | 5 | Commercial_2032_SC B_MW_Before Competition Groups_5 | ENERGY STAR LED LAMPS (REFLECTOR LAMPs/MR16/PAR 16) | 8.319% | 0 | 119.8392 | Commercial_2032_SC B_MW_Before Competition Groups_ENERGY STAR LED LAMPS (REFLECTOR LAMPs/MR16/PAR 16)
Commercial | Com ¦ LED Replacement Lamp (Tube) | 2032 | SC B | MW | Before Competition Groups | 72.1114 | 0 | 0 | 1440.5795 | 0.050057 | 6 | Commercial_2032_SC B_MW_Before Competition Groups_6 | LED Replacement Lamp (Tube) | 5.006% | 0 | 72.1114 | Commercial_2032_SC B_MW_Before Competition Groups_LED Replacement Lamp (Tube)
Commercial | Com ¦ Unitary Air-Conditioning Unit | 2032 | SC B | MW | Before Competition Groups | 68.5705 | 0 | 0 | 1440.5795 | 0.047599 | 7 | Commercial_2032_SC B_MW_Before Competition Groups_7 | Unitary Air-Conditioning Unit | 4.76% | 0 | 68.5705 | Commercial_2032_SC B_MW_Before Competition Groups_Unitary Air-Conditioning Unit
Commercial | Com ¦ High Efficiency Air Source Heat Pump | 2032 | SC B | MW | Before Competition Groups | 66.6679 | 0 | 0 | 1440.5795 | 0.046278 | 8 | Commercial_2032_SC B_MW_Before Competition Groups_8 | High Efficiency Air Source Heat Pump | 4.628% | 0 | 66.6679 | Commercial_2032_SC B_MW_Before Competition Groups_High Efficiency Air Source Heat Pump
Commercial | Com ¦ Advanced BAS/Controllers | 2032 | SC B | MW | Before Competition Groups | 56.3111 | 0 | 0 | 1440.5795 | 0.039089 | 9 | Commercial_2032_SC B_MW_Before Competition Groups_9 | Advanced BAS/Controllers | 3.909% | 0 | 56.3111 | Commercial_2032_SC B_MW_Before Competition Groups_Advanced BAS/Controllers
Commercial | Com ¦ Adaptive Thermostats | 2032 | SC B | MW | Before Competition Groups | 38.7548 | 0 | 0 | 1440.5795 | 0.026902 | 10 | Commercial_2032_SC B_MW_Before Competition Groups_10 | Adaptive Thermostats | 2.69% | 0 | 38.7548 | Commercial_2032_SC B_MW_Before Competition Groups_Adaptive Thermostats
Commercial | Com ¦ Refrigerated Display Case Doors | 2032 | SC B | MW | Before Competition Groups | 31.4121 | 0 | 0 | 1440.5795 | 0.021805 | 11 | Commercial_2032_SC B_MW_Before Competition Groups_11 | Refrigerated Display Case Doors | 2.181% | 0 | 31.4121 | Commercial_2032_SC B_MW_Before Competition Groups_Refrigerated Display Case Doors
Commercial | Com ¦ Strip Curtains | 2032 | SC B | MW | Before Competition Groups | 29.7638 | 0 | 0 | 1440.5795 | 0.020661 | 12 | Commercial_2032_SC B_MW_Before Competition Groups_12 | Strip Curtains | 2.066% | 0 | 29.7638 | Commercial_2032_SC B_MW_Before Competition Groups_Strip Curtains
Commercial | Com ¦ Furnace Tune-Up | 2032 | SC B | MW | Before Competition Groups | 29.5683 | 0 | 0 | 1440.5795 | 0.020525 | 13 | Commercial_2032_SC B_MW_Before Competition Groups_13 | Furnace Tune-Up | 2.053% | 0 | 29.5683 | Commercial_2032_SC B_MW_Before Competition Groups_Furnace Tune-Up
Commercial | Com ¦ Data Center Storage/Server Virtualization | 2032 | SC B | MW | Before Competition Groups | 28.8534 | 0 | 0 | 1440.5795 | 0.020029 | 14 | Commercial_2032_SC B_MW_Before Competition Groups_14 | Data Center Storage/Server Virtualization | 2.003% | 0 | 28.8534 | Commercial_2032_SC B_MW_Before Competition Groups_Data Center Storage/Server Virtualization
Commercial | Com ¦ Demand Control Ventilation | 2032 | SC B | MW | Before Competition Groups | 26.9099 | 0 | 0 | 1440.5795 | 0.01868 | 15 | Commercial_2032_SC B_MW_Before Competition Groups_15 | Demand Control Ventilation | 1.868% | 0 | 26.9099 | Commercial_2032_SC B_MW_Before Competition Groups_Demand Control Ventilation
Commercial | Com ¦ Reach-in Shaded Pole to ECM/PSC Evaporator Fan Motor | 2032 | SC B | MW | Before Competition Groups | 26.0249 | 0 | 0 | 1440.5795 | 0.018066 | 16 | Commercial_2032_SC B_MW_Before Competition Groups_16 | Reach-in Shaded Pole to ECM/PSC Evaporator Fan Motor | 1.807% | 0 | 26.0249 | Commercial_2032_SC B_MW_Before Competition Groups_Reach-in Shaded Pole to ECM/PSC Evaporator Fan Motor
Commercial | Com ¦ LED or Equivalent Sign Lighting | 2032 | SC B | MW | Before Competition Groups | 25.2111 | 0 | 0 | 1440.5795 | 0.017501 | 17 | Commercial_2032_SC B_MW_Before Competition Groups_17 | LED or Equivalent Sign Lighting | 1.75% | 0 | 25.2111 | Commercial_2032_SC B_MW_Before Competition Groups_LED or Equivalent Sign Lighting
Commercial | Com ¦ Centrally controlled desktop PC/NETWORK PC POWER MANAGEMENT SOFTWARE | 2032 | SC B | MW | Before Competition Groups | 20.6898 | 0 | 0 | 1440.5795 | 0.014362 | 18 | Commercial_2032_SC B_MW_Before Competition Groups_18 | Centrally controlled desktop PC/NETWORK PC POWER MANAGEMENT SOFTWARE | 1.436% | 0 | 20.6898 | Commercial_2032_SC B_MW_Before Competition Groups_Centrally controlled desktop PC/NETWORK PC POWER MANAGEMENT SOFTWARE
Commercial | Com ¦ Variable Frequency Drive (VFD) | 2032 | SC B | MW | Before Competition Groups | 20.6623 | 0 | 0 | 1440.5795 | 0.014343 | 19 | Commercial_2032_SC B_MW_Before Competition Groups_19 | Variable Frequency Drive (VFD) | 1.434% | 0 | 20.6623 | Commercial_2032_SC B_MW_Before Competition Groups_Variable Frequency Drive (VFD)
Commercial | Com ¦ VFD on Pumps | 2032 | SC B | MW | Before Competition Groups | 19.3234 | 0 | 0 | 1440.5795 | 0.013414 | 20 | Commercial_2032_SC B_MW_Before Competition Groups_20 | VFD on Pumps | 1.341% | 0 | 19.3234 | Commercial_2032_SC B_MW_Before Competition Groups_VFD on Pumps
Commercial | Com ¦ Chilled Water Optimization | 2032 | SC B | MW | Before Competition Groups | 16.8627 | 0 | 0 | 1440.5795 | 0.011706 | 21 | Commercial_2032_SC B_MW_Before Competition Groups_21 | Chilled Water Optimization | 1.171% | 0 | 16.8627 | Commercial_2032_SC B_MW_Before Competition Groups_Chilled Water Optimization
Commercial | Com ¦ Air Handler with Dedicated Outdoor Air Systems | 2032 | SC B | MW | Before Competition Groups | 15.6964 | 0 | 0 | 1440.5795 | 0.010896 | 22 | Commercial_2032_SC B_MW_Before Competition Groups_22 | Air Handler with Dedicated Outdoor Air Systems | 1.09% | 0 | 15.6964 | Commercial_2032_SC B_MW_Before Competition Groups_Air Handler with Dedicated Outdoor Air Systems
Commercial | Com ¦ ENERGY STAR LED LAMPS (General Service Lamps) | 2032 | SC B | MW | Before Competition Groups | 14.7376 | 0 | 0 | 1440.5795 | 0.01023 | 23 | Commercial_2032_SC B_MW_Before Competition Groups_23 | ENERGY STAR LED LAMPS (General Service Lamps) | 1.023% | 0 | 14.7376 | Commercial_2032_SC B_MW_Before Competition Groups_ENERGY STAR LED LAMPS (General Service Lamps)
Commercial | Com ¦ Refrigerated Display Case LED | 2032 | SC B | MW | Before Competition Groups | 14.6685 | 0 | 0 | 1440.5795 | 0.010182 | 24 | Commercial_2032_SC B_MW_Before Competition Groups_24 | Refrigerated Display Case LED | 1.018% | 0 | 14.6685 | Commercial_2032_SC B_MW_Before Competition Groups_Refrigerated Display Case LED
Commercial | Com ¦ ECM MOTORS FOR EVAPORATOR FANS for refrigeration (WALK-IN) | 2032 | SC B | MW | Before Competition Groups | 10.6922 | 0 | 0 | 1440.5795 | 0.0074222 | 25 | Commercial_2032_SC B_MW_Before Competition Groups_25 | ECM MOTORS FOR EVAPORATOR FANS for refrigeration (WALK-IN) | 0.7422% | 0 | 10.6922 | Commercial_2032_SC B_MW_Before Competition Groups_ECM MOTORS FOR EVAPORATOR FANS for refrigeration (WALK-IN)
Commercial | Com ¦ Door Gasket Freezer/Refrigerator | 2032 | SC B | MW | Before Competition Groups | 10.3239 | 0 | 0 | 1440.5795 | 0.0071665 | 26 | Commercial_2032_SC B_MW_Before Competition Groups_26 | Door Gasket Freezer/Refrigerator | 0.7166% | 0 | 10.3239 | Commercial_2032_SC B_MW_Before Competition Groups_Door Gasket Freezer/Refrigerator
Commercial | Com ¦ Freezer Case Light Sensor | 2032 | SC B | MW | Before Competition Groups | 9.2414 | 0 | 0 | 1440.5795 | 0.006415 | 27 | Commercial_2032_SC B_MW_Before Competition Groups_27 | Freezer Case Light Sensor | 0.6415% | 0 | 9.2414 | Commercial_2032_SC B_MW_Before Competition Groups_Freezer Case Light Sensor
Commercial | Com ¦ Evaporator Fan Controls | 2032 | SC B | MW | Before Competition Groups | 9.0035 | 0 | 0 | 1440.5795 | 0.0062499 | 28 | Commercial_2032_SC B_MW_Before Competition Groups_28 | Evaporator Fan Controls | 0.625% | 0 | 9.0035 | Commercial_2032_SC B_MW_Before Competition Groups_Evaporator Fan Controls
Commercial | Com ¦ Demand Control Kitchen Ventilation | 2032 | SC B | MW | Before Competition Groups | 8.5553 | 0 | 0 | 1440.5795 | 0.0059388 | 29 | Commercial_2032_SC B_MW_Before Competition Groups_29 | Demand Control Kitchen Ventilation | 0.5939% | 0 | 8.5553 | Commercial_2032_SC B_MW_Before Competition Groups_Demand Control Kitchen Ventilation
Commercial | Com ¦ LED EXTERIOR AREA LIGHTS - LED fixture (200W) | 2032 | SC B | MW | Before Competition Groups | 6.3788 | 0 | 0 | 1440.5795 | 0.004428 | 30 | Commercial_2032_SC B_MW_Before Competition Groups_30 | LED EXTERIOR AREA LIGHTS - LED fixture (200W) | 0.4428% | 0 | 6.3788 | Commercial_2032_SC B_MW_Before Competition Groups_LED EXTERIOR AREA LIGHTS - LED fixture (200W)
Commercial | Com ¦ LED parking lot fixture | 2032 | SC B | MW | Before Competition Groups | 6.1238 | 0 | 0 | 1440.5795 | 0.0042509 | 31 | Commercial_2032_SC B_MW_Before Competition Groups_31 | LED parking lot fixture | 0.4251% | 0 | 6.1238 | Commercial_2032_SC B_MW_Before Competition Groups_LED parking lot fixture
Commercial | Com ¦ Water Source Heat Pump (4 ton) | 2032 | SC B | MW | Before Competition Groups | 5.5983 | 0 | 0 | 1440.5795 | 0.0038861 | 32 | Commercial_2032_SC B_MW_Before Competition Groups_32 | Water Source Heat Pump (4 ton) | 0.3886% | 0 | 5.5983 | Commercial_2032_SC B_MW_Before Competition Groups_Water Source Heat Pump (4 ton)
Commercial | Com ¦ Duct Insulation, R8 | 2032 | SC B | MW | Before Competition Groups | 5.4489 | 0 | 0 | 1440.5795 | 0.0037824 | 33 | Commercial_2032_SC B_MW_Before Competition Groups_33 | Duct Insulation, R8 | 0.3782% | 0 | 5.4489 | Commercial_2032_SC B_MW_Before Competition Groups_Duct Insulation, R8
Commercial | Com ¦ ENERGY STAR Griddle (74% eff) | 2032 | SC B | MW | Before Competition Groups | 4.5015 | 0 | 0 | 1440.5795 | 0.0031248 | 34 | Commercial_2032_SC B_MW_Before Competition Groups_34 | ENERGY STAR Griddle (74% eff) | 0.3125% | 0 | 4.5015 | Commercial_2032_SC B_MW_Before Competition Groups_ENERGY STAR Griddle (74% eff)
Commercial | Com ¦ LED street light fixture | 2032 | SC B | MW | Before Competition Groups | 3.8426 | 0 | 0 | 1440.5795 | 0.0026674 | 35 | Commercial_2032_SC B_MW_Before Competition Groups_35 | LED street light fixture | 0.2667% | 0 | 3.8426 | Commercial_2032_SC B_MW_Before Competition Groups_LED street light fixture
Commercial | Com ¦ BEVERAGE VENDING MACHINE CONTROLS | 2032 | SC B | MW | Before Competition Groups | 3.8343 | 0 | 0 | 1440.5795 | 0.0026616 | 36 | Commercial_2032_SC B_MW_Before Competition Groups_36 | BEVERAGE VENDING MACHINE CONTROLS | 0.2662% | 0 | 3.8343 | Commercial_2032_SC B_MW_Before Competition Groups_BEVERAGE VENDING MACHINE CONTROLS
Commercial | Com ¦ Occupancy Sensors | 2032 | SC B | MW | Before Competition Groups | 3.7222 | 0 | 0 | 1440.5795 | 0.0025838 | 37 | Commercial_2032_SC B_MW_Before Competition Groups_37 | Occupancy Sensors | 0.2584% | 0 | 3.7222 | Commercial_2032_SC B_MW_Before Competition Groups_Occupancy Sensors
Commercial | Com ¦ Elec Storage WH 2.30 Et | 2032 | SC B | MW | Before Competition Groups | 3.394 | 0 | 0 | 1440.5795 | 0.002356 | 38 | Commercial_2032_SC B_MW_Before Competition Groups_38 | Elec Storage WH 2.30 Et | 0.2356% | 0 | 3.394 | Commercial_2032_SC B_MW_Before Competition Groups_Elec Storage WH 2.30 Et
Commercial | Com ¦ Temperature Adjustment in Commercial Freezers | 2032 | SC B | MW | Before Competition Groups | 3.2928 | 0 | 0 | 1440.5795 | 0.0022857 | 39 | Commercial_2032_SC B_MW_Before Competition Groups_39 | Temperature Adjustment in Commercial Freezers | 0.2286% | 0 | 3.2928 | Commercial_2032_SC B_MW_Before Competition Groups_Temperature Adjustment in Commercial Freezers
Commercial | Com ¦ CO Sensors for parking garage exhaust fans | 2032 | SC B | MW | Before Competition Groups | 2.7933 | 0 | 0 | 1440.5795 | 0.001939 | 40 | Commercial_2032_SC B_MW_Before Competition Groups_40 | CO Sensors for parking garage exhaust fans | 0.1939% | 0 | 2.7933 | Commercial_2032_SC B_MW_Before Competition Groups_CO Sensors for parking garage exhaust fans
Commercial | Com ¦ Vertical Night Covers | 2032 | SC B | MW | Before Competition Groups | 2.7221 | 0 | 0 | 1440.5795 | 0.0018896 | 41 | Commercial_2032_SC B_MW_Before Competition Groups_41 | Vertical Night Covers | 0.189% | 0 | 2.7221 | Commercial_2032_SC B_MW_Before Competition Groups_Vertical Night Covers
Commercial | Com ¦ Energy Efficient Laboratory Fume Hood | 2032 | SC B | MW | Before Competition Groups | 2.6065 | 0 | 0 | 1440.5795 | 0.0018093 | 42 | Commercial_2032_SC B_MW_Before Competition Groups_42 | Energy Efficient Laboratory Fume Hood | 0.1809% | 0 | 2.6065 | Commercial_2032_SC B_MW_Before Competition Groups_Energy Efficient Laboratory Fume Hood
Commercial | Com ¦ Water Heating (DHW) Pipe Insulation (Add 3/4\ Foam)" | 2032 | SC B | MW | Before Competition Groups | 2.0815 | 0 | 0 | 1440.5795 | 0.0014449 | 43 | Commercial_2032_SC B_MW_Before Competition Groups_43 | Water Heating (DHW) Pipe Insulation (Add 3/4\ Foam)" | 0.1445% | 0 | 2.0815 | Commercial_2032_SC B_MW_Before Competition Groups_Water Heating (DHW) Pipe Insulation (Add 3/4\ Foam)"
Commercial | Com ¦ Outside Air Economizer | 2032 | SC B | MW | Before Competition Groups | 1.8268 | 0 | 0 | 1440.5795 | 0.0012681 | 44 | Commercial_2032_SC B_MW_Before Competition Groups_44 | Outside Air Economizer | 0.1268% | 0 | 1.8268 | Commercial_2032_SC B_MW_Before Competition Groups_Outside Air Economizer
Commercial | Com ¦ Suction Pipe Insulation Freezer/Refrigerator | 2032 | SC B | MW | Before Competition Groups | 1.4155 | 0 | 0 | 1440.5795 | 0.00098259 | 45 | Commercial_2032_SC B_MW_Before Competition Groups_45 | Suction Pipe Insulation Freezer/Refrigerator | 0.09826% | 0 | 1.4155 | Commercial_2032_SC B_MW_Before Competition Groups_Suction Pipe Insulation Freezer/Refrigerator
Commercial | Com ¦ ENERGY STAR Fryer (84% eff) | 2032 | SC B | MW | Before Competition Groups | 1.3339 | 0 | 0 | 1440.5795 | 0.00092593 | 46 | Commercial_2032_SC B_MW_Before Competition Groups_46 | ENERGY STAR Fryer (84% eff) | 0.09259% | 0 | 1.3339 | Commercial_2032_SC B_MW_Before Competition Groups_ENERGY STAR Fryer (84% eff)
Commercial | Com ¦ ENERGY STAR Steam Cookers | 2032 | SC B | MW | Before Competition Groups | 0.85617 | 0 | 0 | 1440.5795 | 0.00059432 | 47 | Commercial_2032_SC B_MW_Before Competition Groups_47 | ENERGY STAR Steam Cookers | 0.05943% | 0 | 0.85617 | Commercial_2032_SC B_MW_Before Competition Groups_ENERGY STAR Steam Cookers
Commercial | Com ¦ Condensing Make Up Air Unit | 2032 | SC B | MW | Before Competition Groups | 0.71791 | 0 | 0 | 1440.5795 | 0.00049835 | 48 | Commercial_2032_SC B_MW_Before Competition Groups_48 | Condensing Make Up Air Unit | 0.04983% | 0 | 0.71791 | Commercial_2032_SC B_MW_Before Competition Groups_Condensing Make Up Air Unit
Commercial | Com ¦ ENERGY STAR Dishwasher | 2032 | SC B | MW | Before Competition Groups | 0.7072 | 0 | 0 | 1440.5795 | 0.00049091 | 49 | Commercial_2032_SC B_MW_Before Competition Groups_49 | ENERGY STAR Dishwasher | 0.04909% | 0 | 0.7072 | Commercial_2032_SC B_MW_Before Competition Groups_ENERGY STAR Dishwasher
Commercial | Com ¦ Ozone Laundry Treatment | 2032 | SC B | MW | Before Competition Groups | 0.68945 | 0 | 0 | 1440.5795 | 0.00047859 | 50 | Commercial_2032_SC B_MW_Before Competition Groups_50 | Ozone Laundry Treatment | 0.04786% | 0 | 0.68945 | Commercial_2032_SC B_MW_Before Competition Groups_Ozone Laundry Treatment
Commercial | Com ¦ Thermostat Setback | 2032 | SC B | MW | Before Competition Groups | 0.67615 | 0 | 0 | 1440.5795 | 0.00046936 | 51 | Commercial_2032_SC B_MW_Before Competition Groups_51 | Thermostat Setback | 0.04694% | 0 | 0.67615 | Commercial_2032_SC B_MW_Before Competition Groups_Thermostat Setback
Commercial | Com ¦ PTAC (12 EER/10,000 BTU) | 2032 | SC B | MW | Before Competition Groups | 0.32224 | 0 | 0 | 1440.5795 | 0.00022369 | 52 | Commercial_2032_SC B_MW_Before Competition Groups_52 | PTAC (12 EER/10,000 BTU) | 0.02237% | 0 | 0.32224 | Commercial_2032_SC B_MW_Before Competition Groups_PTAC (12 EER/10,000 BTU)
Commercial | Com ¦ ECM MOTORS FOR HVAC APPLICATION (FAN-POWERED VAV BOX) | 2032 | SC B | MW | Before Competition Groups | 0.28596 | 0 | 0 | 1440.5795 | 0.0001985 | 53 | Commercial_2032_SC B_MW_Before Competition Groups_53 | ECM MOTORS FOR HVAC APPLICATION (FAN-POWERED VAV BOX) | 0.01985% | 0 | 0.28596 | Commercial_2032_SC B_MW_Before Competition Groups_ECM MOTORS FOR HVAC APPLICATION (FAN-POWERED VAV BOX)
Commercial | COM ¦ Ductless Mini-Split Heat Pumps | 2032 | SC B | MW | Before Competition Groups | 0.24451 | 0 | 0 | 1440.5795 | 0.00016973 | 54 | Commercial_2032_SC B_MW_Before Competition Groups_54 | Ductless Mini-Split Heat Pumps | 0.01697% | 0 | 0.24451 | Commercial_2032_SC B_MW_Before Competition Groups_Ductless Mini-Split Heat Pumps
Commercial | Com ¦ Solar Water Preheat (Pools/DHW) | 2032 | SC B | MW | Before Competition Groups | 0.20239 | 0 | 0 | 1440.5795 | 0.00014049 | 55 | Commercial_2032_SC B_MW_Before Competition Groups_55 | Solar Water Preheat (Pools/DHW) | 0.01405% | 0 | 0.20239 | Commercial_2032_SC B_MW_Before Competition Groups_Solar Water Preheat (Pools/DHW)
Commercial | Com ¦ Auto Off Time Switch or Time Clock control | 2032 | SC B | MW | Before Competition Groups | 0.16208 | 0 | 0 | 1440.5795 | 0.00011251 | 56 | Commercial_2032_SC B_MW_Before Competition Groups_56 | Auto Off Time Switch or Time Clock control | 0.01125% | 0 | 0.16208 | Commercial_2032_SC B_MW_Before Competition Groups_Auto Off Time Switch or Time Clock control
Commercial | Com ¦ Notched V belts for HVAC Systems | 2032 | SC B | MW | Before Competition Groups | 0.15581 | 0 | 0 | 1440.5795 | 0.00010815 | 57 | Commercial_2032_SC B_MW_Before Competition Groups_57 | Notched V belts for HVAC Systems | 0.01082% | 0 | 0.15581 | Commercial_2032_SC B_MW_Before Competition Groups_Notched V belts for HVAC Systems
Commercial | Com ¦ CEE Tier 2/Energy Star Clothes Washers | 2032 | SC B | MW | Before Competition Groups | 0.1395 | 0 | 0 | 1440.5795 | 9.6834e-05 | 58 | Commercial_2032_SC B_MW_Before Competition Groups_58 | CEE Tier 2/Energy Star Clothes Washers | 0.009683% | 0 | 0.1395 | Commercial_2032_SC B_MW_Before Competition Groups_CEE Tier 2/Energy Star Clothes Washers
Commercial | Com ¦ Demand controlled Circulating Systems | 2032 | SC B | MW | Before Competition Groups | 0.13617 | 0 | 0 | 1440.5795 | 9.4525e-05 | 59 | Commercial_2032_SC B_MW_Before Competition Groups_59 | Demand controlled Circulating Systems | 0.009452% | 0 | 0.13617 | Commercial_2032_SC B_MW_Before Competition Groups_Demand controlled Circulating Systems
Commercial | Com ¦ HVAC Optimization | 2032 | SC B | MW | Before Competition Groups | 0.094262 | 0 | 0 | 1440.5795 | 6.5434e-05 | 60 | Commercial_2032_SC B_MW_Before Competition Groups_60 | HVAC Optimization | 0.006543% | 0 | 0.094262 | Commercial_2032_SC B_MW_Before Competition Groups_HVAC Optimization
Commercial | Com ¦ Low Flow Pre-Rinse Spray Nozzle | 2032 | SC B | MW | Before Competition Groups | 0.079012 | 0 | 0 | 1440.5795 | 5.4847e-05 | 61 | Commercial_2032_SC B_MW_Before Competition Groups_61 | Low Flow Pre-Rinse Spray Nozzle | 0.005485% | 0 | 0.079012 | Commercial_2032_SC B_MW_Before Competition Groups_Low Flow Pre-Rinse Spray Nozzle
Commercial | Com ¦ High Efficiency Small Instantaneous Water Heater | 2032 | SC B | MW | Before Competition Groups | 0.071411 | 0 | 0 | 1440.5795 | 4.9571e-05 | 62 | Commercial_2032_SC B_MW_Before Competition Groups_62 | High Efficiency Small Instantaneous Water Heater | 0.004957% | 0 | 0.071411 | Commercial_2032_SC B_MW_Before Competition Groups_High Efficiency Small Instantaneous Water Heater
Commercial | Com ¦ Commercial Hot Food Holding Cabinets | 2032 | SC B | MW | Before Competition Groups | 0.06943 | 0 | 0 | 1440.5795 | 4.8196e-05 | 63 | Commercial_2032_SC B_MW_Before Competition Groups_63 | Commercial Hot Food Holding Cabinets | 0.00482% | 0 | 0.06943 | Commercial_2032_SC B_MW_Before Competition Groups_Commercial Hot Food Holding Cabinets
Commercial | Com ¦ Efficient compressor motor | 2032 | SC B | MW | Before Competition Groups | 0.055625 | 0 | 0 | 1440.5795 | 3.8613e-05 | 64 | Commercial_2032_SC B_MW_Before Competition Groups_64 | Efficient compressor motor | 0.003861% | 0 | 0.055625 | Commercial_2032_SC B_MW_Before Competition Groups_Efficient compressor motor
Commercial | Com ¦ Room AC (w/ louvered sides) 14 SEER from 12 SEER code | 2032 | SC B | MW | Before Competition Groups | 0.050045 | 0 | 0 | 1440.5795 | 3.474e-05 | 65 | Commercial_2032_SC B_MW_Before Competition Groups_65 | Room AC (w/ louvered sides) 14 SEER from 12 SEER code | 0.003474% | 0 | 0.050045 | Commercial_2032_SC B_MW_Before Competition Groups_Room AC (w/ louvered sides) 14 SEER from 12 SEER code
Commercial | Com ¦ Wall Insulation | 2032 | SC B | MW | Before Competition Groups | 0.049807 | 0 | 0 | 1440.5795 | 3.4574e-05 | 66 | Commercial_2032_SC B_MW_Before Competition Groups_66 | Wall Insulation | 0.003457% | 0 | 0.049807 | Commercial_2032_SC B_MW_Before Competition Groups_Wall Insulation
Commercial | Com ¦ Condensing Unit Heaters or other Efficient Unit Heating System | 2032 | SC B | MW | Before Competition Groups | 0.046619 | 0 | 0 | 1440.5795 | 3.2361e-05 | 67 | Commercial_2032_SC B_MW_Before Competition Groups_67 | Condensing Unit Heaters or other Efficient Unit Heating System | 0.003236% | 0 | 0.046619 | Commercial_2032_SC B_MW_Before Competition Groups_Condensing Unit Heaters or other Efficient Unit Heating System
Commercial | Com ¦ LED RECESSED DOWNLIGHTS | 2032 | SC B | MW | Before Competition Groups | 0.046235 | 0 | 0 | 1440.5795 | 3.2095e-05 | 68 | Commercial_2032_SC B_MW_Before Competition Groups_68 | LED RECESSED DOWNLIGHTS | 0.003209% | 0 | 0.046235 | Commercial_2032_SC B_MW_Before Competition Groups_LED RECESSED DOWNLIGHTS
Commercial | Com ¦ Energy Recovery Ventilation and Ventilation (Enhanced) | 2032 | SC B | MW | Before Competition Groups | 0.030944 | 0 | 0 | 1440.5795 | 2.148e-05 | 69 | Commercial_2032_SC B_MW_Before Competition Groups_69 | Energy Recovery Ventilation and Ventilation (Enhanced) | 0.002148% | 0 | 0.030944 | Commercial_2032_SC B_MW_Before Competition Groups_Energy Recovery Ventilation and Ventilation (Enhanced)
Commercial | Com ¦ High Efficiency Chiller (avg of water and air cooled) | 2032 | SC B | MW | Before Competition Groups | 0.030217 | 0 | 0 | 1440.5795 | 2.0976e-05 | 70 | Commercial_2032_SC B_MW_Before Competition Groups_70 | High Efficiency Chiller (avg of water and air cooled) | 0.002098% | 0 | 0.030217 | Commercial_2032_SC B_MW_Before Competition Groups_High Efficiency Chiller (avg of water and air cooled)
Commercial | Com ¦ VSD Air Compressor | 2032 | SC B | MW | Before Competition Groups | 0.023048 | 0 | 0 | 1440.5795 | 1.5999e-05 | 71 | Commercial_2032_SC B_MW_Before Competition Groups_71 | VSD Air Compressor | 0.0016% | 0 | 0.023048 | Commercial_2032_SC B_MW_Before Competition Groups_VSD Air Compressor
Commercial | Com ¦ Air Curtains | 2032 | SC B | MW | Before Competition Groups | 0.0063266 | 0 | 0 | 1440.5795 | 4.3917e-06 | 72 | Commercial_2032_SC B_MW_Before Competition Groups_72 | Air Curtains | 0.0004392% | 0 | 0.0063266 | Commercial_2032_SC B_MW_Before Competition Groups_Air Curtains
Commercial | Com ¦ EC Plug Fan for Data Center (under cabinet) | 2032 | SC B | MW | Before Competition Groups | 0.0047516 | 0 | 0 | 1440.5795 | 3.2984e-06 | 73 | Commercial_2032_SC B_MW_Before Competition Groups_73 | EC Plug Fan for Data Center (under cabinet) | 0.0003298% | 0 | 0.0047516 | Commercial_2032_SC B_MW_Before Competition Groups_EC Plug Fan for Data Center (under cabinet)
Commercial | Com ¦ Electric Convection Combination Ovens | 2032 | SC B | MW | Before Competition Groups | 0.00033053 | 0 | 0 | 1440.5795 | 2.2944e-07 | 74 | Commercial_2032_SC B_MW_Before Competition Groups_74 | Electric Convection Combination Ovens | 2.294e-05% | 0 | 0.00033053 | Commercial_2032_SC B_MW_Before Competition Groups_Electric Convection Combination Ovens
Commercial | Com ¦ LLLC - Low Impact Application | 2032 | SC B | MW | Before Competition Groups | 4.0839e-19 | 0 | 0 | 1440.5795 | 2.8349e-22 | 75 | Commercial_2032_SC B_MW_Before Competition Groups_75 | LLLC - Low Impact Application | 2.835e-20% | 0 | 4.0839e-19 | Commercial_2032_SC B_MW_Before Competition Groups_LLLC - Low Impact Application
Commercial | Com ¦ LLLC - High Impact Application | 2032 | SC B | MW | Before Competition Groups | 1.4218e-19 | 0 | 0 | 1440.5795 | 9.8698e-23 | 76 | Commercial_2032_SC B_MW_Before Competition Groups_76 | LLLC - High Impact Application | 9.87e-21% | 0 | 1.4218e-19 | Commercial_2032_SC B_MW_Before Competition Groups_LLLC - High Impact Application
Commercial | Com ¦ Networked/Connected - High Impact Application | 2032 | SC B | MW | Before Competition Groups | 1.5493e-21 | 0 | 0 | 1440.5795 | 1.0755e-24 | 77 | Commercial_2032_SC B_MW_Before Competition Groups_77 | Networked/Connected - High Impact Application | 1.075e-22% | 0 | 1.5493e-21 | Commercial_2032_SC B_MW_Before Competition Groups_Networked/Connected - High Impact Application
Commercial | Com ¦ Networked/Connected - Low Impact Application | 2032 | SC B | MW | Before Competition Groups | 8.8559e-22 | 0 | 0 | 1440.5795 | 6.1475e-25 | 78 | Commercial_2032_SC B_MW_Before Competition Groups_78 | Networked/Connected - Low Impact Application | 6.147e-23% | 0 | 8.8559e-22 | Commercial_2032_SC B_MW_Before Competition Groups_Networked/Connected - Low Impact Application
Commercial | Com ¦ Indoor Daylight Sensors/Photocell Dimming Control | 2032 | SC B | MW | Before Competition Groups | 0 | 0 | 0 | 1440.5795 | 0 | 79 | Commercial_2032_SC B_MW_Before Competition Groups_79 | Indoor Daylight Sensors/Photocell Dimming Control | 0% | 0 | 0 | Commercial_2032_SC B_MW_Before Competition Groups_Indoor Daylight Sensors/Photocell Dimming Control
Commercial | Com ¦ Variable Refrigerant Flow Heat Pump | 2032 | SC B | MW | Before Competition Groups | 0 | 0 | 0 | 1440.5795 | 0 | 80 | Commercial_2032_SC B_MW_Before Competition Groups_80 | Variable Refrigerant Flow Heat Pump | 0% | 0 | 0 | Commercial_2032_SC B_MW_Before Competition Groups_Variable Refrigerant Flow Heat Pump
Commercial | Com ¦ LED Low/High Bay | 2032 | SC C | MW | Before Competition Groups | 152.8732 | 0 | 0 | 1059.6692 | 0.14427 | 1 | Commercial_2032_SC C_MW_Before Competition Groups_1 | LED Low/High Bay | 14.43% | 0 | 152.8732 | Commercial_2032_SC C_MW_Before Competition Groups_LED Low/High Bay
Commercial | Com ¦ LED Troffer/Surface/Suspended | 2032 | SC C | MW | Before Competition Groups | 124.605 | 0 | 0 | 1059.6692 | 0.11759 | 2 | Commercial_2032_SC C_MW_Before Competition Groups_2 | LED Troffer/Surface/Suspended | 11.76% | 0 | 124.605 | Commercial_2032_SC C_MW_Before Competition Groups_LED Troffer/Surface/Suspended
Commercial | Com ¦ ENERGY STAR LED LAMPS (REFLECTOR LAMPs/MR16/PAR 16) | 2032 | SC C | MW | Before Competition Groups | 119.8392 | 0 | 0 | 1059.6692 | 0.11309 | 3 | Commercial_2032_SC C_MW_Before Competition Groups_3 | ENERGY STAR LED LAMPS (REFLECTOR LAMPs/MR16/PAR 16) | 11.31% | 0 | 119.8392 | Commercial_2032_SC C_MW_Before Competition Groups_ENERGY STAR LED LAMPS (REFLECTOR LAMPs/MR16/PAR 16)
Commercial | Com ¦ LED Replacement Lamp (Tube) | 2032 | SC C | MW | Before Competition Groups | 72.1114 | 0 | 0 | 1059.6692 | 0.068051 | 4 | Commercial_2032_SC C_MW_Before Competition Groups_4 | LED Replacement Lamp (Tube) | 6.805% | 0 | 72.1114 | Commercial_2032_SC C_MW_Before Competition Groups_LED Replacement Lamp (Tube)
Commercial | Com ¦ High Efficiency Air Source Heat Pump | 2032 | SC C | MW | Before Competition Groups | 66.668 | 0 | 0 | 1059.6692 | 0.062914 | 5 | Commercial_2032_SC C_MW_Before Competition Groups_5 | High Efficiency Air Source Heat Pump | 6.291% | 0 | 66.668 | Commercial_2032_SC C_MW_Before Competition Groups_High Efficiency Air Source Heat Pump
Commercial | Com ¦ Building Recommissioning, Operations and Maintenance (O&M) Improvements | 2032 | SC C | MW | Before Competition Groups | 62.3477 | 0 | 0 | 1059.6692 | 0.058837 | 6 | Commercial_2032_SC C_MW_Before Competition Groups_6 | Building Recommissioning, Operations and Maintenance (O&M) Improvements | 5.884% | 0 | 62.3477 | Commercial_2032_SC C_MW_Before Competition Groups_Building Recommissioning, Operations and Maintenance (O&M) Improvements
Commercial | Com ¦ Unitary Air-Conditioning Unit | 2032 | SC C | MW | Before Competition Groups | 47.9373 | 0 | 0 | 1059.6692 | 0.045238 | 7 | Commercial_2032_SC C_MW_Before Competition Groups_7 | Unitary Air-Conditioning Unit | 4.524% | 0 | 47.9373 | Commercial_2032_SC C_MW_Before Competition Groups_Unitary Air-Conditioning Unit
Commercial | Com ¦ Education and Capacity Building/Energy Behavior | 2032 | SC C | MW | Before Competition Groups | 36.2149 | 0 | 0 | 1059.6692 | 0.034176 | 8 | Commercial_2032_SC C_MW_Before Competition Groups_8 | Education and Capacity Building/Energy Behavior | 3.418% | 0 | 36.2149 | Commercial_2032_SC C_MW_Before Competition Groups_Education and Capacity Building/Energy Behavior
Commercial | Com ¦ Advanced BAS/Controllers | 2032 | SC C | MW | Before Competition Groups | 34.3094 | 0 | 0 | 1059.6692 | 0.032377 | 9 | Commercial_2032_SC C_MW_Before Competition Groups_9 | Advanced BAS/Controllers | 3.238% | 0 | 34.3094 | Commercial_2032_SC C_MW_Before Competition Groups_Advanced BAS/Controllers
Commercial | Com ¦ Data Center Storage/Server Virtualization | 2032 | SC C | MW | Before Competition Groups | 25.7773 | 0 | 0 | 1059.6692 | 0.024326 | 10 | Commercial_2032_SC C_MW_Before Competition Groups_10 | Data Center Storage/Server Virtualization | 2.433% | 0 | 25.7773 | Commercial_2032_SC C_MW_Before Competition Groups_Data Center Storage/Server Virtualization
Commercial | Com ¦ Refrigerated Display Case Doors | 2032 | SC C | MW | Before Competition Groups | 25.3363 | 0 | 0 | 1059.6692 | 0.02391 | 11 | Commercial_2032_SC C_MW_Before Competition Groups_11 | Refrigerated Display Case Doors | 2.391% | 0 | 25.3363 | Commercial_2032_SC C_MW_Before Competition Groups_Refrigerated Display Case Doors
Commercial | Com ¦ LED or Equivalent Sign Lighting | 2032 | SC C | MW | Before Competition Groups | 25.2111 | 0 | 0 | 1059.6692 | 0.023791 | 12 | Commercial_2032_SC C_MW_Before Competition Groups_12 | LED or Equivalent Sign Lighting | 2.379% | 0 | 25.2111 | Commercial_2032_SC C_MW_Before Competition Groups_LED or Equivalent Sign Lighting
Commercial | Com ¦ Adaptive Thermostats | 2032 | SC C | MW | Before Competition Groups | 24.6834 | 0 | 0 | 1059.6692 | 0.023293 | 13 | Commercial_2032_SC C_MW_Before Competition Groups_13 | Adaptive Thermostats | 2.329% | 0 | 24.6834 | Commercial_2032_SC C_MW_Before Competition Groups_Adaptive Thermostats
Commercial | Com ¦ Reach-in Shaded Pole to ECM/PSC Evaporator Fan Motor | 2032 | SC C | MW | Before Competition Groups | 24.1964 | 0 | 0 | 1059.6692 | 0.022834 | 14 | Commercial_2032_SC C_MW_Before Competition Groups_14 | Reach-in Shaded Pole to ECM/PSC Evaporator Fan Motor | 2.283% | 0 | 24.1964 | Commercial_2032_SC C_MW_Before Competition Groups_Reach-in Shaded Pole to ECM/PSC Evaporator Fan Motor
Commercial | Com ¦ Strip Curtains | 2032 | SC C | MW | Before Competition Groups | 19.858 | 0 | 0 | 1059.6692 | 0.01874 | 15 | Commercial_2032_SC C_MW_Before Competition Groups_15 | Strip Curtains | 1.874% | 0 | 19.858 | Commercial_2032_SC C_MW_Before Competition Groups_Strip Curtains
Commercial | Com ¦ Furnace Tune-Up | 2032 | SC C | MW | Before Competition Groups | 17.0065 | 0 | 0 | 1059.6692 | 0.016049 | 16 | Commercial_2032_SC C_MW_Before Competition Groups_16 | Furnace Tune-Up | 1.605% | 0 | 17.0065 | Commercial_2032_SC C_MW_Before Competition Groups_Furnace Tune-Up
Commercial | Com ¦ Chilled Water Optimization | 2032 | SC C | MW | Before Competition Groups | 16.8632 | 0 | 0 | 1059.6692 | 0.015914 | 17 | Commercial_2032_SC C_MW_Before Competition Groups_17 | Chilled Water Optimization | 1.591% | 0 | 16.8632 | Commercial_2032_SC C_MW_Before Competition Groups_Chilled Water Optimization
Commercial | Com ¦ Demand Control Ventilation | 2032 | SC C | MW | Before Competition Groups | 15.2625 | 0 | 0 | 1059.6692 | 0.014403 | 18 | Commercial_2032_SC C_MW_Before Competition Groups_18 | Demand Control Ventilation | 1.44% | 0 | 15.2625 | Commercial_2032_SC C_MW_Before Competition Groups_Demand Control Ventilation
Commercial | Com ¦ ENERGY STAR LED LAMPS (General Service Lamps) | 2032 | SC C | MW | Before Competition Groups | 14.7376 | 0 | 0 | 1059.6692 | 0.013908 | 19 | Commercial_2032_SC C_MW_Before Competition Groups_19 | ENERGY STAR LED LAMPS (General Service Lamps) | 1.391% | 0 | 14.7376 | Commercial_2032_SC C_MW_Before Competition Groups_ENERGY STAR LED LAMPS (General Service Lamps)
Commercial | Com ¦ Centrally controlled desktop PC/NETWORK PC POWER MANAGEMENT SOFTWARE | 2032 | SC C | MW | Before Competition Groups | 14.0691 | 0 | 0 | 1059.6692 | 0.013277 | 20 | Commercial_2032_SC C_MW_Before Competition Groups_20 | Centrally controlled desktop PC/NETWORK PC POWER MANAGEMENT SOFTWARE | 1.328% | 0 | 14.0691 | Commercial_2032_SC C_MW_Before Competition Groups_Centrally controlled desktop PC/NETWORK PC POWER MANAGEMENT SOFTWARE
Commercial | Com ¦ Variable Frequency Drive (VFD) | 2032 | SC C | MW | Before Competition Groups | 11.9744 | 0 | 0 | 1059.6692 | 0.0113 | 21 | Commercial_2032_SC C_MW_Before Competition Groups_21 | Variable Frequency Drive (VFD) | 1.13% | 0 | 11.9744 | Commercial_2032_SC C_MW_Before Competition Groups_Variable Frequency Drive (VFD)
Commercial | Com ¦ VFD on Pumps | 2032 | SC C | MW | Before Competition Groups | 11.1832 | 0 | 0 | 1059.6692 | 0.010554 | 22 | Commercial_2032_SC C_MW_Before Competition Groups_22 | VFD on Pumps | 1.055% | 0 | 11.1832 | Commercial_2032_SC C_MW_Before Competition Groups_VFD on Pumps
Commercial | Com ¦ Refrigerated Display Case LED | 2032 | SC C | MW | Before Competition Groups | 10.199 | 0 | 0 | 1059.6692 | 0.0096247 | 23 | Commercial_2032_SC C_MW_Before Competition Groups_23 | Refrigerated Display Case LED | 0.9625% | 0 | 10.199 | Commercial_2032_SC C_MW_Before Competition Groups_Refrigerated Display Case LED
Commercial | Com ¦ Air Handler with Dedicated Outdoor Air Systems | 2032 | SC C | MW | Before Competition Groups | 6.6486 | 0 | 0 | 1059.6692 | 0.0062742 | 24 | Commercial_2032_SC C_MW_Before Competition Groups_24 | Air Handler with Dedicated Outdoor Air Systems | 0.6274% | 0 | 6.6486 | Commercial_2032_SC C_MW_Before Competition Groups_Air Handler with Dedicated Outdoor Air Systems
Commercial | Com ¦ LED EXTERIOR AREA LIGHTS - LED fixture (200W) | 2032 | SC C | MW | Before Competition Groups | 6.3711 | 0 | 0 | 1059.6692 | 0.0060124 | 25 | Commercial_2032_SC C_MW_Before Competition Groups_25 | LED EXTERIOR AREA LIGHTS - LED fixture (200W) | 0.6012% | 0 | 6.3711 | Commercial_2032_SC C_MW_Before Competition Groups_LED EXTERIOR AREA LIGHTS - LED fixture (200W)
Commercial | Com ¦ ECM MOTORS FOR EVAPORATOR FANS for refrigeration (WALK-IN) | 2032 | SC C | MW | Before Competition Groups | 6.1349 | 0 | 0 | 1059.6692 | 0.0057894 | 26 | Commercial_2032_SC C_MW_Before Competition Groups_26 | ECM MOTORS FOR EVAPORATOR FANS for refrigeration (WALK-IN) | 0.5789% | 0 | 6.1349 | Commercial_2032_SC C_MW_Before Competition Groups_ECM MOTORS FOR EVAPORATOR FANS for refrigeration (WALK-IN)
Commercial | Com ¦ LED parking lot fixture | 2032 | SC C | MW | Before Competition Groups | 6.1238 | 0 | 0 | 1059.6692 | 0.0057789 | 27 | Commercial_2032_SC C_MW_Before Competition Groups_27 | LED parking lot fixture | 0.5779% | 0 | 6.1238 | Commercial_2032_SC C_MW_Before Competition Groups_LED parking lot fixture
Commercial | Com ¦ Door Gasket Freezer/Refrigerator | 2032 | SC C | MW | Before Competition Groups | 5.9191 | 0 | 0 | 1059.6692 | 0.0055858 | 28 | Commercial_2032_SC C_MW_Before Competition Groups_28 | Door Gasket Freezer/Refrigerator | 0.5586% | 0 | 5.9191 | Commercial_2032_SC C_MW_Before Competition Groups_Door Gasket Freezer/Refrigerator
Commercial | Com ¦ Demand Control Kitchen Ventilation | 2032 | SC C | MW | Before Competition Groups | 5.4275 | 0 | 0 | 1059.6692 | 0.0051219 | 29 | Commercial_2032_SC C_MW_Before Competition Groups_29 | Demand Control Kitchen Ventilation | 0.5122% | 0 | 5.4275 | Commercial_2032_SC C_MW_Before Competition Groups_Demand Control Kitchen Ventilation
Commercial | Com ¦ Freezer Case Light Sensor | 2032 | SC C | MW | Before Competition Groups | 5.2919 | 0 | 0 | 1059.6692 | 0.0049939 | 30 | Commercial_2032_SC C_MW_Before Competition Groups_30 | Freezer Case Light Sensor | 0.4994% | 0 | 5.2919 | Commercial_2032_SC C_MW_Before Competition Groups_Freezer Case Light Sensor
Commercial | Com ¦ Evaporator Fan Controls | 2032 | SC C | MW | Before Competition Groups | 5.1556 | 0 | 0 | 1059.6692 | 0.0048653 | 31 | Commercial_2032_SC C_MW_Before Competition Groups_31 | Evaporator Fan Controls | 0.4865% | 0 | 5.1556 | Commercial_2032_SC C_MW_Before Competition Groups_Evaporator Fan Controls
Commercial | Com ¦ ENERGY STAR Griddle (74% eff) | 2032 | SC C | MW | Before Competition Groups | 4.5015 | 0 | 0 | 1059.6692 | 0.004248 | 32 | Commercial_2032_SC C_MW_Before Competition Groups_32 | ENERGY STAR Griddle (74% eff) | 0.4248% | 0 | 4.5015 | Commercial_2032_SC C_MW_Before Competition Groups_ENERGY STAR Griddle (74% eff)
Commercial | Com ¦ Water Source Heat Pump (4 ton) | 2032 | SC C | MW | Before Competition Groups | 3.9146 | 0 | 0 | 1059.6692 | 0.0036942 | 33 | Commercial_2032_SC C_MW_Before Competition Groups_33 | Water Source Heat Pump (4 ton) | 0.3694% | 0 | 3.9146 | Commercial_2032_SC C_MW_Before Competition Groups_Water Source Heat Pump (4 ton)
Commercial | Com ¦ LED street light fixture | 2032 | SC C | MW | Before Competition Groups | 3.8426 | 0 | 0 | 1059.6692 | 0.0036262 | 34 | Commercial_2032_SC C_MW_Before Competition Groups_34 | LED street light fixture | 0.3626% | 0 | 3.8426 | Commercial_2032_SC C_MW_Before Competition Groups_LED street light fixture
Commercial | Com ¦ Occupancy Sensors | 2032 | SC C | MW | Before Competition Groups | 3.7222 | 0 | 0 | 1059.6692 | 0.0035126 | 35 | Commercial_2032_SC C_MW_Before Competition Groups_35 | Occupancy Sensors | 0.3513% | 0 | 3.7222 | Commercial_2032_SC C_MW_Before Competition Groups_Occupancy Sensors
Commercial | Com ¦ Duct Insulation, R8 | 2032 | SC C | MW | Before Competition Groups | 3.1553 | 0 | 0 | 1059.6692 | 0.0029776 | 36 | Commercial_2032_SC C_MW_Before Competition Groups_36 | Duct Insulation, R8 | 0.2978% | 0 | 3.1553 | Commercial_2032_SC C_MW_Before Competition Groups_Duct Insulation, R8
Commercial | Com ¦ BEVERAGE VENDING MACHINE CONTROLS | 2032 | SC C | MW | Before Competition Groups | 2.1637 | 0 | 0 | 1059.6692 | 0.0020419 | 37 | Commercial_2032_SC C_MW_Before Competition Groups_37 | BEVERAGE VENDING MACHINE CONTROLS | 0.2042% | 0 | 2.1637 | Commercial_2032_SC C_MW_Before Competition Groups_BEVERAGE VENDING MACHINE CONTROLS
Commercial | Com ¦ Elec Storage WH 2.30 Et | 2032 | SC C | MW | Before Competition Groups | 2.0241 | 0 | 0 | 1059.6692 | 0.0019101 | 38 | Commercial_2032_SC C_MW_Before Competition Groups_38 | Elec Storage WH 2.30 Et | 0.191% | 0 | 2.0241 | Commercial_2032_SC C_MW_Before Competition Groups_Elec Storage WH 2.30 Et
Commercial | Com ¦ Temperature Adjustment in Commercial Freezers | 2032 | SC C | MW | Before Competition Groups | 1.8868 | 0 | 0 | 1059.6692 | 0.0017805 | 39 | Commercial_2032_SC C_MW_Before Competition Groups_39 | Temperature Adjustment in Commercial Freezers | 0.1781% | 0 | 1.8868 | Commercial_2032_SC C_MW_Before Competition Groups_Temperature Adjustment in Commercial Freezers
Commercial | Com ¦ CO Sensors for parking garage exhaust fans | 2032 | SC C | MW | Before Competition Groups | 1.6853 | 0 | 0 | 1059.6692 | 0.0015904 | 40 | Commercial_2032_SC C_MW_Before Competition Groups_40 | CO Sensors for parking garage exhaust fans | 0.159% | 0 | 1.6853 | Commercial_2032_SC C_MW_Before Competition Groups_CO Sensors for parking garage exhaust fans
Commercial | Com ¦ Vertical Night Covers | 2032 | SC C | MW | Before Competition Groups | 1.5587 | 0 | 0 | 1059.6692 | 0.001471 | 41 | Commercial_2032_SC C_MW_Before Competition Groups_41 | Vertical Night Covers | 0.1471% | 0 | 1.5587 | Commercial_2032_SC C_MW_Before Competition Groups_Vertical Night Covers
Commercial | Com ¦ Energy Efficient Laboratory Fume Hood | 2032 | SC C | MW | Before Competition Groups | 1.5141 | 0 | 0 | 1059.6692 | 0.0014288 | 42 | Commercial_2032_SC C_MW_Before Competition Groups_42 | Energy Efficient Laboratory Fume Hood | 0.1429% | 0 | 1.5141 | Commercial_2032_SC C_MW_Before Competition Groups_Energy Efficient Laboratory Fume Hood
Commercial | Com ¦ ENERGY STAR Fryer (84% eff) | 2032 | SC C | MW | Before Competition Groups | 1.3339 | 0 | 0 | 1059.6692 | 0.0012588 | 43 | Commercial_2032_SC C_MW_Before Competition Groups_43 | ENERGY STAR Fryer (84% eff) | 0.1259% | 0 | 1.3339 | Commercial_2032_SC C_MW_Before Competition Groups_ENERGY STAR Fryer (84% eff)
Commercial | Com ¦ Outside Air Economizer | 2032 | SC C | MW | Before Competition Groups | 1.2353 | 0 | 0 | 1059.6692 | 0.0011658 | 44 | Commercial_2032_SC C_MW_Before Competition Groups_44 | Outside Air Economizer | 0.1166% | 0 | 1.2353 | Commercial_2032_SC C_MW_Before Competition Groups_Outside Air Economizer
Commercial | Com ¦ Water Heating (DHW) Pipe Insulation (Add 3/4\ Foam)" | 2032 | SC C | MW | Before Competition Groups | 1.1966 | 0 | 0 | 1059.6692 | 0.0011292 | 45 | Commercial_2032_SC C_MW_Before Competition Groups_45 | Water Heating (DHW) Pipe Insulation (Add 3/4\ Foam)" | 0.1129% | 0 | 1.1966 | Commercial_2032_SC C_MW_Before Competition Groups_Water Heating (DHW) Pipe Insulation (Add 3/4\ Foam)"
Commercial | Com ¦ ENERGY STAR Steam Cookers | 2032 | SC C | MW | Before Competition Groups | 0.85618 | 0 | 0 | 1059.6692 | 0.00080797 | 46 | Commercial_2032_SC C_MW_Before Competition Groups_46 | ENERGY STAR Steam Cookers | 0.0808% | 0 | 0.85618 | Commercial_2032_SC C_MW_Before Competition Groups_ENERGY STAR Steam Cookers
Commercial | Com ¦ Suction Pipe Insulation Freezer/Refrigerator | 2032 | SC C | MW | Before Competition Groups | 0.8114 | 0 | 0 | 1059.6692 | 0.00076571 | 47 | Commercial_2032_SC C_MW_Before Competition Groups_47 | Suction Pipe Insulation Freezer/Refrigerator | 0.07657% | 0 | 0.8114 | Commercial_2032_SC C_MW_Before Competition Groups_Suction Pipe Insulation Freezer/Refrigerator
Commercial | Com ¦ Thermostat Setback | 2032 | SC C | MW | Before Competition Groups | 0.67092 | 0 | 0 | 1059.6692 | 0.00063315 | 48 | Commercial_2032_SC C_MW_Before Competition Groups_48 | Thermostat Setback | 0.06331% | 0 | 0.67092 | Commercial_2032_SC C_MW_Before Competition Groups_Thermostat Setback
Commercial | Com ¦ ENERGY STAR Dishwasher | 2032 | SC C | MW | Before Competition Groups | 0.65424 | 0 | 0 | 1059.6692 | 0.0006174 | 49 | Commercial_2032_SC C_MW_Before Competition Groups_49 | ENERGY STAR Dishwasher | 0.06174% | 0 | 0.65424 | Commercial_2032_SC C_MW_Before Competition Groups_ENERGY STAR Dishwasher
Commercial | Com ¦ Condensing Make Up Air Unit | 2032 | SC C | MW | Before Competition Groups | 0.5537 | 0 | 0 | 1059.6692 | 0.00052252 | 50 | Commercial_2032_SC C_MW_Before Competition Groups_50 | Condensing Make Up Air Unit | 0.05225% | 0 | 0.5537 | Commercial_2032_SC C_MW_Before Competition Groups_Condensing Make Up Air Unit
Commercial | Com ¦ Ozone Laundry Treatment | 2032 | SC C | MW | Before Competition Groups | 0.41113 | 0 | 0 | 1059.6692 | 0.00038798 | 51 | Commercial_2032_SC C_MW_Before Competition Groups_51 | Ozone Laundry Treatment | 0.0388% | 0 | 0.41113 | Commercial_2032_SC C_MW_Before Competition Groups_Ozone Laundry Treatment
Commercial | COM ¦ Ductless Mini-Split Heat Pumps | 2032 | SC C | MW | Before Competition Groups | 0.18507 | 0 | 0 | 1059.6692 | 0.00017465 | 52 | Commercial_2032_SC C_MW_Before Competition Groups_52 | Ductless Mini-Split Heat Pumps | 0.01747% | 0 | 0.18507 | Commercial_2032_SC C_MW_Before Competition Groups_Ductless Mini-Split Heat Pumps
Commercial | Com ¦ ECM MOTORS FOR HVAC APPLICATION (FAN-POWERED VAV BOX) | 2032 | SC C | MW | Before Competition Groups | 0.18462 | 0 | 0 | 1059.6692 | 0.00017422 | 53 | Commercial_2032_SC C_MW_Before Competition Groups_53 | ECM MOTORS FOR HVAC APPLICATION (FAN-POWERED VAV BOX) | 0.01742% | 0 | 0.18462 | Commercial_2032_SC C_MW_Before Competition Groups_ECM MOTORS FOR HVAC APPLICATION (FAN-POWERED VAV BOX)
Commercial | Com ¦ PTAC (12 EER/10,000 BTU) | 2032 | SC C | MW | Before Competition Groups | 0.15819 | 0 | 0 | 1059.6692 | 0.00014928 | 54 | Commercial_2032_SC C_MW_Before Competition Groups_54 | PTAC (12 EER/10,000 BTU) | 0.01493% | 0 | 0.15819 | Commercial_2032_SC C_MW_Before Competition Groups_PTAC (12 EER/10,000 BTU)
Commercial | Com ¦ CEE Tier 2/Energy Star Clothes Washers | 2032 | SC C | MW | Before Competition Groups | 0.12335 | 0 | 0 | 1059.6692 | 0.00011641 | 55 | Commercial_2032_SC C_MW_Before Competition Groups_55 | CEE Tier 2/Energy Star Clothes Washers | 0.01164% | 0 | 0.12335 | Commercial_2032_SC C_MW_Before Competition Groups_CEE Tier 2/Energy Star Clothes Washers
Commercial | Com ¦ Solar Water Preheat (Pools/DHW) | 2032 | SC C | MW | Before Competition Groups | 0.0993 | 0 | 0 | 1059.6692 | 9.3709e-05 | 56 | Commercial_2032_SC C_MW_Before Competition Groups_56 | Solar Water Preheat (Pools/DHW) | 0.009371% | 0 | 0.0993 | Commercial_2032_SC C_MW_Before Competition Groups_Solar Water Preheat (Pools/DHW)
Commercial | Com ¦ Notched V belts for HVAC Systems | 2032 | SC C | MW | Before Competition Groups | 0.097541 | 0 | 0 | 1059.6692 | 9.2049e-05 | 57 | Commercial_2032_SC C_MW_Before Competition Groups_57 | Notched V belts for HVAC Systems | 0.009205% | 0 | 0.097541 | Commercial_2032_SC C_MW_Before Competition Groups_Notched V belts for HVAC Systems
Commercial | Com ¦ HVAC Optimization | 2032 | SC C | MW | Before Competition Groups | 0.094262 | 0 | 0 | 1059.6692 | 8.8955e-05 | 58 | Commercial_2032_SC C_MW_Before Competition Groups_58 | HVAC Optimization | 0.008895% | 0 | 0.094262 | Commercial_2032_SC C_MW_Before Competition Groups_HVAC Optimization
Commercial | Com ¦ Auto Off Time Switch or Time Clock control | 2032 | SC C | MW | Before Competition Groups | 0.094064 | 0 | 0 | 1059.6692 | 8.8767e-05 | 59 | Commercial_2032_SC C_MW_Before Competition Groups_59 | Auto Off Time Switch or Time Clock control | 0.008877% | 0 | 0.094064 | Commercial_2032_SC C_MW_Before Competition Groups_Auto Off Time Switch or Time Clock control
Commercial | Com ¦ LLLC - High Impact Application | 2032 | SC C | MW | Before Competition Groups | 0.086432 | 0 | 0 | 1059.6692 | 8.1565e-05 | 60 | Commercial_2032_SC C_MW_Before Competition Groups_60 | LLLC - High Impact Application | 0.008157% | 0 | 0.086432 | Commercial_2032_SC C_MW_Before Competition Groups_LLLC - High Impact Application
Commercial | Com ¦ Demand controlled Circulating Systems | 2032 | SC C | MW | Before Competition Groups | 0.081165 | 0 | 0 | 1059.6692 | 7.6594e-05 | 61 | Commercial_2032_SC C_MW_Before Competition Groups_61 | Demand controlled Circulating Systems | 0.007659% | 0 | 0.081165 | Commercial_2032_SC C_MW_Before Competition Groups_Demand controlled Circulating Systems
Commercial | Com ¦ Low Flow Pre-Rinse Spray Nozzle | 2032 | SC C | MW | Before Competition Groups | 0.065001 | 0 | 0 | 1059.6692 | 6.1341e-05 | 62 | Commercial_2032_SC C_MW_Before Competition Groups_62 | Low Flow Pre-Rinse Spray Nozzle | 0.006134% | 0 | 0.065001 | Commercial_2032_SC C_MW_Before Competition Groups_Low Flow Pre-Rinse Spray Nozzle
Commercial | Com ¦ LLLC - Low Impact Application | 2032 | SC C | MW | Before Competition Groups | 0.057343 | 0 | 0 | 1059.6692 | 5.4114e-05 | 63 | Commercial_2032_SC C_MW_Before Competition Groups_63 | LLLC - Low Impact Application | 0.005411% | 0 | 0.057343 | Commercial_2032_SC C_MW_Before Competition Groups_LLLC - Low Impact Application
Commercial | Com ¦ Commercial Hot Food Holding Cabinets | 2032 | SC C | MW | Before Competition Groups | 0.051295 | 0 | 0 | 1059.6692 | 4.8407e-05 | 64 | Commercial_2032_SC C_MW_Before Competition Groups_64 | Commercial Hot Food Holding Cabinets | 0.004841% | 0 | 0.051295 | Commercial_2032_SC C_MW_Before Competition Groups_Commercial Hot Food Holding Cabinets
Commercial | Com ¦ LED RECESSED DOWNLIGHTS | 2032 | SC C | MW | Before Competition Groups | 0.046235 | 0 | 0 | 1059.6692 | 4.3632e-05 | 65 | Commercial_2032_SC C_MW_Before Competition Groups_65 | LED RECESSED DOWNLIGHTS | 0.004363% | 0 | 0.046235 | Commercial_2032_SC C_MW_Before Competition Groups_LED RECESSED DOWNLIGHTS
Commercial | Com ¦ High Efficiency Chiller (avg of water and air cooled) | 2032 | SC C | MW | Before Competition Groups | 0.03022 | 0 | 0 | 1059.6692 | 2.8518e-05 | 66 | Commercial_2032_SC C_MW_Before Competition Groups_66 | High Efficiency Chiller (avg of water and air cooled) | 0.002852% | 0 | 0.03022 | Commercial_2032_SC C_MW_Before Competition Groups_High Efficiency Chiller (avg of water and air cooled)
Commercial | Com ¦ Wall Insulation | 2032 | SC C | MW | Before Competition Groups | 0.028841 | 0 | 0 | 1059.6692 | 2.7217e-05 | 67 | Commercial_2032_SC C_MW_Before Competition Groups_67 | Wall Insulation | 0.002722% | 0 | 0.028841 | Commercial_2032_SC C_MW_Before Competition Groups_Wall Insulation
Commercial | Com ¦ High Efficiency Small Instantaneous Water Heater | 2032 | SC C | MW | Before Competition Groups | 0.027295 | 0 | 0 | 1059.6692 | 2.5758e-05 | 68 | Commercial_2032_SC C_MW_Before Competition Groups_68 | High Efficiency Small Instantaneous Water Heater | 0.002576% | 0 | 0.027295 | Commercial_2032_SC C_MW_Before Competition Groups_High Efficiency Small Instantaneous Water Heater
Commercial | Com ¦ Condensing Unit Heaters or other Efficient Unit Heating System | 2032 | SC C | MW | Before Competition Groups | 0.026917 | 0 | 0 | 1059.6692 | 2.5402e-05 | 69 | Commercial_2032_SC C_MW_Before Competition Groups_69 | Condensing Unit Heaters or other Efficient Unit Heating System | 0.00254% | 0 | 0.026917 | Commercial_2032_SC C_MW_Before Competition Groups_Condensing Unit Heaters or other Efficient Unit Heating System
Commercial | Com ¦ Room AC (w/ louvered sides) 14 SEER from 12 SEER code | 2032 | SC C | MW | Before Competition Groups | 0.025236 | 0 | 0 | 1059.6692 | 2.3815e-05 | 70 | Commercial_2032_SC C_MW_Before Competition Groups_70 | Room AC (w/ louvered sides) 14 SEER from 12 SEER code | 0.002382% | 0 | 0.025236 | Commercial_2032_SC C_MW_Before Competition Groups_Room AC (w/ louvered sides) 14 SEER from 12 SEER code
Commercial | Com ¦ Air Curtains | 2032 | SC C | MW | Before Competition Groups | 0.021792 | 0 | 0 | 1059.6692 | 2.0564e-05 | 71 | Commercial_2032_SC C_MW_Before Competition Groups_71 | Air Curtains | 0.002056% | 0 | 0.021792 | Commercial_2032_SC C_MW_Before Competition Groups_Air Curtains
Commercial | Com ¦ Efficient compressor motor | 2032 | SC C | MW | Before Competition Groups | 0.020588 | 0 | 0 | 1059.6692 | 1.9429e-05 | 72 | Commercial_2032_SC C_MW_Before Competition Groups_72 | Efficient compressor motor | 0.001943% | 0 | 0.020588 | Commercial_2032_SC C_MW_Before Competition Groups_Efficient compressor motor
Commercial | Com ¦ VSD Air Compressor | 2032 | SC C | MW | Before Competition Groups | 0.019877 | 0 | 0 | 1059.6692 | 1.8758e-05 | 73 | Commercial_2032_SC C_MW_Before Competition Groups_73 | VSD Air Compressor | 0.001876% | 0 | 0.019877 | Commercial_2032_SC C_MW_Before Competition Groups_VSD Air Compressor
Commercial | Com ¦ Energy Recovery Ventilation and Ventilation (Enhanced) | 2032 | SC C | MW | Before Competition Groups | 0.012054 | 0 | 0 | 1059.6692 | 1.1375e-05 | 74 | Commercial_2032_SC C_MW_Before Competition Groups_74 | Energy Recovery Ventilation and Ventilation (Enhanced) | 0.001138% | 0 | 0.012054 | Commercial_2032_SC C_MW_Before Competition Groups_Energy Recovery Ventilation and Ventilation (Enhanced)
Commercial | Com ¦ EC Plug Fan for Data Center (under cabinet) | 2032 | SC C | MW | Before Competition Groups | 0.0032743 | 0 | 0 | 1059.6692 | 3.0899e-06 | 75 | Commercial_2032_SC C_MW_Before Competition Groups_75 | EC Plug Fan for Data Center (under cabinet) | 0.000309% | 0 | 0.0032743 | Commercial_2032_SC C_MW_Before Competition Groups_EC Plug Fan for Data Center (under cabinet)
Commercial | Com ¦ Electric Convection Combination Ovens | 2032 | SC C | MW | Before Competition Groups | 0.00030796 | 0 | 0 | 1059.6692 | 2.9062e-07 | 76 | Commercial_2032_SC C_MW_Before Competition Groups_76 | Electric Convection Combination Ovens | 2.906e-05% | 0 | 0.00030796 | Commercial_2032_SC C_MW_Before Competition Groups_Electric Convection Combination Ovens
Commercial | Com ¦ Networked/Connected - High Impact Application | 2032 | SC C | MW | Before Competition Groups | 0.00024708 | 0 | 0 | 1059.6692 | 2.3317e-07 | 77 | Commercial_2032_SC C_MW_Before Competition Groups_77 | Networked/Connected - High Impact Application | 2.332e-05% | 0 | 0.00024708 | Commercial_2032_SC C_MW_Before Competition Groups_Networked/Connected - High Impact Application
Commercial | Com ¦ Networked/Connected - Low Impact Application | 2032 | SC C | MW | Before Competition Groups | 1.2074e-05 | 0 | 0 | 1059.6692 | 1.1394e-08 | 78 | Commercial_2032_SC C_MW_Before Competition Groups_78 | Networked/Connected - Low Impact Application | 1.139e-06% | 0 | 1.2074e-05 | Commercial_2032_SC C_MW_Before Competition Groups_Networked/Connected - Low Impact Application
Commercial | Com ¦ Indoor Daylight Sensors/Photocell Dimming Control | 2032 | SC C | MW | Before Competition Groups | 0 | 0 | 0 | 1059.6692 | 0 | 79 | Commercial_2032_SC C_MW_Before Competition Groups_79 | Indoor Daylight Sensors/Photocell Dimming Control | 0% | 0 | 0 | Commercial_2032_SC C_MW_Before Competition Groups_Indoor Daylight Sensors/Photocell Dimming Control
Commercial | Com ¦ Variable Refrigerant Flow Heat Pump | 2032 | SC C | MW | Before Competition Groups | 0 | 0 | 0 | 1059.6692 | 0 | 80 | Commercial_2032_SC C_MW_Before Competition Groups_80 | Variable Refrigerant Flow Heat Pump | 0% | 0 | 0 | Commercial_2032_SC C_MW_Before Competition Groups_Variable Refrigerant Flow Heat Pump
Commercial | Com ¦ LED Low/High Bay | 2032 | SC D | MW | Before Competition Groups | 129.3463 | 0 | 0 | 989.8199 | 0.13068 | 1 | Commercial_2032_SC D_MW_Before Competition Groups_1 | LED Low/High Bay | 13.07% | 0 | 129.3463 | Commercial_2032_SC D_MW_Before Competition Groups_LED Low/High Bay
Commercial | Com ¦ ENERGY STAR LED LAMPS (REFLECTOR LAMPs/MR16/PAR 16) | 2032 | SC D | MW | Before Competition Groups | 119.8385 | 0 | 0 | 989.8199 | 0.12107 | 2 | Commercial_2032_SC D_MW_Before Competition Groups_2 | ENERGY STAR LED LAMPS (REFLECTOR LAMPs/MR16/PAR 16) | 12.11% | 0 | 119.8385 | Commercial_2032_SC D_MW_Before Competition Groups_ENERGY STAR LED LAMPS (REFLECTOR LAMPs/MR16/PAR 16)
Commercial | Com ¦ LED Troffer/Surface/Suspended | 2032 | SC D | MW | Before Competition Groups | 113.5448 | 0 | 0 | 989.8199 | 0.11471 | 3 | Commercial_2032_SC D_MW_Before Competition Groups_3 | LED Troffer/Surface/Suspended | 11.47% | 0 | 113.5448 | Commercial_2032_SC D_MW_Before Competition Groups_LED Troffer/Surface/Suspended
Commercial | Com ¦ LED Replacement Lamp (Tube) | 2032 | SC D | MW | Before Competition Groups | 72.1114 | 0 | 0 | 989.8199 | 0.072853 | 4 | Commercial_2032_SC D_MW_Before Competition Groups_4 | LED Replacement Lamp (Tube) | 7.285% | 0 | 72.1114 | Commercial_2032_SC D_MW_Before Competition Groups_LED Replacement Lamp (Tube)
Commercial | Com ¦ High Efficiency Air Source Heat Pump | 2032 | SC D | MW | Before Competition Groups | 66.668 | 0 | 0 | 989.8199 | 0.067354 | 5 | Commercial_2032_SC D_MW_Before Competition Groups_5 | High Efficiency Air Source Heat Pump | 6.735% | 0 | 66.668 | Commercial_2032_SC D_MW_Before Competition Groups_High Efficiency Air Source Heat Pump
Commercial | Com ¦ Building Recommissioning, Operations and Maintenance (O&M) Improvements | 2032 | SC D | MW | Before Competition Groups | 62.0188 | 0 | 0 | 989.8199 | 0.062657 | 6 | Commercial_2032_SC D_MW_Before Competition Groups_6 | Building Recommissioning, Operations and Maintenance (O&M) Improvements | 6.266% | 0 | 62.0188 | Commercial_2032_SC D_MW_Before Competition Groups_Building Recommissioning, Operations and Maintenance (O&M) Improvements
Commercial | Com ¦ Unitary Air-Conditioning Unit | 2032 | SC D | MW | Before Competition Groups | 41.4742 | 0 | 0 | 989.8199 | 0.041901 | 7 | Commercial_2032_SC D_MW_Before Competition Groups_7 | Unitary Air-Conditioning Unit | 4.19% | 0 | 41.4742 | Commercial_2032_SC D_MW_Before Competition Groups_Unitary Air-Conditioning Unit
Commercial | Com ¦ Advanced BAS/Controllers | 2032 | SC D | MW | Before Competition Groups | 36.3519 | 0 | 0 | 989.8199 | 0.036726 | 8 | Commercial_2032_SC D_MW_Before Competition Groups_8 | Advanced BAS/Controllers | 3.673% | 0 | 36.3519 | Commercial_2032_SC D_MW_Before Competition Groups_Advanced BAS/Controllers
Commercial | Com ¦ Education and Capacity Building/Energy Behavior | 2032 | SC D | MW | Before Competition Groups | 36.2149 | 0 | 0 | 989.8199 | 0.036587 | 9 | Commercial_2032_SC D_MW_Before Competition Groups_9 | Education and Capacity Building/Energy Behavior | 3.659% | 0 | 36.2149 | Commercial_2032_SC D_MW_Before Competition Groups_Education and Capacity Building/Energy Behavior
Commercial | Com ¦ Data Center Storage/Server Virtualization | 2032 | SC D | MW | Before Competition Groups | 25.7773 | 0 | 0 | 989.8199 | 0.026042 | 10 | Commercial_2032_SC D_MW_Before Competition Groups_10 | Data Center Storage/Server Virtualization | 2.604% | 0 | 25.7773 | Commercial_2032_SC D_MW_Before Competition Groups_Data Center Storage/Server Virtualization
Commercial | Com ¦ Reach-in Shaded Pole to ECM/PSC Evaporator Fan Motor | 2032 | SC D | MW | Before Competition Groups | 24.1964 | 0 | 0 | 989.8199 | 0.024445 | 11 | Commercial_2032_SC D_MW_Before Competition Groups_11 | Reach-in Shaded Pole to ECM/PSC Evaporator Fan Motor | 2.445% | 0 | 24.1964 | Commercial_2032_SC D_MW_Before Competition Groups_Reach-in Shaded Pole to ECM/PSC Evaporator Fan Motor
Commercial | Com ¦ Adaptive Thermostats | 2032 | SC D | MW | Before Competition Groups | 23.6003 | 0 | 0 | 989.8199 | 0.023843 | 12 | Commercial_2032_SC D_MW_Before Competition Groups_12 | Adaptive Thermostats | 2.384% | 0 | 23.6003 | Commercial_2032_SC D_MW_Before Competition Groups_Adaptive Thermostats
Commercial | Com ¦ Strip Curtains | 2032 | SC D | MW | Before Competition Groups | 19.8496 | 0 | 0 | 989.8199 | 0.020054 | 13 | Commercial_2032_SC D_MW_Before Competition Groups_13 | Strip Curtains | 2.005% | 0 | 19.8496 | Commercial_2032_SC D_MW_Before Competition Groups_Strip Curtains
Commercial | Com ¦ Refrigerated Display Case Doors | 2032 | SC D | MW | Before Competition Groups | 18.5794 | 0 | 0 | 989.8199 | 0.01877 | 14 | Commercial_2032_SC D_MW_Before Competition Groups_14 | Refrigerated Display Case Doors | 1.877% | 0 | 18.5794 | Commercial_2032_SC D_MW_Before Competition Groups_Refrigerated Display Case Doors
Commercial | Com ¦ Furnace Tune-Up | 2032 | SC D | MW | Before Competition Groups | 17.0064 | 0 | 0 | 989.8199 | 0.017181 | 15 | Commercial_2032_SC D_MW_Before Competition Groups_15 | Furnace Tune-Up | 1.718% | 0 | 17.0064 | Commercial_2032_SC D_MW_Before Competition Groups_Furnace Tune-Up
Commercial | Com ¦ Chilled Water Optimization | 2032 | SC D | MW | Before Competition Groups | 16.8632 | 0 | 0 | 989.8199 | 0.017037 | 16 | Commercial_2032_SC D_MW_Before Competition Groups_16 | Chilled Water Optimization | 1.704% | 0 | 16.8632 | Commercial_2032_SC D_MW_Before Competition Groups_Chilled Water Optimization
Commercial | Com ¦ LED or Equivalent Sign Lighting | 2032 | SC D | MW | Before Competition Groups | 16.3663 | 0 | 0 | 989.8199 | 0.016535 | 17 | Commercial_2032_SC D_MW_Before Competition Groups_17 | LED or Equivalent Sign Lighting | 1.653% | 0 | 16.3663 | Commercial_2032_SC D_MW_Before Competition Groups_LED or Equivalent Sign Lighting
Commercial | Com ¦ ENERGY STAR LED LAMPS (General Service Lamps) | 2032 | SC D | MW | Before Competition Groups | 14.7373 | 0 | 0 | 989.8199 | 0.014889 | 18 | Commercial_2032_SC D_MW_Before Competition Groups_18 | ENERGY STAR LED LAMPS (General Service Lamps) | 1.489% | 0 | 14.7373 | Commercial_2032_SC D_MW_Before Competition Groups_ENERGY STAR LED LAMPS (General Service Lamps)
Commercial | Com ¦ Centrally controlled desktop PC/NETWORK PC POWER MANAGEMENT SOFTWARE | 2032 | SC D | MW | Before Competition Groups | 14.054 | 0 | 0 | 989.8199 | 0.014199 | 19 | Commercial_2032_SC D_MW_Before Competition Groups_19 | Centrally controlled desktop PC/NETWORK PC POWER MANAGEMENT SOFTWARE | 1.42% | 0 | 14.054 | Commercial_2032_SC D_MW_Before Competition Groups_Centrally controlled desktop PC/NETWORK PC POWER MANAGEMENT SOFTWARE
Commercial | Com ¦ Demand Control Ventilation | 2032 | SC D | MW | Before Competition Groups | 11.8275 | 0 | 0 | 989.8199 | 0.011949 | 20 | Commercial_2032_SC D_MW_Before Competition Groups_20 | Demand Control Ventilation | 1.195% | 0 | 11.8275 | Commercial_2032_SC D_MW_Before Competition Groups_Demand Control Ventilation
Commercial | Com ¦ Variable Frequency Drive (VFD) | 2032 | SC D | MW | Before Competition Groups | 11.6254 | 0 | 0 | 989.8199 | 0.011745 | 21 | Commercial_2032_SC D_MW_Before Competition Groups_21 | Variable Frequency Drive (VFD) | 1.174% | 0 | 11.6254 | Commercial_2032_SC D_MW_Before Competition Groups_Variable Frequency Drive (VFD)
Commercial | Com ¦ VFD on Pumps | 2032 | SC D | MW | Before Competition Groups | 10.7882 | 0 | 0 | 989.8199 | 0.010899 | 22 | Commercial_2032_SC D_MW_Before Competition Groups_22 | VFD on Pumps | 1.09% | 0 | 10.7882 | Commercial_2032_SC D_MW_Before Competition Groups_VFD on Pumps
Commercial | Com ¦ Refrigerated Display Case LED | 2032 | SC D | MW | Before Competition Groups | 8.3354 | 0 | 0 | 989.8199 | 0.0084211 | 23 | Commercial_2032_SC D_MW_Before Competition Groups_23 | Refrigerated Display Case LED | 0.8421% | 0 | 8.3354 | Commercial_2032_SC D_MW_Before Competition Groups_Refrigerated Display Case LED
Commercial | Com ¦ LED EXTERIOR AREA LIGHTS - LED fixture (200W) | 2032 | SC D | MW | Before Competition Groups | 6.3062 | 0 | 0 | 989.8199 | 0.0063711 | 24 | Commercial_2032_SC D_MW_Before Competition Groups_24 | LED EXTERIOR AREA LIGHTS - LED fixture (200W) | 0.6371% | 0 | 6.3062 | Commercial_2032_SC D_MW_Before Competition Groups_LED EXTERIOR AREA LIGHTS - LED fixture (200W)
Commercial | Com ¦ LED parking lot fixture | 2032 | SC D | MW | Before Competition Groups | 6.1238 | 0 | 0 | 989.8199 | 0.0061867 | 25 | Commercial_2032_SC D_MW_Before Competition Groups_25 | LED parking lot fixture | 0.6187% | 0 | 6.1238 | Commercial_2032_SC D_MW_Before Competition Groups_LED parking lot fixture
Commercial | Com ¦ ECM MOTORS FOR EVAPORATOR FANS for refrigeration (WALK-IN) | 2032 | SC D | MW | Before Competition Groups | 6.0661 | 0 | 0 | 989.8199 | 0.0061285 | 26 | Commercial_2032_SC D_MW_Before Competition Groups_26 | ECM MOTORS FOR EVAPORATOR FANS for refrigeration (WALK-IN) | 0.6129% | 0 | 6.0661 | Commercial_2032_SC D_MW_Before Competition Groups_ECM MOTORS FOR EVAPORATOR FANS for refrigeration (WALK-IN)
Commercial | Com ¦ Door Gasket Freezer/Refrigerator | 2032 | SC D | MW | Before Competition Groups | 5.4263 | 0 | 0 | 989.8199 | 0.0054821 | 27 | Commercial_2032_SC D_MW_Before Competition Groups_27 | Door Gasket Freezer/Refrigerator | 0.5482% | 0 | 5.4263 | Commercial_2032_SC D_MW_Before Competition Groups_Door Gasket Freezer/Refrigerator
Commercial | Com ¦ Evaporator Fan Controls | 2032 | SC D | MW | Before Competition Groups | 5.1556 | 0 | 0 | 989.8199 | 0.0052086 | 28 | Commercial_2032_SC D_MW_Before Competition Groups_28 | Evaporator Fan Controls | 0.5209% | 0 | 5.1556 | Commercial_2032_SC D_MW_Before Competition Groups_Evaporator Fan Controls
Commercial | Com ¦ Demand Control Kitchen Ventilation | 2032 | SC D | MW | Before Competition Groups | 5.0624 | 0 | 0 | 989.8199 | 0.0051145 | 29 | Commercial_2032_SC D_MW_Before Competition Groups_29 | Demand Control Kitchen Ventilation | 0.5114% | 0 | 5.0624 | Commercial_2032_SC D_MW_Before Competition Groups_Demand Control Kitchen Ventilation
Commercial | Com ¦ Air Handler with Dedicated Outdoor Air Systems | 2032 | SC D | MW | Before Competition Groups | 4.9134 | 0 | 0 | 989.8199 | 0.004964 | 30 | Commercial_2032_SC D_MW_Before Competition Groups_30 | Air Handler with Dedicated Outdoor Air Systems | 0.4964% | 0 | 4.9134 | Commercial_2032_SC D_MW_Before Competition Groups_Air Handler with Dedicated Outdoor Air Systems
Commercial | Com ¦ ENERGY STAR Griddle (74% eff) | 2032 | SC D | MW | Before Competition Groups | 4.5015 | 0 | 0 | 989.8199 | 0.0045478 | 31 | Commercial_2032_SC D_MW_Before Competition Groups_31 | ENERGY STAR Griddle (74% eff) | 0.4548% | 0 | 4.5015 | Commercial_2032_SC D_MW_Before Competition Groups_ENERGY STAR Griddle (74% eff)
Commercial | Com ¦ Occupancy Sensors | 2032 | SC D | MW | Before Competition Groups | 3.7222 | 0 | 0 | 989.8199 | 0.0037604 | 32 | Commercial_2032_SC D_MW_Before Competition Groups_32 | Occupancy Sensors | 0.376% | 0 | 3.7222 | Commercial_2032_SC D_MW_Before Competition Groups_Occupancy Sensors
Commercial | Com ¦ Freezer Case Light Sensor | 2032 | SC D | MW | Before Competition Groups | 3.5782 | 0 | 0 | 989.8199 | 0.003615 | 33 | Commercial_2032_SC D_MW_Before Competition Groups_33 | Freezer Case Light Sensor | 0.3615% | 0 | 3.5782 | Commercial_2032_SC D_MW_Before Competition Groups_Freezer Case Light Sensor
Commercial | Com ¦ Water Source Heat Pump (4 ton) | 2032 | SC D | MW | Before Competition Groups | 3.26 | 0 | 0 | 989.8199 | 0.0032935 | 34 | Commercial_2032_SC D_MW_Before Competition Groups_34 | Water Source Heat Pump (4 ton) | 0.3294% | 0 | 3.26 | Commercial_2032_SC D_MW_Before Competition Groups_Water Source Heat Pump (4 ton)
Commercial | Com ¦ Duct Insulation, R8 | 2032 | SC D | MW | Before Competition Groups | 3.1376 | 0 | 0 | 989.8199 | 0.0031699 | 35 | Commercial_2032_SC D_MW_Before Competition Groups_35 | Duct Insulation, R8 | 0.317% | 0 | 3.1376 | Commercial_2032_SC D_MW_Before Competition Groups_Duct Insulation, R8
Commercial | Com ¦ LED street light fixture | 2032 | SC D | MW | Before Competition Groups | 3.0045 | 0 | 0 | 989.8199 | 0.0030354 | 36 | Commercial_2032_SC D_MW_Before Competition Groups_36 | LED street light fixture | 0.3035% | 0 | 3.0045 | Commercial_2032_SC D_MW_Before Competition Groups_LED street light fixture
Commercial | Com ¦ BEVERAGE VENDING MACHINE CONTROLS | 2032 | SC D | MW | Before Competition Groups | 2.0792 | 0 | 0 | 989.8199 | 0.0021006 | 37 | Commercial_2032_SC D_MW_Before Competition Groups_37 | BEVERAGE VENDING MACHINE CONTROLS | 0.2101% | 0 | 2.0792 | Commercial_2032_SC D_MW_Before Competition Groups_BEVERAGE VENDING MACHINE CONTROLS
Commercial | Com ¦ Temperature Adjustment in Commercial Freezers | 2032 | SC D | MW | Before Competition Groups | 1.8868 | 0 | 0 | 989.8199 | 0.0019062 | 38 | Commercial_2032_SC D_MW_Before Competition Groups_38 | Temperature Adjustment in Commercial Freezers | 0.1906% | 0 | 1.8868 | Commercial_2032_SC D_MW_Before Competition Groups_Temperature Adjustment in Commercial Freezers
Commercial | Com ¦ Elec Storage WH 2.30 Et | 2032 | SC D | MW | Before Competition Groups | 1.8237 | 0 | 0 | 989.8199 | 0.0018424 | 39 | Commercial_2032_SC D_MW_Before Competition Groups_39 | Elec Storage WH 2.30 Et | 0.1842% | 0 | 1.8237 | Commercial_2032_SC D_MW_Before Competition Groups_Elec Storage WH 2.30 Et
Commercial | Com ¦ Vertical Night Covers | 2032 | SC D | MW | Before Competition Groups | 1.4836 | 0 | 0 | 989.8199 | 0.0014989 | 40 | Commercial_2032_SC D_MW_Before Competition Groups_40 | Vertical Night Covers | 0.1499% | 0 | 1.4836 | Commercial_2032_SC D_MW_Before Competition Groups_Vertical Night Covers
Commercial | Com ¦ ENERGY STAR Fryer (84% eff) | 2032 | SC D | MW | Before Competition Groups | 1.3243 | 0 | 0 | 989.8199 | 0.001338 | 41 | Commercial_2032_SC D_MW_Before Competition Groups_41 | ENERGY STAR Fryer (84% eff) | 0.1338% | 0 | 1.3243 | Commercial_2032_SC D_MW_Before Competition Groups_ENERGY STAR Fryer (84% eff)
Commercial | Com ¦ CO Sensors for parking garage exhaust fans | 2032 | SC D | MW | Before Competition Groups | 1.3207 | 0 | 0 | 989.8199 | 0.0013343 | 42 | Commercial_2032_SC D_MW_Before Competition Groups_42 | CO Sensors for parking garage exhaust fans | 0.1334% | 0 | 1.3207 | Commercial_2032_SC D_MW_Before Competition Groups_CO Sensors for parking garage exhaust fans
Commercial | Com ¦ Outside Air Economizer | 2032 | SC D | MW | Before Competition Groups | 1.2353 | 0 | 0 | 989.8199 | 0.001248 | 43 | Commercial_2032_SC D_MW_Before Competition Groups_43 | Outside Air Economizer | 0.1248% | 0 | 1.2353 | Commercial_2032_SC D_MW_Before Competition Groups_Outside Air Economizer
Commercial | Com ¦ Energy Efficient Laboratory Fume Hood | 2032 | SC D | MW | Before Competition Groups | 1.2342 | 0 | 0 | 989.8199 | 0.0012469 | 44 | Commercial_2032_SC D_MW_Before Competition Groups_44 | Energy Efficient Laboratory Fume Hood | 0.1247% | 0 | 1.2342 | Commercial_2032_SC D_MW_Before Competition Groups_Energy Efficient Laboratory Fume Hood
Commercial | Com ¦ Water Heating (DHW) Pipe Insulation (Add 3/4\ Foam)" | 2032 | SC D | MW | Before Competition Groups | 1.1339 | 0 | 0 | 989.8199 | 0.0011455 | 45 | Commercial_2032_SC D_MW_Before Competition Groups_45 | Water Heating (DHW) Pipe Insulation (Add 3/4\ Foam)" | 0.1146% | 0 | 1.1339 | Commercial_2032_SC D_MW_Before Competition Groups_Water Heating (DHW) Pipe Insulation (Add 3/4\ Foam)"
Commercial | Com ¦ ENERGY STAR Steam Cookers | 2032 | SC D | MW | Before Competition Groups | 0.85186 | 0 | 0 | 989.8199 | 0.00086062 | 46 | Commercial_2032_SC D_MW_Before Competition Groups_46 | ENERGY STAR Steam Cookers | 0.08606% | 0 | 0.85186 | Commercial_2032_SC D_MW_Before Competition Groups_ENERGY STAR Steam Cookers
Commercial | Com ¦ Suction Pipe Insulation Freezer/Refrigerator | 2032 | SC D | MW | Before Competition Groups | 0.74519 | 0 | 0 | 989.8199 | 0.00075285 | 47 | Commercial_2032_SC D_MW_Before Competition Groups_47 | Suction Pipe Insulation Freezer/Refrigerator | 0.07529% | 0 | 0.74519 | Commercial_2032_SC D_MW_Before Competition Groups_Suction Pipe Insulation Freezer/Refrigerator
Commercial | Com ¦ Thermostat Setback | 2032 | SC D | MW | Before Competition Groups | 0.67092 | 0 | 0 | 989.8199 | 0.00067783 | 48 | Commercial_2032_SC D_MW_Before Competition Groups_48 | Thermostat Setback | 0.06778% | 0 | 0.67092 | Commercial_2032_SC D_MW_Before Competition Groups_Thermostat Setback
Commercial | Com ¦ ENERGY STAR Dishwasher | 2032 | SC D | MW | Before Competition Groups | 0.58026 | 0 | 0 | 989.8199 | 0.00058623 | 49 | Commercial_2032_SC D_MW_Before Competition Groups_49 | ENERGY STAR Dishwasher | 0.05862% | 0 | 0.58026 | Commercial_2032_SC D_MW_Before Competition Groups_ENERGY STAR Dishwasher
Commercial | Com ¦ Condensing Make Up Air Unit | 2032 | SC D | MW | Before Competition Groups | 0.32156 | 0 | 0 | 989.8199 | 0.00032487 | 50 | Commercial_2032_SC D_MW_Before Competition Groups_50 | Condensing Make Up Air Unit | 0.03249% | 0 | 0.32156 | Commercial_2032_SC D_MW_Before Competition Groups_Condensing Make Up Air Unit
Commercial | Com ¦ Ozone Laundry Treatment | 2032 | SC D | MW | Before Competition Groups | 0.28499 | 0 | 0 | 989.8199 | 0.00028793 | 51 | Commercial_2032_SC D_MW_Before Competition Groups_51 | Ozone Laundry Treatment | 0.02879% | 0 | 0.28499 | Commercial_2032_SC D_MW_Before Competition Groups_Ozone Laundry Treatment
Commercial | COM ¦ Ductless Mini-Split Heat Pumps | 2032 | SC D | MW | Before Competition Groups | 0.18507 | 0 | 0 | 989.8199 | 0.00018698 | 52 | Commercial_2032_SC D_MW_Before Competition Groups_52 | Ductless Mini-Split Heat Pumps | 0.0187% | 0 | 0.18507 | Commercial_2032_SC D_MW_Before Competition Groups_Ductless Mini-Split Heat Pumps
Commercial | Com ¦ ECM MOTORS FOR HVAC APPLICATION (FAN-POWERED VAV BOX) | 2032 | SC D | MW | Before Competition Groups | 0.17496 | 0 | 0 | 989.8199 | 0.00017676 | 53 | Commercial_2032_SC D_MW_Before Competition Groups_53 | ECM MOTORS FOR HVAC APPLICATION (FAN-POWERED VAV BOX) | 0.01768% | 0 | 0.17496 | Commercial_2032_SC D_MW_Before Competition Groups_ECM MOTORS FOR HVAC APPLICATION (FAN-POWERED VAV BOX)
Commercial | Com ¦ PTAC (12 EER/10,000 BTU) | 2032 | SC D | MW | Before Competition Groups | 0.15277 | 0 | 0 | 989.8199 | 0.00015434 | 54 | Commercial_2032_SC D_MW_Before Competition Groups_54 | PTAC (12 EER/10,000 BTU) | 0.01543% | 0 | 0.15277 | Commercial_2032_SC D_MW_Before Competition Groups_PTAC (12 EER/10,000 BTU)
Commercial | Com ¦ CEE Tier 2/Energy Star Clothes Washers | 2032 | SC D | MW | Before Competition Groups | 0.11752 | 0 | 0 | 989.8199 | 0.00011873 | 55 | Commercial_2032_SC D_MW_Before Competition Groups_55 | CEE Tier 2/Energy Star Clothes Washers | 0.01187% | 0 | 0.11752 | Commercial_2032_SC D_MW_Before Competition Groups_CEE Tier 2/Energy Star Clothes Washers
Commercial | Com ¦ Solar Water Preheat (Pools/DHW) | 2032 | SC D | MW | Before Competition Groups | 0.0993 | 0 | 0 | 989.8199 | 0.00010032 | 56 | Commercial_2032_SC D_MW_Before Competition Groups_56 | Solar Water Preheat (Pools/DHW) | 0.01003% | 0 | 0.0993 | Commercial_2032_SC D_MW_Before Competition Groups_Solar Water Preheat (Pools/DHW)
Commercial | Com ¦ HVAC Optimization | 2032 | SC D | MW | Before Competition Groups | 0.094262 | 0 | 0 | 989.8199 | 9.5232e-05 | 57 | Commercial_2032_SC D_MW_Before Competition Groups_57 | HVAC Optimization | 0.009523% | 0 | 0.094262 | Commercial_2032_SC D_MW_Before Competition Groups_HVAC Optimization
Commercial | Com ¦ Auto Off Time Switch or Time Clock control | 2032 | SC D | MW | Before Competition Groups | 0.094064 | 0 | 0 | 989.8199 | 9.5031e-05 | 58 | Commercial_2032_SC D_MW_Before Competition Groups_58 | Auto Off Time Switch or Time Clock control | 0.009503% | 0 | 0.094064 | Commercial_2032_SC D_MW_Before Competition Groups_Auto Off Time Switch or Time Clock control
Commercial | Com ¦ Notched V belts for HVAC Systems | 2032 | SC D | MW | Before Competition Groups | 0.086631 | 0 | 0 | 989.8199 | 8.7521e-05 | 59 | Commercial_2032_SC D_MW_Before Competition Groups_59 | Notched V belts for HVAC Systems | 0.008752% | 0 | 0.086631 | Commercial_2032_SC D_MW_Before Competition Groups_Notched V belts for HVAC Systems
Commercial | Com ¦ Demand controlled Circulating Systems | 2032 | SC D | MW | Before Competition Groups | 0.080118 | 0 | 0 | 989.8199 | 8.0942e-05 | 60 | Commercial_2032_SC D_MW_Before Competition Groups_60 | Demand controlled Circulating Systems | 0.008094% | 0 | 0.080118 | Commercial_2032_SC D_MW_Before Competition Groups_Demand controlled Circulating Systems
Commercial | Com ¦ Low Flow Pre-Rinse Spray Nozzle | 2032 | SC D | MW | Before Competition Groups | 0.064805 | 0 | 0 | 989.8199 | 6.5471e-05 | 61 | Commercial_2032_SC D_MW_Before Competition Groups_61 | Low Flow Pre-Rinse Spray Nozzle | 0.006547% | 0 | 0.064805 | Commercial_2032_SC D_MW_Before Competition Groups_Low Flow Pre-Rinse Spray Nozzle
Commercial | Com ¦ Commercial Hot Food Holding Cabinets | 2032 | SC D | MW | Before Competition Groups | 0.051295 | 0 | 0 | 989.8199 | 5.1822e-05 | 62 | Commercial_2032_SC D_MW_Before Competition Groups_62 | Commercial Hot Food Holding Cabinets | 0.005182% | 0 | 0.051295 | Commercial_2032_SC D_MW_Before Competition Groups_Commercial Hot Food Holding Cabinets
Commercial | Com ¦ LED RECESSED DOWNLIGHTS | 2032 | SC D | MW | Before Competition Groups | 0.038386 | 0 | 0 | 989.8199 | 3.8781e-05 | 63 | Commercial_2032_SC D_MW_Before Competition Groups_63 | LED RECESSED DOWNLIGHTS | 0.003878% | 0 | 0.038386 | Commercial_2032_SC D_MW_Before Competition Groups_LED RECESSED DOWNLIGHTS
Commercial | Com ¦ Condensing Unit Heaters or other Efficient Unit Heating System | 2032 | SC D | MW | Before Competition Groups | 0.026805 | 0 | 0 | 989.8199 | 2.7081e-05 | 64 | Commercial_2032_SC D_MW_Before Competition Groups_64 | Condensing Unit Heaters or other Efficient Unit Heating System | 0.002708% | 0 | 0.026805 | Commercial_2032_SC D_MW_Before Competition Groups_Condensing Unit Heaters or other Efficient Unit Heating System
Commercial | Com ¦ Wall Insulation | 2032 | SC D | MW | Before Competition Groups | 0.025971 | 0 | 0 | 989.8199 | 2.6238e-05 | 65 | Commercial_2032_SC D_MW_Before Competition Groups_65 | Wall Insulation | 0.002624% | 0 | 0.025971 | Commercial_2032_SC D_MW_Before Competition Groups_Wall Insulation
Commercial | Com ¦ Room AC (w/ louvered sides) 14 SEER from 12 SEER code | 2032 | SC D | MW | Before Competition Groups | 0.025213 | 0 | 0 | 989.8199 | 2.5473e-05 | 66 | Commercial_2032_SC D_MW_Before Competition Groups_66 | Room AC (w/ louvered sides) 14 SEER from 12 SEER code | 0.002547% | 0 | 0.025213 | Commercial_2032_SC D_MW_Before Competition Groups_Room AC (w/ louvered sides) 14 SEER from 12 SEER code
Commercial | Com ¦ High Efficiency Small Instantaneous Water Heater | 2032 | SC D | MW | Before Competition Groups | 0.023078 | 0 | 0 | 989.8199 | 2.3316e-05 | 67 | Commercial_2032_SC D_MW_Before Competition Groups_67 | High Efficiency Small Instantaneous Water Heater | 0.002332% | 0 | 0.023078 | Commercial_2032_SC D_MW_Before Competition Groups_High Efficiency Small Instantaneous Water Heater
Commercial | Com ¦ VSD Air Compressor | 2032 | SC D | MW | Before Competition Groups | 0.019877 | 0 | 0 | 989.8199 | 2.0082e-05 | 68 | Commercial_2032_SC D_MW_Before Competition Groups_68 | VSD Air Compressor | 0.002008% | 0 | 0.019877 | Commercial_2032_SC D_MW_Before Competition Groups_VSD Air Compressor
Commercial | Com ¦ Air Curtains | 2032 | SC D | MW | Before Competition Groups | 0.019014 | 0 | 0 | 989.8199 | 1.921e-05 | 69 | Commercial_2032_SC D_MW_Before Competition Groups_69 | Air Curtains | 0.001921% | 0 | 0.019014 | Commercial_2032_SC D_MW_Before Competition Groups_Air Curtains
Commercial | Com ¦ High Efficiency Chiller (avg of water and air cooled) | 2032 | SC D | MW | Before Competition Groups | 0.014491 | 0 | 0 | 989.8199 | 1.464e-05 | 70 | Commercial_2032_SC D_MW_Before Competition Groups_70 | High Efficiency Chiller (avg of water and air cooled) | 0.001464% | 0 | 0.014491 | Commercial_2032_SC D_MW_Before Competition Groups_High Efficiency Chiller (avg of water and air cooled)
Commercial | Com ¦ Energy Recovery Ventilation and Ventilation (Enhanced) | 2032 | SC D | MW | Before Competition Groups | 0.0079971 | 0 | 0 | 989.8199 | 8.0794e-06 | 71 | Commercial_2032_SC D_MW_Before Competition Groups_71 | Energy Recovery Ventilation and Ventilation (Enhanced) | 0.0008079% | 0 | 0.0079971 | Commercial_2032_SC D_MW_Before Competition Groups_Energy Recovery Ventilation and Ventilation (Enhanced)
Commercial | Com ¦ Efficient compressor motor | 2032 | SC D | MW | Before Competition Groups | 0.0043911 | 0 | 0 | 989.8199 | 4.4363e-06 | 72 | Commercial_2032_SC D_MW_Before Competition Groups_72 | Efficient compressor motor | 0.0004436% | 0 | 0.0043911 | Commercial_2032_SC D_MW_Before Competition Groups_Efficient compressor motor
Commercial | Com ¦ EC Plug Fan for Data Center (under cabinet) | 2032 | SC D | MW | Before Competition Groups | 0.0029309 | 0 | 0 | 989.8199 | 2.9611e-06 | 73 | Commercial_2032_SC D_MW_Before Competition Groups_73 | EC Plug Fan for Data Center (under cabinet) | 0.0002961% | 0 | 0.0029309 | Commercial_2032_SC D_MW_Before Competition Groups_EC Plug Fan for Data Center (under cabinet)
Commercial | Com ¦ LLLC - High Impact Application | 2032 | SC D | MW | Before Competition Groups | 0.00077178 | 0 | 0 | 989.8199 | 7.7972e-07 | 74 | Commercial_2032_SC D_MW_Before Competition Groups_74 | LLLC - High Impact Application | 7.797e-05% | 0 | 0.00077178 | Commercial_2032_SC D_MW_Before Competition Groups_LLLC - High Impact Application
Commercial | Com ¦ Electric Convection Combination Ovens | 2032 | SC D | MW | Before Competition Groups | 0.00030796 | 0 | 0 | 989.8199 | 3.1113e-07 | 75 | Commercial_2032_SC D_MW_Before Competition Groups_75 | Electric Convection Combination Ovens | 3.111e-05% | 0 | 0.00030796 | Commercial_2032_SC D_MW_Before Competition Groups_Electric Convection Combination Ovens
Commercial | Com ¦ LLLC - Low Impact Application | 2032 | SC D | MW | Before Competition Groups | 8.9242e-05 | 0 | 0 | 989.8199 | 9.016e-08 | 76 | Commercial_2032_SC D_MW_Before Competition Groups_76 | LLLC - Low Impact Application | 9.016e-06% | 0 | 8.9242e-05 | Commercial_2032_SC D_MW_Before Competition Groups_LLLC - Low Impact Application
Commercial | Com ¦ Networked/Connected - Low Impact Application | 2032 | SC D | MW | Before Competition Groups | 1.9269e-08 | 0 | 0 | 989.8199 | 1.9468e-11 | 77 | Commercial_2032_SC D_MW_Before Competition Groups_77 | Networked/Connected - Low Impact Application | 1.947e-09% | 0 | 1.9269e-08 | Commercial_2032_SC D_MW_Before Competition Groups_Networked/Connected - Low Impact Application
Commercial | Com ¦ Networked/Connected - High Impact Application | 2032 | SC D | MW | Before Competition Groups | 2.8827e-09 | 0 | 0 | 989.8199 | 2.9123e-12 | 78 | Commercial_2032_SC D_MW_Before Competition Groups_78 | Networked/Connected - High Impact Application | 2.912e-10% | 0 | 2.8827e-09 | Commercial_2032_SC D_MW_Before Competition Groups_Networked/Connected - High Impact Application
Commercial | Com ¦ Indoor Daylight Sensors/Photocell Dimming Control | 2032 | SC D | MW | Before Competition Groups | 0 | 0 | 0 | 989.8199 | 0 | 79 | Commercial_2032_SC D_MW_Before Competition Groups_79 | Indoor Daylight Sensors/Photocell Dimming Control | 0% | 0 | 0 | Commercial_2032_SC D_MW_Before Competition Groups_Indoor Daylight Sensors/Photocell Dimming Control
Commercial | Com ¦ Variable Refrigerant Flow Heat Pump | 2032 | SC D | MW | Before Competition Groups | 0 | 0 | 0 | 989.8199 | 0 | 80 | Commercial_2032_SC D_MW_Before Competition Groups_80 | Variable Refrigerant Flow Heat Pump | 0% | 0 | 0 | Commercial_2032_SC D_MW_Before Competition Groups_Variable Refrigerant Flow Heat Pump
Commercial | Com ¦ Central Lighting Control System | 2032 | Technical | MW | Before Competition Groups | 238.1475 | 0 | 0 | 3003.911 | 0.079279 | 1 | Commercial_2032_Technical_MW_Before Competition Groups_1 | Central Lighting Control System | 7.928% | 0 | 238.1475 | Commercial_2032_Technical_MW_Before Competition Groups_Central Lighting Control System
Commercial | Com ¦ Building Recommissioning, Operations and Maintenance (O&M) Improvements | 2032 | Technical | MW | Before Competition Groups | 237.8812 | 0 | 0 | 3003.911 | 0.07919 | 2 | Commercial_2032_Technical_MW_Before Competition Groups_2 | Building Recommissioning, Operations and Maintenance (O&M) Improvements | 7.919% | 0 | 237.8812 | Commercial_2032_Technical_MW_Before Competition Groups_Building Recommissioning, Operations and Maintenance (O&M) Improvements
Commercial | Com ¦ Education and Capacity Building/Energy Behavior | 2032 | Technical | MW | Before Competition Groups | 214.4102 | 0 | 0 | 3003.911 | 0.071377 | 3 | Commercial_2032_Technical_MW_Before Competition Groups_3 | Education and Capacity Building/Energy Behavior | 7.138% | 0 | 214.4102 | Commercial_2032_Technical_MW_Before Competition Groups_Education and Capacity Building/Energy Behavior
Commercial | Com ¦ High Efficiency Air Source Heat Pump | 2032 | Technical | MW | Before Competition Groups | 177.7818 | 0 | 0 | 3003.911 | 0.059183 | 4 | Commercial_2032_Technical_MW_Before Competition Groups_4 | High Efficiency Air Source Heat Pump | 5.918% | 0 | 177.7818 | Commercial_2032_Technical_MW_Before Competition Groups_High Efficiency Air Source Heat Pump
Commercial | Com ¦ LED Low/High Bay | 2032 | Technical | MW | Before Competition Groups | 171.0279 | 0 | 0 | 3003.911 | 0.056935 | 5 | Commercial_2032_Technical_MW_Before Competition Groups_5 | LED Low/High Bay | 5.694% | 0 | 171.0279 | Commercial_2032_Technical_MW_Before Competition Groups_LED Low/High Bay
Commercial | Com ¦ Variable Refrigerant Flow Heat Pump | 2032 | Technical | MW | Before Competition Groups | 141.168 | 0 | 0 | 3003.911 | 0.046995 | 6 | Commercial_2032_Technical_MW_Before Competition Groups_6 | Variable Refrigerant Flow Heat Pump | 4.699% | 0 | 141.168 | Commercial_2032_Technical_MW_Before Competition Groups_Variable Refrigerant Flow Heat Pump
Commercial | Com ¦ ENERGY STAR LED LAMPS (REFLECTOR LAMPs/MR16/PAR 16) | 2032 | Technical | MW | Before Competition Groups | 136.2205 | 0 | 0 | 3003.911 | 0.045348 | 7 | Commercial_2032_Technical_MW_Before Competition Groups_7 | ENERGY STAR LED LAMPS (REFLECTOR LAMPs/MR16/PAR 16) | 4.535% | 0 | 136.2205 | Commercial_2032_Technical_MW_Before Competition Groups_ENERGY STAR LED LAMPS (REFLECTOR LAMPs/MR16/PAR 16)
Commercial | Com ¦ LED Troffer/Surface/Suspended | 2032 | Technical | MW | Before Competition Groups | 127.3748 | 0 | 0 | 3003.911 | 0.042403 | 8 | Commercial_2032_Technical_MW_Before Competition Groups_8 | LED Troffer/Surface/Suspended | 4.24% | 0 | 127.3748 | Commercial_2032_Technical_MW_Before Competition Groups_LED Troffer/Surface/Suspended
Commercial | Com ¦ Unitary Air-Conditioning Unit | 2032 | Technical | MW | Before Competition Groups | 118.3781 | 0 | 0 | 3003.911 | 0.039408 | 9 | Commercial_2032_Technical_MW_Before Competition Groups_9 | Unitary Air-Conditioning Unit | 3.941% | 0 | 118.3781 | Commercial_2032_Technical_MW_Before Competition Groups_Unitary Air-Conditioning Unit
Commercial | Com ¦ LLLC - Low Impact Application | 2032 | Technical | MW | Before Competition Groups | 118.033 | 0 | 0 | 3003.911 | 0.039293 | 10 | Commercial_2032_Technical_MW_Before Competition Groups_10 | LLLC - Low Impact Application | 3.929% | 0 | 118.033 | Commercial_2032_Technical_MW_Before Competition Groups_LLLC - Low Impact Application
Commercial | Com ¦ LLLC - High Impact Application | 2032 | Technical | MW | Before Competition Groups | 109.0848 | 0 | 0 | 3003.911 | 0.036314 | 11 | Commercial_2032_Technical_MW_Before Competition Groups_11 | LLLC - High Impact Application | 3.631% | 0 | 109.0848 | Commercial_2032_Technical_MW_Before Competition Groups_LLLC - High Impact Application
Commercial | Com ¦ Networked/Connected - Low Impact Application | 2032 | Technical | MW | Before Competition Groups | 100.0307 | 0 | 0 | 3003.911 | 0.0333 | 12 | Commercial_2032_Technical_MW_Before Competition Groups_12 | Networked/Connected - Low Impact Application | 3.33% | 0 | 100.0307 | Commercial_2032_Technical_MW_Before Competition Groups_Networked/Connected - Low Impact Application
Commercial | Com ¦ Advanced BAS/Controllers | 2032 | Technical | MW | Before Competition Groups | 96.2678 | 0 | 0 | 3003.911 | 0.032047 | 13 | Commercial_2032_Technical_MW_Before Competition Groups_13 | Advanced BAS/Controllers | 3.205% | 0 | 96.2678 | Commercial_2032_Technical_MW_Before Competition Groups_Advanced BAS/Controllers
Commercial | Com ¦ Networked/Connected - High Impact Application | 2032 | Technical | MW | Before Competition Groups | 94.9374 | 0 | 0 | 3003.911 | 0.031605 | 14 | Commercial_2032_Technical_MW_Before Competition Groups_14 | Networked/Connected - High Impact Application | 3.16% | 0 | 94.9374 | Commercial_2032_Technical_MW_Before Competition Groups_Networked/Connected - High Impact Application
Commercial | Com ¦ LED Replacement Lamp (Tube) | 2032 | Technical | MW | Before Competition Groups | 86.8272 | 0 | 0 | 3003.911 | 0.028905 | 15 | Commercial_2032_Technical_MW_Before Competition Groups_15 | LED Replacement Lamp (Tube) | 2.89% | 0 | 86.8272 | Commercial_2032_Technical_MW_Before Competition Groups_LED Replacement Lamp (Tube)
Commercial | Com ¦ Smart Strip Plug Outlets | 2032 | Technical | MW | Before Competition Groups | 69.6011 | 0 | 0 | 3003.911 | 0.02317 | 16 | Commercial_2032_Technical_MW_Before Competition Groups_16 | Smart Strip Plug Outlets | 2.317% | 0 | 69.6011 | Commercial_2032_Technical_MW_Before Competition Groups_Smart Strip Plug Outlets
Commercial | Com ¦ Refrigerated Display Case Doors | 2032 | Technical | MW | Before Competition Groups | 51.5244 | 0 | 0 | 3003.911 | 0.017152 | 17 | Commercial_2032_Technical_MW_Before Competition Groups_17 | Refrigerated Display Case Doors | 1.715% | 0 | 51.5244 | Commercial_2032_Technical_MW_Before Competition Groups_Refrigerated Display Case Doors
Commercial | Com ¦ Adaptive Thermostats | 2032 | Technical | MW | Before Competition Groups | 42.7025 | 0 | 0 | 3003.911 | 0.014216 | 18 | Commercial_2032_Technical_MW_Before Competition Groups_18 | Adaptive Thermostats | 1.422% | 0 | 42.7025 | Commercial_2032_Technical_MW_Before Competition Groups_Adaptive Thermostats
Commercial | Com ¦ Data Center Storage/Server Virtualization | 2032 | Technical | MW | Before Competition Groups | 37.1385 | 0 | 0 | 3003.911 | 0.012363 | 19 | Commercial_2032_Technical_MW_Before Competition Groups_19 | Data Center Storage/Server Virtualization | 1.236% | 0 | 37.1385 | Commercial_2032_Technical_MW_Before Competition Groups_Data Center Storage/Server Virtualization
Commercial | Com ¦ Demand Control Ventilation | 2032 | Technical | MW | Before Competition Groups | 34.8725 | 0 | 0 | 3003.911 | 0.011609 | 20 | Commercial_2032_Technical_MW_Before Competition Groups_20 | Demand Control Ventilation | 1.161% | 0 | 34.8725 | Commercial_2032_Technical_MW_Before Competition Groups_Demand Control Ventilation
Commercial | Com ¦ Reach-in Shaded Pole to ECM/PSC Evaporator Fan Motor | 2032 | Technical | MW | Before Competition Groups | 33.9394 | 0 | 0 | 3003.911 | 0.011298 | 21 | Commercial_2032_Technical_MW_Before Competition Groups_21 | Reach-in Shaded Pole to ECM/PSC Evaporator Fan Motor | 1.13% | 0 | 33.9394 | Commercial_2032_Technical_MW_Before Competition Groups_Reach-in Shaded Pole to ECM/PSC Evaporator Fan Motor
Commercial | Com ¦ Strip Curtains | 2032 | Technical | MW | Before Competition Groups | 31.7552 | 0 | 0 | 3003.911 | 0.010571 | 22 | Commercial_2032_Technical_MW_Before Competition Groups_22 | Strip Curtains | 1.057% | 0 | 31.7552 | Commercial_2032_Technical_MW_Before Competition Groups_Strip Curtains
Commercial | Com ¦ Chilled Water Optimization | 2032 | Technical | MW | Before Competition Groups | 29.0626 | 0 | 0 | 3003.911 | 0.0096749 | 23 | Commercial_2032_Technical_MW_Before Competition Groups_23 | Chilled Water Optimization | 0.9675% | 0 | 29.0626 | Commercial_2032_Technical_MW_Before Competition Groups_Chilled Water Optimization
Commercial | Com ¦ Furnace Tune-Up | 2032 | Technical | MW | Before Competition Groups | 28.4068 | 0 | 0 | 3003.911 | 0.0094566 | 24 | Commercial_2032_Technical_MW_Before Competition Groups_24 | Furnace Tune-Up | 0.9457% | 0 | 28.4068 | Commercial_2032_Technical_MW_Before Competition Groups_Furnace Tune-Up
Commercial | Com ¦ LED or Equivalent Sign Lighting | 2032 | Technical | MW | Before Competition Groups | 27.3665 | 0 | 0 | 3003.911 | 0.0091103 | 25 | Commercial_2032_Technical_MW_Before Competition Groups_25 | LED or Equivalent Sign Lighting | 0.911% | 0 | 27.3665 | Commercial_2032_Technical_MW_Before Competition Groups_LED or Equivalent Sign Lighting
Commercial | Com ¦ Adding reflective (White) roof treatment or a green roof | 2032 | Technical | MW | Before Competition Groups | 25.4497 | 0 | 0 | 3003.911 | 0.0084722 | 26 | Commercial_2032_Technical_MW_Before Competition Groups_26 | Adding reflective (White) roof treatment or a green roof | 0.8472% | 0 | 25.4497 | Commercial_2032_Technical_MW_Before Competition Groups_Adding reflective (White) roof treatment or a green roof
Commercial | Com ¦ Centrally controlled desktop PC/NETWORK PC POWER MANAGEMENT SOFTWARE | 2032 | Technical | MW | Before Competition Groups | 24.7227 | 0 | 0 | 3003.911 | 0.0082302 | 27 | Commercial_2032_Technical_MW_Before Competition Groups_27 | Centrally controlled desktop PC/NETWORK PC POWER MANAGEMENT SOFTWARE | 0.823% | 0 | 24.7227 | Commercial_2032_Technical_MW_Before Competition Groups_Centrally controlled desktop PC/NETWORK PC POWER MANAGEMENT SOFTWARE
Commercial | Com ¦ Door Gasket Freezer/Refrigerator | 2032 | Technical | MW | Before Competition Groups | 23.7709 | 0 | 0 | 3003.911 | 0.0079133 | 28 | Commercial_2032_Technical_MW_Before Competition Groups_28 | Door Gasket Freezer/Refrigerator | 0.7913% | 0 | 23.7709 | Commercial_2032_Technical_MW_Before Competition Groups_Door Gasket Freezer/Refrigerator
Commercial | Com ¦ Refrigerated Display Case LED | 2032 | Technical | MW | Before Competition Groups | 22.9157 | 0 | 0 | 3003.911 | 0.0076286 | 29 | Commercial_2032_Technical_MW_Before Competition Groups_29 | Refrigerated Display Case LED | 0.7629% | 0 | 22.9157 | Commercial_2032_Technical_MW_Before Competition Groups_Refrigerated Display Case LED
Commercial | Com ¦ Refrigeration Optimization | 2032 | Technical | MW | Before Competition Groups | 22.1443 | 0 | 0 | 3003.911 | 0.0073718 | 30 | Commercial_2032_Technical_MW_Before Competition Groups_30 | Refrigeration Optimization | 0.7372% | 0 | 22.1443 | Commercial_2032_Technical_MW_Before Competition Groups_Refrigeration Optimization
Commercial | Com ¦ Variable Frequency Drive (VFD) | 2032 | Technical | MW | Before Competition Groups | 19.7716 | 0 | 0 | 3003.911 | 0.006582 | 31 | Commercial_2032_Technical_MW_Before Competition Groups_31 | Variable Frequency Drive (VFD) | 0.6582% | 0 | 19.7716 | Commercial_2032_Technical_MW_Before Competition Groups_Variable Frequency Drive (VFD)
Commercial | Com ¦ HOTEL OCCUPANCY CONTROLS (HVAC + LIGHTING) | 2032 | Technical | MW | Before Competition Groups | 19.5709 | 0 | 0 | 3003.911 | 0.0065151 | 32 | Commercial_2032_Technical_MW_Before Competition Groups_32 | HOTEL OCCUPANCY CONTROLS (HVAC + LIGHTING) | 0.6515% | 0 | 19.5709 | Commercial_2032_Technical_MW_Before Competition Groups_HOTEL OCCUPANCY CONTROLS (HVAC + LIGHTING)
Commercial | Com ¦ VFD on Pumps | 2032 | Technical | MW | Before Competition Groups | 18.5039 | 0 | 0 | 3003.911 | 0.0061599 | 33 | Commercial_2032_Technical_MW_Before Competition Groups_33 | VFD on Pumps | 0.616% | 0 | 18.5039 | Commercial_2032_Technical_MW_Before Competition Groups_VFD on Pumps
Commercial | Com ¦ Ground Source Heat Pump | 2032 | Technical | MW | Before Competition Groups | 17.9808 | 0 | 0 | 3003.911 | 0.0059858 | 34 | Commercial_2032_Technical_MW_Before Competition Groups_34 | Ground Source Heat Pump | 0.5986% | 0 | 17.9808 | Commercial_2032_Technical_MW_Before Competition Groups_Ground Source Heat Pump
Commercial | Com ¦ ENERGY STAR LED LAMPS (General Service Lamps) | 2032 | Technical | MW | Before Competition Groups | 16.2876 | 0 | 0 | 3003.911 | 0.0054221 | 35 | Commercial_2032_Technical_MW_Before Competition Groups_35 | ENERGY STAR LED LAMPS (General Service Lamps) | 0.5422% | 0 | 16.2876 | Commercial_2032_Technical_MW_Before Competition Groups_ENERGY STAR LED LAMPS (General Service Lamps)
Commercial | Com ¦ ENERGY STAR FREEZER | 2032 | Technical | MW | Before Competition Groups | 15.4274 | 0 | 0 | 3003.911 | 0.0051358 | 36 | Commercial_2032_Technical_MW_Before Competition Groups_36 | ENERGY STAR FREEZER | 0.5136% | 0 | 15.4274 | Commercial_2032_Technical_MW_Before Competition Groups_ENERGY STAR FREEZER
Commercial | Com ¦ Air Handler with Dedicated Outdoor Air Systems | 2032 | Technical | MW | Before Competition Groups | 15.0904 | 0 | 0 | 3003.911 | 0.0050236 | 37 | Commercial_2032_Technical_MW_Before Competition Groups_37 | Air Handler with Dedicated Outdoor Air Systems | 0.5024% | 0 | 15.0904 | Commercial_2032_Technical_MW_Before Competition Groups_Air Handler with Dedicated Outdoor Air Systems
Commercial | Com ¦ Indoor Daylight Sensors/Photocell Dimming Control | 2032 | Technical | MW | Before Competition Groups | 14.7897 | 0 | 0 | 3003.911 | 0.0049235 | 38 | Commercial_2032_Technical_MW_Before Competition Groups_38 | Indoor Daylight Sensors/Photocell Dimming Control | 0.4923% | 0 | 14.7897 | Commercial_2032_Technical_MW_Before Competition Groups_Indoor Daylight Sensors/Photocell Dimming Control
Commercial | Com ¦ ENERGY STAR ICE MACHINES - Ice Making Head | 2032 | Technical | MW | Before Competition Groups | 13.7066 | 0 | 0 | 3003.911 | 0.0045629 | 39 | Commercial_2032_Technical_MW_Before Competition Groups_39 | ENERGY STAR ICE MACHINES - Ice Making Head | 0.4563% | 0 | 13.7066 | Commercial_2032_Technical_MW_Before Competition Groups_ENERGY STAR ICE MACHINES - Ice Making Head
Commercial | Com ¦ Demand Control Kitchen Ventilation | 2032 | Technical | MW | Before Competition Groups | 12.1013 | 0 | 0 | 3003.911 | 0.0040285 | 40 | Commercial_2032_Technical_MW_Before Competition Groups_40 | Demand Control Kitchen Ventilation | 0.4029% | 0 | 12.1013 | Commercial_2032_Technical_MW_Before Competition Groups_Demand Control Kitchen Ventilation
Commercial | Com ¦ Occupancy Sensors | 2032 | Technical | MW | Before Competition Groups | 10.3091 | 0 | 0 | 3003.911 | 0.0034319 | 41 | Commercial_2032_Technical_MW_Before Competition Groups_41 | Occupancy Sensors | 0.3432% | 0 | 10.3091 | Commercial_2032_Technical_MW_Before Competition Groups_Occupancy Sensors
Commercial | Com ¦ ECM MOTORS FOR EVAPORATOR FANS for refrigeration (WALK-IN) | 2032 | Technical | MW | Before Competition Groups | 10.2852 | 0 | 0 | 3003.911 | 0.0034239 | 42 | Commercial_2032_Technical_MW_Before Competition Groups_42 | ECM MOTORS FOR EVAPORATOR FANS for refrigeration (WALK-IN) | 0.3424% | 0 | 10.2852 | Commercial_2032_Technical_MW_Before Competition Groups_ECM MOTORS FOR EVAPORATOR FANS for refrigeration (WALK-IN)
Commercial | Com ¦ High R-Value Glass Doors/no-heat glass door | 2032 | Technical | MW | Before Competition Groups | 9.7347 | 0 | 0 | 3003.911 | 0.0032407 | 43 | Commercial_2032_Technical_MW_Before Competition Groups_43 | High R-Value Glass Doors/no-heat glass door | 0.3241% | 0 | 9.7347 | Commercial_2032_Technical_MW_Before Competition Groups_High R-Value Glass Doors/no-heat glass door
Commercial | Com ¦ Water Source Heat Pump (4 ton) | 2032 | Technical | MW | Before Competition Groups | 9.6168 | 0 | 0 | 3003.911 | 0.0032014 | 44 | Commercial_2032_Technical_MW_Before Competition Groups_44 | Water Source Heat Pump (4 ton) | 0.3201% | 0 | 9.6168 | Commercial_2032_Technical_MW_Before Competition Groups_Water Source Heat Pump (4 ton)
Commercial | Com ¦ Freezer Case Light Sensor | 2032 | Technical | MW | Before Competition Groups | 8.8989 | 0 | 0 | 3003.911 | 0.0029625 | 45 | Commercial_2032_Technical_MW_Before Competition Groups_45 | Freezer Case Light Sensor | 0.2962% | 0 | 8.8989 | Commercial_2032_Technical_MW_Before Competition Groups_Freezer Case Light Sensor
Commercial | Com ¦ Evaporator Fan Controls | 2032 | Technical | MW | Before Competition Groups | 8.6698 | 0 | 0 | 3003.911 | 0.0028862 | 46 | Commercial_2032_Technical_MW_Before Competition Groups_46 | Evaporator Fan Controls | 0.2886% | 0 | 8.6698 | Commercial_2032_Technical_MW_Before Competition Groups_Evaporator Fan Controls
Commercial | Com ¦ ENERGY STAR Refrigerator | 2032 | Technical | MW | Before Competition Groups | 7.4384 | 0 | 0 | 3003.911 | 0.0024762 | 47 | Commercial_2032_Technical_MW_Before Competition Groups_47 | ENERGY STAR Refrigerator | 0.2476% | 0 | 7.4384 | Commercial_2032_Technical_MW_Before Competition Groups_ENERGY STAR Refrigerator
Commercial | Com ¦ Condensing Make Up Air Unit | 2032 | Technical | MW | Before Competition Groups | 7.0075 | 0 | 0 | 3003.911 | 0.0023328 | 48 | Commercial_2032_Technical_MW_Before Competition Groups_48 | Condensing Make Up Air Unit | 0.2333% | 0 | 7.0075 | Commercial_2032_Technical_MW_Before Competition Groups_Condensing Make Up Air Unit
Commercial | Com ¦ LED EXTERIOR AREA LIGHTS - LED fixture (200W) | 2032 | Technical | MW | Before Competition Groups | 6.8764 | 0 | 0 | 3003.911 | 0.0022892 | 49 | Commercial_2032_Technical_MW_Before Competition Groups_49 | LED EXTERIOR AREA LIGHTS - LED fixture (200W) | 0.2289% | 0 | 6.8764 | Commercial_2032_Technical_MW_Before Competition Groups_LED EXTERIOR AREA LIGHTS - LED fixture (200W)
Commercial | Com ¦ ENERGY STAR Griddle (74% eff) | 2032 | Technical | MW | Before Competition Groups | 6.8357 | 0 | 0 | 3003.911 | 0.0022756 | 50 | Commercial_2032_Technical_MW_Before Competition Groups_50 | ENERGY STAR Griddle (74% eff) | 0.2276% | 0 | 6.8357 | Commercial_2032_Technical_MW_Before Competition Groups_ENERGY STAR Griddle (74% eff)
Commercial | Com ¦ Super-High Efficiency Furnaces (Emerging Tech) | 2032 | Technical | MW | Before Competition Groups | 6.7011 | 0 | 0 | 3003.911 | 0.0022308 | 51 | Commercial_2032_Technical_MW_Before Competition Groups_51 | Super-High Efficiency Furnaces (Emerging Tech) | 0.2231% | 0 | 6.7011 | Commercial_2032_Technical_MW_Before Competition Groups_Super-High Efficiency Furnaces (Emerging Tech)
Commercial | Com ¦ LED parking lot fixture | 2032 | Technical | MW | Before Competition Groups | 6.5695 | 0 | 0 | 3003.911 | 0.002187 | 52 | Commercial_2032_Technical_MW_Before Competition Groups_52 | LED parking lot fixture | 0.2187% | 0 | 6.5695 | Commercial_2032_Technical_MW_Before Competition Groups_LED parking lot fixture
Commercial | Com ¦ Refrigeration Commissioning | 2032 | Technical | MW | Before Competition Groups | 6.0385 | 0 | 0 | 3003.911 | 0.0020102 | 53 | Commercial_2032_Technical_MW_Before Competition Groups_53 | Refrigeration Commissioning | 0.201% | 0 | 6.0385 | Commercial_2032_Technical_MW_Before Competition Groups_Refrigeration Commissioning
Commercial | Com ¦ Elec Storage WH 2.30 Et | 2032 | Technical | MW | Before Competition Groups | 5.3367 | 0 | 0 | 3003.911 | 0.0017766 | 54 | Commercial_2032_Technical_MW_Before Competition Groups_54 | Elec Storage WH 2.30 Et | 0.1777% | 0 | 5.3367 | Commercial_2032_Technical_MW_Before Competition Groups_Elec Storage WH 2.30 Et
Commercial | Com ¦ Duct Insulation, R8 | 2032 | Technical | MW | Before Competition Groups | 5.2148 | 0 | 0 | 3003.911 | 0.001736 | 55 | Commercial_2032_Technical_MW_Before Competition Groups_55 | Duct Insulation, R8 | 0.1736% | 0 | 5.2148 | Commercial_2032_Technical_MW_Before Competition Groups_Duct Insulation, R8
Commercial | Com ¦ BEVERAGE VENDING MACHINE CONTROLS | 2032 | Technical | MW | Before Competition Groups | 4.9229 | 0 | 0 | 3003.911 | 0.0016388 | 56 | Commercial_2032_Technical_MW_Before Competition Groups_56 | BEVERAGE VENDING MACHINE CONTROLS | 0.1639% | 0 | 4.9229 | Commercial_2032_Technical_MW_Before Competition Groups_BEVERAGE VENDING MACHINE CONTROLS
Commercial | Com ¦ LED street light fixture | 2032 | Technical | MW | Before Competition Groups | 4.1693 | 0 | 0 | 3003.911 | 0.001388 | 57 | Commercial_2032_Technical_MW_Before Competition Groups_57 | LED street light fixture | 0.1388% | 0 | 4.1693 | Commercial_2032_Technical_MW_Before Competition Groups_LED street light fixture
Commercial | Com ¦ Roof Insulation/Ceiling Insulation (R25 Code to R35) | 2032 | Technical | MW | Before Competition Groups | 4.0607 | 0 | 0 | 3003.911 | 0.0013518 | 58 | Commercial_2032_Technical_MW_Before Competition Groups_58 | Roof Insulation/Ceiling Insulation (R25 Code to R35) | 0.1352% | 0 | 4.0607 | Commercial_2032_Technical_MW_Before Competition Groups_Roof Insulation/Ceiling Insulation (R25 Code to R35)
Commercial | Com ¦ Anti-sweat heat (ASH) controls - Cooler/Freezer | 2032 | Technical | MW | Before Competition Groups | 3.3103 | 0 | 0 | 3003.911 | 0.001102 | 59 | Commercial_2032_Technical_MW_Before Competition Groups_59 | Anti-sweat heat (ASH) controls - Cooler/Freezer | 0.1102% | 0 | 3.3103 | Commercial_2032_Technical_MW_Before Competition Groups_Anti-sweat heat (ASH) controls - Cooler/Freezer
Commercial | Com ¦ CO Sensors for parking garage exhaust fans | 2032 | Technical | MW | Before Competition Groups | 3.3037 | 0 | 0 | 3003.911 | 0.0010998 | 60 | Commercial_2032_Technical_MW_Before Competition Groups_60 | CO Sensors for parking garage exhaust fans | 0.11% | 0 | 3.3037 | Commercial_2032_Technical_MW_Before Competition Groups_CO Sensors for parking garage exhaust fans
Commercial | Com ¦ Temperature Adjustment in Commercial Freezers | 2032 | Technical | MW | Before Competition Groups | 3.1696 | 0 | 0 | 3003.911 | 0.0010552 | 61 | Commercial_2032_Technical_MW_Before Competition Groups_61 | Temperature Adjustment in Commercial Freezers | 0.1055% | 0 | 3.1696 | Commercial_2032_Technical_MW_Before Competition Groups_Temperature Adjustment in Commercial Freezers
Commercial | Com ¦ Vertical Night Covers | 2032 | Technical | MW | Before Competition Groups | 2.6212 | 0 | 0 | 3003.911 | 0.00087259 | 62 | Commercial_2032_Technical_MW_Before Competition Groups_62 | Vertical Night Covers | 0.08726% | 0 | 2.6212 | Commercial_2032_Technical_MW_Before Competition Groups_Vertical Night Covers
Commercial | Com ¦ Energy Efficient Laboratory Fume Hood | 2032 | Technical | MW | Before Competition Groups | 2.5628 | 0 | 0 | 3003.911 | 0.00085315 | 63 | Commercial_2032_Technical_MW_Before Competition Groups_63 | Energy Efficient Laboratory Fume Hood | 0.08531% | 0 | 2.5628 | Commercial_2032_Technical_MW_Before Competition Groups_Energy Efficient Laboratory Fume Hood
Commercial | Com ¦ Water Heating (DHW) Pipe Insulation (Add 3/4\ Foam)" | 2032 | Technical | MW | Before Competition Groups | 2.0003 | 0 | 0 | 3003.911 | 0.00066589 | 64 | Commercial_2032_Technical_MW_Before Competition Groups_64 | Water Heating (DHW) Pipe Insulation (Add 3/4\ Foam)" | 0.06659% | 0 | 2.0003 | Commercial_2032_Technical_MW_Before Competition Groups_Water Heating (DHW) Pipe Insulation (Add 3/4\ Foam)"
Commercial | Com ¦ ENERGY STAR Fryer (84% eff) | 2032 | Technical | MW | Before Competition Groups | 1.9832 | 0 | 0 | 3003.911 | 0.00066022 | 65 | Commercial_2032_Technical_MW_Before Competition Groups_65 | ENERGY STAR Fryer (84% eff) | 0.06602% | 0 | 1.9832 | Commercial_2032_Technical_MW_Before Competition Groups_ENERGY STAR Fryer (84% eff)
Commercial | Com ¦ Outside Air Economizer | 2032 | Technical | MW | Before Competition Groups | 1.929 | 0 | 0 | 3003.911 | 0.00064215 | 66 | Commercial_2032_Technical_MW_Before Competition Groups_66 | Outside Air Economizer | 0.06422% | 0 | 1.929 | Commercial_2032_Technical_MW_Before Competition Groups_Outside Air Economizer
Commercial | Com ¦ Room AC (w/ louvered sides) 14 SEER from 12 SEER code | 2032 | Technical | MW | Before Competition Groups | 1.6659 | 0 | 0 | 3003.911 | 0.00055457 | 67 | Commercial_2032_Technical_MW_Before Competition Groups_67 | Room AC (w/ louvered sides) 14 SEER from 12 SEER code | 0.05546% | 0 | 1.6659 | Commercial_2032_Technical_MW_Before Competition Groups_Room AC (w/ louvered sides) 14 SEER from 12 SEER code
Commercial | Com ¦ High Efficiency Small Instantaneous Water Heater | 2032 | Technical | MW | Before Competition Groups | 1.503 | 0 | 0 | 3003.911 | 0.00050036 | 68 | Commercial_2032_Technical_MW_Before Competition Groups_68 | High Efficiency Small Instantaneous Water Heater | 0.05004% | 0 | 1.503 | Commercial_2032_Technical_MW_Before Competition Groups_High Efficiency Small Instantaneous Water Heater
Commercial | Com ¦ ENERGY STAR Dishwasher | 2032 | Technical | MW | Before Competition Groups | 1.4605 | 0 | 0 | 3003.911 | 0.00048621 | 69 | Commercial_2032_Technical_MW_Before Competition Groups_69 | ENERGY STAR Dishwasher | 0.04862% | 0 | 1.4605 | Commercial_2032_Technical_MW_Before Competition Groups_ENERGY STAR Dishwasher
Commercial | Com ¦ LED RECESSED DOWNLIGHTS | 2032 | Technical | MW | Before Competition Groups | 1.3925 | 0 | 0 | 3003.911 | 0.00046357 | 70 | Commercial_2032_Technical_MW_Before Competition Groups_70 | LED RECESSED DOWNLIGHTS | 0.04636% | 0 | 1.3925 | Commercial_2032_Technical_MW_Before Competition Groups_LED RECESSED DOWNLIGHTS
Commercial | Com ¦ Suction Pipe Insulation Freezer/Refrigerator | 2032 | Technical | MW | Before Competition Groups | 1.3623 | 0 | 0 | 3003.911 | 0.00045351 | 71 | Commercial_2032_Technical_MW_Before Competition Groups_71 | Suction Pipe Insulation Freezer/Refrigerator | 0.04535% | 0 | 1.3623 | Commercial_2032_Technical_MW_Before Competition Groups_Suction Pipe Insulation Freezer/Refrigerator
Commercial | Com ¦ ENERGY STAR Steam Cookers | 2032 | Technical | MW | Before Competition Groups | 1.2997 | 0 | 0 | 3003.911 | 0.00043266 | 72 | Commercial_2032_Technical_MW_Before Competition Groups_72 | ENERGY STAR Steam Cookers | 0.04327% | 0 | 1.2997 | Commercial_2032_Technical_MW_Before Competition Groups_ENERGY STAR Steam Cookers
Commercial | Com ¦ Evaporator Coil Defrost (Cooler) | 2032 | Technical | MW | Before Competition Groups | 1.159 | 0 | 0 | 3003.911 | 0.00038584 | 73 | Commercial_2032_Technical_MW_Before Competition Groups_73 | Evaporator Coil Defrost (Cooler) | 0.03858% | 0 | 1.159 | Commercial_2032_Technical_MW_Before Competition Groups_Evaporator Coil Defrost (Cooler)
Commercial | Com ¦ Ozone Laundry Treatment | 2032 | Technical | MW | Before Competition Groups | 0.78539 | 0 | 0 | 3003.911 | 0.00026146 | 74 | Commercial_2032_Technical_MW_Before Competition Groups_74 | Ozone Laundry Treatment | 0.02615% | 0 | 0.78539 | Commercial_2032_Technical_MW_Before Competition Groups_Ozone Laundry Treatment
Commercial | Com ¦ Thermostat Setback | 2032 | Technical | MW | Before Competition Groups | 0.76091 | 0 | 0 | 3003.911 | 0.00025331 | 75 | Commercial_2032_Technical_MW_Before Competition Groups_75 | Thermostat Setback | 0.02533% | 0 | 0.76091 | Commercial_2032_Technical_MW_Before Competition Groups_Thermostat Setback
Commercial | Com ¦ SYNCHRONOUS BELT | 2032 | Technical | MW | Before Competition Groups | 0.71881 | 0 | 0 | 3003.911 | 0.00023929 | 76 | Commercial_2032_Technical_MW_Before Competition Groups_76 | SYNCHRONOUS BELT | 0.02393% | 0 | 0.71881 | Commercial_2032_Technical_MW_Before Competition Groups_SYNCHRONOUS BELT
Commercial | Com ¦ PTAC (12 EER/10,000 BTU) | 2032 | Technical | MW | Before Competition Groups | 0.63204 | 0 | 0 | 3003.911 | 0.0002104 | 77 | Commercial_2032_Technical_MW_Before Competition Groups_77 | PTAC (12 EER/10,000 BTU) | 0.02104% | 0 | 0.63204 | Commercial_2032_Technical_MW_Before Competition Groups_PTAC (12 EER/10,000 BTU)
Commercial | Com ¦ Wall Insulation | 2032 | Technical | MW | Before Competition Groups | 0.62747 | 0 | 0 | 3003.911 | 0.00020889 | 78 | Commercial_2032_Technical_MW_Before Competition Groups_78 | Wall Insulation | 0.02089% | 0 | 0.62747 | Commercial_2032_Technical_MW_Before Competition Groups_Wall Insulation
Commercial | Com ¦ Solar Preheat Make up Air | 2032 | Technical | MW | Before Competition Groups | 0.61964 | 0 | 0 | 3003.911 | 0.00020628 | 79 | Commercial_2032_Technical_MW_Before Competition Groups_79 | Solar Preheat Make up Air | 0.02063% | 0 | 0.61964 | Commercial_2032_Technical_MW_Before Competition Groups_Solar Preheat Make up Air
Commercial | Com ¦ Efficient compressor motor | 2032 | Technical | MW | Before Competition Groups | 0.47163 | 0 | 0 | 3003.911 | 0.000157 | 80 | Commercial_2032_Technical_MW_Before Competition Groups_80 | Efficient compressor motor | 0.0157% | 0 | 0.47163 | Commercial_2032_Technical_MW_Before Competition Groups_Efficient compressor motor
Commercial | Com ¦ Solar Water Preheat (Pools/DHW) | 2032 | Technical | MW | Before Competition Groups | 0.40758 | 0 | 0 | 3003.911 | 0.00013568 | 81 | Commercial_2032_Technical_MW_Before Competition Groups_81 | Solar Water Preheat (Pools/DHW) | 0.01357% | 0 | 0.40758 | Commercial_2032_Technical_MW_Before Competition Groups_Solar Water Preheat (Pools/DHW)
Commercial | Com ¦ High Efficiency Chiller (avg of water and air cooled) | 2032 | Technical | MW | Before Competition Groups | 0.40236 | 0 | 0 | 3003.911 | 0.00013395 | 82 | Commercial_2032_Technical_MW_Before Competition Groups_82 | High Efficiency Chiller (avg of water and air cooled) | 0.01339% | 0 | 0.40236 | Commercial_2032_Technical_MW_Before Competition Groups_High Efficiency Chiller (avg of water and air cooled)
Commercial | COM ¦ Ductless Mini-Split Heat Pumps | 2032 | Technical | MW | Before Competition Groups | 0.39314 | 0 | 0 | 3003.911 | 0.00013088 | 83 | Commercial_2032_Technical_MW_Before Competition Groups_83 | Ductless Mini-Split Heat Pumps | 0.01309% | 0 | 0.39314 | Commercial_2032_Technical_MW_Before Competition Groups_Ductless Mini-Split Heat Pumps
Commercial | Com ¦ Heat Pump Water Heater (50 Gallons) | 2032 | Technical | MW | Before Competition Groups | 0.37 | 0 | 0 | 3003.911 | 0.00012317 | 84 | Commercial_2032_Technical_MW_Before Competition Groups_84 | Heat Pump Water Heater (50 Gallons) | 0.01232% | 0 | 0.37 | Commercial_2032_Technical_MW_Before Competition Groups_Heat Pump Water Heater (50 Gallons)
Commercial | Com ¦ Notched V belts for HVAC Systems | 2032 | Technical | MW | Before Competition Groups | 0.3594 | 0 | 0 | 3003.911 | 0.00011965 | 85 | Commercial_2032_Technical_MW_Before Competition Groups_85 | Notched V belts for HVAC Systems | 0.01196% | 0 | 0.3594 | Commercial_2032_Technical_MW_Before Competition Groups_Notched V belts for HVAC Systems
Commercial | Com ¦ ECM MOTORS FOR HVAC APPLICATION (FAN-POWERED VAV BOX) | 2032 | Technical | MW | Before Competition Groups | 0.31929 | 0 | 0 | 3003.911 | 0.00010629 | 86 | Commercial_2032_Technical_MW_Before Competition Groups_86 | ECM MOTORS FOR HVAC APPLICATION (FAN-POWERED VAV BOX) | 0.01063% | 0 | 0.31929 | Commercial_2032_Technical_MW_Before Competition Groups_ECM MOTORS FOR HVAC APPLICATION (FAN-POWERED VAV BOX)
Commercial | Com ¦ Commercial Hot Food Holding Cabinets | 2032 | Technical | MW | Before Competition Groups | 0.29824 | 0 | 0 | 3003.911 | 9.9284e-05 | 87 | Commercial_2032_Technical_MW_Before Competition Groups_87 | Commercial Hot Food Holding Cabinets | 0.009928% | 0 | 0.29824 | Commercial_2032_Technical_MW_Before Competition Groups_Commercial Hot Food Holding Cabinets
Commercial | Com ¦ HVAC Optimization | 2032 | Technical | MW | Before Competition Groups | 0.24019 | 0 | 0 | 3003.911 | 7.9959e-05 | 88 | Commercial_2032_Technical_MW_Before Competition Groups_88 | HVAC Optimization | 0.007996% | 0 | 0.24019 | Commercial_2032_Technical_MW_Before Competition Groups_HVAC Optimization
Commercial | Com ¦ Auto Off Time Switch or Time Clock control | 2032 | Technical | MW | Before Competition Groups | 0.19397 | 0 | 0 | 3003.911 | 6.4574e-05 | 89 | Commercial_2032_Technical_MW_Before Competition Groups_89 | Auto Off Time Switch or Time Clock control | 0.006457% | 0 | 0.19397 | Commercial_2032_Technical_MW_Before Competition Groups_Auto Off Time Switch or Time Clock control
Commercial | Com ¦ CEE Tier 2/Energy Star Clothes Washers | 2032 | Technical | MW | Before Competition Groups | 0.18081 | 0 | 0 | 3003.911 | 6.0192e-05 | 90 | Commercial_2032_Technical_MW_Before Competition Groups_90 | CEE Tier 2/Energy Star Clothes Washers | 0.006019% | 0 | 0.18081 | Commercial_2032_Technical_MW_Before Competition Groups_CEE Tier 2/Energy Star Clothes Washers
Commercial | Com ¦ Solar Electric Water Heater (50 Gallon) | 2032 | Technical | MW | Before Competition Groups | 0.15259 | 0 | 0 | 3003.911 | 5.0796e-05 | 91 | Commercial_2032_Technical_MW_Before Competition Groups_91 | Solar Electric Water Heater (50 Gallon) | 0.00508% | 0 | 0.15259 | Commercial_2032_Technical_MW_Before Competition Groups_Solar Electric Water Heater (50 Gallon)
Commercial | Com ¦ Demand controlled Circulating Systems | 2032 | Technical | MW | Before Competition Groups | 0.12834 | 0 | 0 | 3003.911 | 4.2723e-05 | 92 | Commercial_2032_Technical_MW_Before Competition Groups_92 | Demand controlled Circulating Systems | 0.004272% | 0 | 0.12834 | Commercial_2032_Technical_MW_Before Competition Groups_Demand controlled Circulating Systems
Commercial | Com ¦ Low Flow Pre-Rinse Spray Nozzle | 2032 | Technical | MW | Before Competition Groups | 0.11013 | 0 | 0 | 3003.911 | 3.6661e-05 | 93 | Commercial_2032_Technical_MW_Before Competition Groups_93 | Low Flow Pre-Rinse Spray Nozzle | 0.003666% | 0 | 0.11013 | Commercial_2032_Technical_MW_Before Competition Groups_Low Flow Pre-Rinse Spray Nozzle
Commercial | Com ¦ Condensing Unit Heaters or other Efficient Unit Heating System | 2032 | Technical | MW | Before Competition Groups | 0.044696 | 0 | 0 | 3003.911 | 1.4879e-05 | 94 | Commercial_2032_Technical_MW_Before Competition Groups_94 | Condensing Unit Heaters or other Efficient Unit Heating System | 0.001488% | 0 | 0.044696 | Commercial_2032_Technical_MW_Before Competition Groups_Condensing Unit Heaters or other Efficient Unit Heating System
Commercial | Com ¦ VSD Air Compressor | 2032 | Technical | MW | Before Competition Groups | 0.032626 | 0 | 0 | 3003.911 | 1.0861e-05 | 95 | Commercial_2032_Technical_MW_Before Competition Groups_95 | VSD Air Compressor | 0.001086% | 0 | 0.032626 | Commercial_2032_Technical_MW_Before Competition Groups_VSD Air Compressor
Commercial | Com ¦ eCube | 2032 | Technical | MW | Before Competition Groups | 0.030925 | 0 | 0 | 3003.911 | 1.0295e-05 | 96 | Commercial_2032_Technical_MW_Before Competition Groups_96 | eCube | 0.001029% | 0 | 0.030925 | Commercial_2032_Technical_MW_Before Competition Groups_eCube
Commercial | Com ¦ EC Plug Fan for Data Center (under cabinet) | 2032 | Technical | MW | Before Competition Groups | 0.024408 | 0 | 0 | 3003.911 | 8.1254e-06 | 97 | Commercial_2032_Technical_MW_Before Competition Groups_97 | EC Plug Fan for Data Center (under cabinet) | 0.0008125% | 0 | 0.024408 | Commercial_2032_Technical_MW_Before Competition Groups_EC Plug Fan for Data Center (under cabinet)
Commercial | Com ¦ Exterior Photocell | 2032 | Technical | MW | Before Competition Groups | 0.01454 | 0 | 0 | 3003.911 | 4.8403e-06 | 98 | Commercial_2032_Technical_MW_Before Competition Groups_98 | Exterior Photocell | 0.000484% | 0 | 0.01454 | Commercial_2032_Technical_MW_Before Competition Groups_Exterior Photocell
Commercial | Com ¦ Air Curtains | 2032 | Technical | MW | Before Competition Groups | 0.0073043 | 0 | 0 | 3003.911 | 2.4316e-06 | 99 | Commercial_2032_Technical_MW_Before Competition Groups_99 | Air Curtains | 0.0002432% | 0 | 0.0073043 | Commercial_2032_Technical_MW_Before Competition Groups_Air Curtains
Commercial | Com ¦ High Efficiency Induction Cooking | 2032 | Technical | MW | Before Competition Groups | 0.0013945 | 0 | 0 | 3003.911 | 4.6422e-07 | 100 | Commercial_2032_Technical_MW_Before Competition Groups_100 | High Efficiency Induction Cooking | 4.642e-05% | 0 | 0.0013945 | Commercial_2032_Technical_MW_Before Competition Groups_High Efficiency Induction Cooking
Commercial | Com ¦ Electric Convection Combination Ovens | 2032 | Technical | MW | Before Competition Groups | 0.00040932 | 0 | 0 | 3003.911 | 1.3626e-07 | 101 | Commercial_2032_Technical_MW_Before Competition Groups_101 | Electric Convection Combination Ovens | 1.363e-05% | 0 | 0.00040932 | Commercial_2032_Technical_MW_Before Competition Groups_Electric Convection Combination Ovens
Commercial | Com ¦ Building Recommissioning, Operations and Maintenance (O&M) Improvements | 2033 | Economic | MW | Before Competition Groups | 233.0998 | 0 | 0 | 2019.9043 | 0.1154 | 1 | Commercial_2033_Economic_MW_Before Competition Groups_1 | Building Recommissioning, Operations and Maintenance (O&M) Improvements | 11.54% | 0 | 233.0998 | Commercial_2033_Economic_MW_Before Competition Groups_Building Recommissioning, Operations and Maintenance (O&M) Improvements
Commercial | Com ¦ Education and Capacity Building/Energy Behavior | 2033 | Economic | MW | Before Competition Groups | 209.3539 | 0 | 0 | 2019.9043 | 0.10365 | 2 | Commercial_2033_Economic_MW_Before Competition Groups_2 | Education and Capacity Building/Energy Behavior | 10.36% | 0 | 209.3539 | Commercial_2033_Economic_MW_Before Competition Groups_Education and Capacity Building/Energy Behavior
Commercial | Com ¦ High Efficiency Air Source Heat Pump | 2033 | Economic | MW | Before Competition Groups | 186.726 | 0 | 0 | 2019.9043 | 0.092443 | 3 | Commercial_2033_Economic_MW_Before Competition Groups_3 | High Efficiency Air Source Heat Pump | 9.244% | 0 | 186.726 | Commercial_2033_Economic_MW_Before Competition Groups_High Efficiency Air Source Heat Pump
Commercial | Com ¦ LED Low/High Bay | 2033 | Economic | MW | Before Competition Groups | 167.5902 | 0 | 0 | 2019.9043 | 0.082969 | 4 | Commercial_2033_Economic_MW_Before Competition Groups_4 | LED Low/High Bay | 8.297% | 0 | 167.5902 | Commercial_2033_Economic_MW_Before Competition Groups_LED Low/High Bay
Commercial | Com ¦ LED Troffer/Surface/Suspended | 2033 | Economic | MW | Before Competition Groups | 124.8146 | 0 | 0 | 2019.9043 | 0.061792 | 5 | Commercial_2033_Economic_MW_Before Competition Groups_5 | LED Troffer/Surface/Suspended | 6.179% | 0 | 124.8146 | Commercial_2033_Economic_MW_Before Competition Groups_LED Troffer/Surface/Suspended
Commercial | Com ¦ Unitary Air-Conditioning Unit | 2033 | Economic | MW | Before Competition Groups | 123.7269 | 0 | 0 | 2019.9043 | 0.061254 | 6 | Commercial_2033_Economic_MW_Before Competition Groups_6 | Unitary Air-Conditioning Unit | 6.125% | 0 | 123.7269 | Commercial_2033_Economic_MW_Before Competition Groups_Unitary Air-Conditioning Unit
Commercial | Com ¦ ENERGY STAR LED LAMPS (REFLECTOR LAMPs/MR16/PAR 16) | 2033 | Economic | MW | Before Competition Groups | 123.3117 | 0 | 0 | 2019.9043 | 0.061048 | 7 | Commercial_2033_Economic_MW_Before Competition Groups_7 | ENERGY STAR LED LAMPS (REFLECTOR LAMPs/MR16/PAR 16) | 6.105% | 0 | 123.3117 | Commercial_2033_Economic_MW_Before Competition Groups_ENERGY STAR LED LAMPS (REFLECTOR LAMPs/MR16/PAR 16)
Commercial | Com ¦ Advanced BAS/Controllers | 2033 | Economic | MW | Before Competition Groups | 96.7125 | 0 | 0 | 2019.9043 | 0.04788 | 8 | Commercial_2033_Economic_MW_Before Competition Groups_8 | Advanced BAS/Controllers | 4.788% | 0 | 96.7125 | Commercial_2033_Economic_MW_Before Competition Groups_Advanced BAS/Controllers
Commercial | Com ¦ LED Replacement Lamp (Tube) | 2033 | Economic | MW | Before Competition Groups | 91.0975 | 0 | 0 | 2019.9043 | 0.0451 | 9 | Commercial_2033_Economic_MW_Before Competition Groups_9 | LED Replacement Lamp (Tube) | 4.51% | 0 | 91.0975 | Commercial_2033_Economic_MW_Before Competition Groups_LED Replacement Lamp (Tube)
Commercial | Com ¦ LLLC - High Impact Application | 2033 | Economic | MW | Before Competition Groups | 61.4194 | 0 | 0 | 2019.9043 | 0.030407 | 10 | Commercial_2033_Economic_MW_Before Competition Groups_10 | LLLC - High Impact Application | 3.041% | 0 | 61.4194 | Commercial_2033_Economic_MW_Before Competition Groups_LLLC - High Impact Application
Commercial | Com ¦ Adaptive Thermostats | 2033 | Economic | MW | Before Competition Groups | 43.0495 | 0 | 0 | 2019.9043 | 0.021313 | 11 | Commercial_2033_Economic_MW_Before Competition Groups_11 | Adaptive Thermostats | 2.131% | 0 | 43.0495 | Commercial_2033_Economic_MW_Before Competition Groups_Adaptive Thermostats
Commercial | Com ¦ Refrigerated Display Case Doors | 2033 | Economic | MW | Before Competition Groups | 40.9585 | 0 | 0 | 2019.9043 | 0.020277 | 12 | Commercial_2033_Economic_MW_Before Competition Groups_12 | Refrigerated Display Case Doors | 2.028% | 0 | 40.9585 | Commercial_2033_Economic_MW_Before Competition Groups_Refrigerated Display Case Doors
Commercial | Com ¦ LLLC - Low Impact Application | 2033 | Economic | MW | Before Competition Groups | 40.3196 | 0 | 0 | 2019.9043 | 0.019961 | 13 | Commercial_2033_Economic_MW_Before Competition Groups_13 | LLLC - Low Impact Application | 1.996% | 0 | 40.3196 | Commercial_2033_Economic_MW_Before Competition Groups_LLLC - Low Impact Application
Commercial | Com ¦ Data Center Storage/Server Virtualization | 2033 | Economic | MW | Before Competition Groups | 37.307 | 0 | 0 | 2019.9043 | 0.01847 | 14 | Commercial_2033_Economic_MW_Before Competition Groups_14 | Data Center Storage/Server Virtualization | 1.847% | 0 | 37.307 | Commercial_2033_Economic_MW_Before Competition Groups_Data Center Storage/Server Virtualization
Commercial | Com ¦ Reach-in Shaded Pole to ECM/PSC Evaporator Fan Motor | 2033 | Economic | MW | Before Competition Groups | 35.6095 | 0 | 0 | 2019.9043 | 0.017629 | 15 | Commercial_2033_Economic_MW_Before Competition Groups_15 | Reach-in Shaded Pole to ECM/PSC Evaporator Fan Motor | 1.763% | 0 | 35.6095 | Commercial_2033_Economic_MW_Before Competition Groups_Reach-in Shaded Pole to ECM/PSC Evaporator Fan Motor
Commercial | Com ¦ Demand Control Ventilation | 2033 | Economic | MW | Before Competition Groups | 34.9124 | 0 | 0 | 2019.9043 | 0.017284 | 16 | Commercial_2033_Economic_MW_Before Competition Groups_16 | Demand Control Ventilation | 1.728% | 0 | 34.9124 | Commercial_2033_Economic_MW_Before Competition Groups_Demand Control Ventilation
Commercial | Com ¦ Strip Curtains | 2033 | Economic | MW | Before Competition Groups | 31.9764 | 0 | 0 | 2019.9043 | 0.015831 | 17 | Commercial_2033_Economic_MW_Before Competition Groups_17 | Strip Curtains | 1.583% | 0 | 31.9764 | Commercial_2033_Economic_MW_Before Competition Groups_Strip Curtains
Commercial | Com ¦ Chilled Water Optimization | 2033 | Economic | MW | Before Competition Groups | 30.5885 | 0 | 0 | 2019.9043 | 0.015144 | 18 | Commercial_2033_Economic_MW_Before Competition Groups_18 | Chilled Water Optimization | 1.514% | 0 | 30.5885 | Commercial_2033_Economic_MW_Before Competition Groups_Chilled Water Optimization
Commercial | Com ¦ Furnace Tune-Up | 2033 | Economic | MW | Before Competition Groups | 27.8358 | 0 | 0 | 2019.9043 | 0.013781 | 19 | Commercial_2033_Economic_MW_Before Competition Groups_19 | Furnace Tune-Up | 1.378% | 0 | 27.8358 | Commercial_2033_Economic_MW_Before Competition Groups_Furnace Tune-Up
Commercial | Com ¦ LED or Equivalent Sign Lighting | 2033 | Economic | MW | Before Competition Groups | 27.6411 | 0 | 0 | 2019.9043 | 0.013684 | 20 | Commercial_2033_Economic_MW_Before Competition Groups_20 | LED or Equivalent Sign Lighting | 1.368% | 0 | 27.6411 | Commercial_2033_Economic_MW_Before Competition Groups_LED or Equivalent Sign Lighting
Commercial | Com ¦ Centrally controlled desktop PC/NETWORK PC POWER MANAGEMENT SOFTWARE | 2033 | Economic | MW | Before Competition Groups | 24.9435 | 0 | 0 | 2019.9043 | 0.012349 | 21 | Commercial_2033_Economic_MW_Before Competition Groups_21 | Centrally controlled desktop PC/NETWORK PC POWER MANAGEMENT SOFTWARE | 1.235% | 0 | 24.9435 | Commercial_2033_Economic_MW_Before Competition Groups_Centrally controlled desktop PC/NETWORK PC POWER MANAGEMENT SOFTWARE
Commercial | Com ¦ Variable Frequency Drive (VFD) | 2033 | Economic | MW | Before Competition Groups | 19.3742 | 0 | 0 | 2019.9043 | 0.0095917 | 22 | Commercial_2033_Economic_MW_Before Competition Groups_22 | Variable Frequency Drive (VFD) | 0.9592% | 0 | 19.3742 | Commercial_2033_Economic_MW_Before Competition Groups_Variable Frequency Drive (VFD)
Commercial | Com ¦ VFD on Pumps | 2033 | Economic | MW | Before Competition Groups | 18.132 | 0 | 0 | 2019.9043 | 0.0089766 | 23 | Commercial_2033_Economic_MW_Before Competition Groups_23 | VFD on Pumps | 0.8977% | 0 | 18.132 | Commercial_2033_Economic_MW_Before Competition Groups_VFD on Pumps
Commercial | Com ¦ Refrigerated Display Case LED | 2033 | Economic | MW | Before Competition Groups | 17.7271 | 0 | 0 | 2019.9043 | 0.0087762 | 24 | Commercial_2033_Economic_MW_Before Competition Groups_24 | Refrigerated Display Case LED | 0.8776% | 0 | 17.7271 | Commercial_2033_Economic_MW_Before Competition Groups_Refrigerated Display Case LED
Commercial | Com ¦ ENERGY STAR LED LAMPS (General Service Lamps) | 2033 | Economic | MW | Before Competition Groups | 16.3063 | 0 | 0 | 2019.9043 | 0.0080728 | 25 | Commercial_2033_Economic_MW_Before Competition Groups_25 | ENERGY STAR LED LAMPS (General Service Lamps) | 0.8073% | 0 | 16.3063 | Commercial_2033_Economic_MW_Before Competition Groups_ENERGY STAR LED LAMPS (General Service Lamps)
Commercial | Com ¦ Air Handler with Dedicated Outdoor Air Systems | 2033 | Economic | MW | Before Competition Groups | 14.7871 | 0 | 0 | 2019.9043 | 0.0073207 | 26 | Commercial_2033_Economic_MW_Before Competition Groups_26 | Air Handler with Dedicated Outdoor Air Systems | 0.7321% | 0 | 14.7871 | Commercial_2033_Economic_MW_Before Competition Groups_Air Handler with Dedicated Outdoor Air Systems
Commercial | Com ¦ Demand Control Kitchen Ventilation | 2033 | Economic | MW | Before Competition Groups | 11.4734 | 0 | 0 | 2019.9043 | 0.0056801 | 27 | Commercial_2033_Economic_MW_Before Competition Groups_27 | Demand Control Kitchen Ventilation | 0.568% | 0 | 11.4734 | Commercial_2033_Economic_MW_Before Competition Groups_Demand Control Kitchen Ventilation
Commercial | Com ¦ Occupancy Sensors | 2033 | Economic | MW | Before Competition Groups | 10.3925 | 0 | 0 | 2019.9043 | 0.005145 | 28 | Commercial_2033_Economic_MW_Before Competition Groups_28 | Occupancy Sensors | 0.5145% | 0 | 10.3925 | Commercial_2033_Economic_MW_Before Competition Groups_Occupancy Sensors
Commercial | Com ¦ Water Source Heat Pump (4 ton) | 2033 | Economic | MW | Before Competition Groups | 10.0905 | 0 | 0 | 2019.9043 | 0.0049955 | 29 | Commercial_2033_Economic_MW_Before Competition Groups_29 | Water Source Heat Pump (4 ton) | 0.4996% | 0 | 10.0905 | Commercial_2033_Economic_MW_Before Competition Groups_Water Source Heat Pump (4 ton)
Commercial | Com ¦ ECM MOTORS FOR EVAPORATOR FANS for refrigeration (WALK-IN) | 2033 | Economic | MW | Before Competition Groups | 10.0785 | 0 | 0 | 2019.9043 | 0.0049896 | 30 | Commercial_2033_Economic_MW_Before Competition Groups_30 | ECM MOTORS FOR EVAPORATOR FANS for refrigeration (WALK-IN) | 0.499% | 0 | 10.0785 | Commercial_2033_Economic_MW_Before Competition Groups_ECM MOTORS FOR EVAPORATOR FANS for refrigeration (WALK-IN)
Commercial | Com ¦ Freezer Case Light Sensor | 2033 | Economic | MW | Before Competition Groups | 8.7201 | 0 | 0 | 2019.9043 | 0.0043171 | 31 | Commercial_2033_Economic_MW_Before Competition Groups_31 | Freezer Case Light Sensor | 0.4317% | 0 | 8.7201 | Commercial_2033_Economic_MW_Before Competition Groups_Freezer Case Light Sensor
Commercial | Com ¦ Evaporator Fan Controls | 2033 | Economic | MW | Before Competition Groups | 8.4955 | 0 | 0 | 2019.9043 | 0.0042059 | 32 | Commercial_2033_Economic_MW_Before Competition Groups_32 | Evaporator Fan Controls | 0.4206% | 0 | 8.4955 | Commercial_2033_Economic_MW_Before Competition Groups_Evaporator Fan Controls
Commercial | Com ¦ ENERGY STAR Griddle (74% eff) | 2033 | Economic | MW | Before Competition Groups | 7.1394 | 0 | 0 | 2019.9043 | 0.0035345 | 33 | Commercial_2033_Economic_MW_Before Competition Groups_33 | ENERGY STAR Griddle (74% eff) | 0.3535% | 0 | 7.1394 | Commercial_2033_Economic_MW_Before Competition Groups_ENERGY STAR Griddle (74% eff)
Commercial | Com ¦ LED EXTERIOR AREA LIGHTS - LED fixture (200W) | 2033 | Economic | MW | Before Competition Groups | 6.9287 | 0 | 0 | 2019.9043 | 0.0034302 | 34 | Commercial_2033_Economic_MW_Before Competition Groups_34 | LED EXTERIOR AREA LIGHTS - LED fixture (200W) | 0.343% | 0 | 6.9287 | Commercial_2033_Economic_MW_Before Competition Groups_LED EXTERIOR AREA LIGHTS - LED fixture (200W)
Commercial | Com ¦ LED parking lot fixture | 2033 | Economic | MW | Before Competition Groups | 6.6117 | 0 | 0 | 2019.9043 | 0.0032733 | 35 | Commercial_2033_Economic_MW_Before Competition Groups_35 | LED parking lot fixture | 0.3273% | 0 | 6.6117 | Commercial_2033_Economic_MW_Before Competition Groups_LED parking lot fixture
Commercial | Com ¦ Door Gasket Freezer/Refrigerator | 2033 | Economic | MW | Before Competition Groups | 5.989 | 0 | 0 | 2019.9043 | 0.002965 | 36 | Commercial_2033_Economic_MW_Before Competition Groups_36 | Door Gasket Freezer/Refrigerator | 0.2965% | 0 | 5.989 | Commercial_2033_Economic_MW_Before Competition Groups_Door Gasket Freezer/Refrigerator
Commercial | Com ¦ Elec Storage WH 2.30 Et | 2033 | Economic | MW | Before Competition Groups | 5.436 | 0 | 0 | 2019.9043 | 0.0026912 | 37 | Commercial_2033_Economic_MW_Before Competition Groups_37 | Elec Storage WH 2.30 Et | 0.2691% | 0 | 5.436 | Commercial_2033_Economic_MW_Before Competition Groups_Elec Storage WH 2.30 Et
Commercial | Com ¦ Duct Insulation, R8 | 2033 | Economic | MW | Before Competition Groups | 5.11 | 0 | 0 | 2019.9043 | 0.0025298 | 38 | Commercial_2033_Economic_MW_Before Competition Groups_38 | Duct Insulation, R8 | 0.253% | 0 | 5.11 | Commercial_2033_Economic_MW_Before Competition Groups_Duct Insulation, R8
Commercial | Com ¦ BEVERAGE VENDING MACHINE CONTROLS | 2033 | Economic | MW | Before Competition Groups | 4.9647 | 0 | 0 | 2019.9043 | 0.0024579 | 39 | Commercial_2033_Economic_MW_Before Competition Groups_39 | BEVERAGE VENDING MACHINE CONTROLS | 0.2458% | 0 | 4.9647 | Commercial_2033_Economic_MW_Before Competition Groups_BEVERAGE VENDING MACHINE CONTROLS
Commercial | Com ¦ LED street light fixture | 2033 | Economic | MW | Before Competition Groups | 4.2136 | 0 | 0 | 2019.9043 | 0.0020861 | 40 | Commercial_2033_Economic_MW_Before Competition Groups_40 | LED street light fixture | 0.2086% | 0 | 4.2136 | Commercial_2033_Economic_MW_Before Competition Groups_LED street light fixture
Commercial | Com ¦ Networked/Connected - Low Impact Application | 2033 | Economic | MW | Before Competition Groups | 3.3745 | 0 | 0 | 2019.9043 | 0.0016706 | 41 | Commercial_2033_Economic_MW_Before Competition Groups_41 | Networked/Connected - Low Impact Application | 0.1671% | 0 | 3.3745 | Commercial_2033_Economic_MW_Before Competition Groups_Networked/Connected - Low Impact Application
Commercial | Com ¦ CO Sensors for parking garage exhaust fans | 2033 | Economic | MW | Before Competition Groups | 3.3327 | 0 | 0 | 2019.9043 | 0.0016499 | 42 | Commercial_2033_Economic_MW_Before Competition Groups_42 | CO Sensors for parking garage exhaust fans | 0.165% | 0 | 3.3327 | Commercial_2033_Economic_MW_Before Competition Groups_CO Sensors for parking garage exhaust fans
Commercial | Com ¦ Temperature Adjustment in Commercial Freezers | 2033 | Economic | MW | Before Competition Groups | 3.1059 | 0 | 0 | 2019.9043 | 0.0015377 | 43 | Commercial_2033_Economic_MW_Before Competition Groups_43 | Temperature Adjustment in Commercial Freezers | 0.1538% | 0 | 3.1059 | Commercial_2033_Economic_MW_Before Competition Groups_Temperature Adjustment in Commercial Freezers
Commercial | Com ¦ Networked/Connected - High Impact Application | 2033 | Economic | MW | Before Competition Groups | 2.8266 | 0 | 0 | 2019.9043 | 0.0013994 | 44 | Commercial_2033_Economic_MW_Before Competition Groups_44 | Networked/Connected - High Impact Application | 0.1399% | 0 | 2.8266 | Commercial_2033_Economic_MW_Before Competition Groups_Networked/Connected - High Impact Application
Commercial | Com ¦ Vertical Night Covers | 2033 | Economic | MW | Before Competition Groups | 2.5685 | 0 | 0 | 2019.9043 | 0.0012716 | 45 | Commercial_2033_Economic_MW_Before Competition Groups_45 | Vertical Night Covers | 0.1272% | 0 | 2.5685 | Commercial_2033_Economic_MW_Before Competition Groups_Vertical Night Covers
Commercial | Com ¦ Energy Efficient Laboratory Fume Hood | 2033 | Economic | MW | Before Competition Groups | 2.5113 | 0 | 0 | 2019.9043 | 0.0012433 | 46 | Commercial_2033_Economic_MW_Before Competition Groups_46 | Energy Efficient Laboratory Fume Hood | 0.1243% | 0 | 2.5113 | Commercial_2033_Economic_MW_Before Competition Groups_Energy Efficient Laboratory Fume Hood
Commercial | Com ¦ ENERGY STAR Fryer (84% eff) | 2033 | Economic | MW | Before Competition Groups | 2.0735 | 0 | 0 | 2019.9043 | 0.0010265 | 47 | Commercial_2033_Economic_MW_Before Competition Groups_47 | ENERGY STAR Fryer (84% eff) | 0.1027% | 0 | 2.0735 | Commercial_2033_Economic_MW_Before Competition Groups_ENERGY STAR Fryer (84% eff)
Commercial | Com ¦ Water Heating (DHW) Pipe Insulation (Add 3/4\ Foam)" | 2033 | Economic | MW | Before Competition Groups | 1.9601 | 0 | 0 | 2019.9043 | 0.00097037 | 48 | Commercial_2033_Economic_MW_Before Competition Groups_48 | Water Heating (DHW) Pipe Insulation (Add 3/4\ Foam)" | 0.09704% | 0 | 1.9601 | Commercial_2033_Economic_MW_Before Competition Groups_Water Heating (DHW) Pipe Insulation (Add 3/4\ Foam)"
Commercial | Com ¦ Outside Air Economizer | 2033 | Economic | MW | Before Competition Groups | 1.9448 | 0 | 0 | 2019.9043 | 0.00096281 | 49 | Commercial_2033_Economic_MW_Before Competition Groups_49 | Outside Air Economizer | 0.09628% | 0 | 1.9448 | Commercial_2033_Economic_MW_Before Competition Groups_Outside Air Economizer
Commercial | Com ¦ ENERGY STAR Dishwasher | 2033 | Economic | MW | Before Competition Groups | 1.4894 | 0 | 0 | 2019.9043 | 0.00073735 | 50 | Commercial_2033_Economic_MW_Before Competition Groups_50 | ENERGY STAR Dishwasher | 0.07373% | 0 | 1.4894 | Commercial_2033_Economic_MW_Before Competition Groups_ENERGY STAR Dishwasher
Commercial | Com ¦ ENERGY STAR Steam Cookers | 2033 | Economic | MW | Before Competition Groups | 1.3584 | 0 | 0 | 2019.9043 | 0.0006725 | 51 | Commercial_2033_Economic_MW_Before Competition Groups_51 | ENERGY STAR Steam Cookers | 0.06725% | 0 | 1.3584 | Commercial_2033_Economic_MW_Before Competition Groups_ENERGY STAR Steam Cookers
Commercial | Com ¦ Suction Pipe Insulation Freezer/Refrigerator | 2033 | Economic | MW | Before Competition Groups | 1.3349 | 0 | 0 | 2019.9043 | 0.00066088 | 52 | Commercial_2033_Economic_MW_Before Competition Groups_52 | Suction Pipe Insulation Freezer/Refrigerator | 0.06609% | 0 | 1.3349 | Commercial_2033_Economic_MW_Before Competition Groups_Suction Pipe Insulation Freezer/Refrigerator
Commercial | Com ¦ Condensing Make Up Air Unit | 2033 | Economic | MW | Before Competition Groups | 0.95538 | 0 | 0 | 2019.9043 | 0.00047298 | 53 | Commercial_2033_Economic_MW_Before Competition Groups_53 | Condensing Make Up Air Unit | 0.0473% | 0 | 0.95538 | Commercial_2033_Economic_MW_Before Competition Groups_Condensing Make Up Air Unit
Commercial | Com ¦ High Efficiency Small Instantaneous Water Heater | 2033 | Economic | MW | Before Competition Groups | 0.93193 | 0 | 0 | 2019.9043 | 0.00046137 | 54 | Commercial_2033_Economic_MW_Before Competition Groups_54 | High Efficiency Small Instantaneous Water Heater | 0.04614% | 0 | 0.93193 | Commercial_2033_Economic_MW_Before Competition Groups_High Efficiency Small Instantaneous Water Heater
Commercial | Com ¦ Ozone Laundry Treatment | 2033 | Economic | MW | Before Competition Groups | 0.79029 | 0 | 0 | 2019.9043 | 0.00039125 | 55 | Commercial_2033_Economic_MW_Before Competition Groups_55 | Ozone Laundry Treatment | 0.03913% | 0 | 0.79029 | Commercial_2033_Economic_MW_Before Competition Groups_Ozone Laundry Treatment
Commercial | Com ¦ Thermostat Setback | 2033 | Economic | MW | Before Competition Groups | 0.7775 | 0 | 0 | 2019.9043 | 0.00038492 | 56 | Commercial_2033_Economic_MW_Before Competition Groups_56 | Thermostat Setback | 0.03849% | 0 | 0.7775 | Commercial_2033_Economic_MW_Before Competition Groups_Thermostat Setback
Commercial | Com ¦ PTAC (12 EER/10,000 BTU) | 2033 | Economic | MW | Before Competition Groups | 0.63373 | 0 | 0 | 2019.9043 | 0.00031374 | 57 | Commercial_2033_Economic_MW_Before Competition Groups_57 | PTAC (12 EER/10,000 BTU) | 0.03137% | 0 | 0.63373 | Commercial_2033_Economic_MW_Before Competition Groups_PTAC (12 EER/10,000 BTU)
Commercial | Com ¦ Solar Water Preheat (Pools/DHW) | 2033 | Economic | MW | Before Competition Groups | 0.42799 | 0 | 0 | 2019.9043 | 0.00021189 | 58 | Commercial_2033_Economic_MW_Before Competition Groups_58 | Solar Water Preheat (Pools/DHW) | 0.02119% | 0 | 0.42799 | Commercial_2033_Economic_MW_Before Competition Groups_Solar Water Preheat (Pools/DHW)
Commercial | COM ¦ Ductless Mini-Split Heat Pumps | 2033 | Economic | MW | Before Competition Groups | 0.41267 | 0 | 0 | 2019.9043 | 0.0002043 | 59 | Commercial_2033_Economic_MW_Before Competition Groups_59 | Ductless Mini-Split Heat Pumps | 0.02043% | 0 | 0.41267 | Commercial_2033_Economic_MW_Before Competition Groups_Ductless Mini-Split Heat Pumps
Commercial | Com ¦ ECM MOTORS FOR HVAC APPLICATION (FAN-POWERED VAV BOX) | 2033 | Economic | MW | Before Competition Groups | 0.31982 | 0 | 0 | 2019.9043 | 0.00015833 | 60 | Commercial_2033_Economic_MW_Before Competition Groups_60 | ECM MOTORS FOR HVAC APPLICATION (FAN-POWERED VAV BOX) | 0.01583% | 0 | 0.31982 | Commercial_2033_Economic_MW_Before Competition Groups_ECM MOTORS FOR HVAC APPLICATION (FAN-POWERED VAV BOX)
Commercial | Com ¦ Notched V belts for HVAC Systems | 2033 | Economic | MW | Before Competition Groups | 0.27216 | 0 | 0 | 2019.9043 | 0.00013474 | 61 | Commercial_2033_Economic_MW_Before Competition Groups_61 | Notched V belts for HVAC Systems | 0.01347% | 0 | 0.27216 | Commercial_2033_Economic_MW_Before Competition Groups_Notched V belts for HVAC Systems
Commercial | Com ¦ Efficient compressor motor | 2033 | Economic | MW | Before Competition Groups | 0.26216 | 0 | 0 | 2019.9043 | 0.00012979 | 62 | Commercial_2033_Economic_MW_Before Competition Groups_62 | Efficient compressor motor | 0.01298% | 0 | 0.26216 | Commercial_2033_Economic_MW_Before Competition Groups_Efficient compressor motor
Commercial | Com ¦ Auto Off Time Switch or Time Clock control | 2033 | Economic | MW | Before Competition Groups | 0.19554 | 0 | 0 | 2019.9043 | 9.6806e-05 | 63 | Commercial_2033_Economic_MW_Before Competition Groups_63 | Auto Off Time Switch or Time Clock control | 0.009681% | 0 | 0.19554 | Commercial_2033_Economic_MW_Before Competition Groups_Auto Off Time Switch or Time Clock control
Commercial | Com ¦ CEE Tier 2/Energy Star Clothes Washers | 2033 | Economic | MW | Before Competition Groups | 0.18669 | 0 | 0 | 2019.9043 | 9.2424e-05 | 64 | Commercial_2033_Economic_MW_Before Competition Groups_64 | CEE Tier 2/Energy Star Clothes Washers | 0.009242% | 0 | 0.18669 | Commercial_2033_Economic_MW_Before Competition Groups_CEE Tier 2/Energy Star Clothes Washers
Commercial | Com ¦ HVAC Optimization | 2033 | Economic | MW | Before Competition Groups | 0.13802 | 0 | 0 | 2019.9043 | 6.8331e-05 | 65 | Commercial_2033_Economic_MW_Before Competition Groups_65 | HVAC Optimization | 0.006833% | 0 | 0.13802 | Commercial_2033_Economic_MW_Before Competition Groups_HVAC Optimization
Commercial | Com ¦ Demand controlled Circulating Systems | 2033 | Economic | MW | Before Competition Groups | 0.12576 | 0 | 0 | 2019.9043 | 6.2258e-05 | 66 | Commercial_2033_Economic_MW_Before Competition Groups_66 | Demand controlled Circulating Systems | 0.006226% | 0 | 0.12576 | Commercial_2033_Economic_MW_Before Competition Groups_Demand controlled Circulating Systems
Commercial | Com ¦ Commercial Hot Food Holding Cabinets | 2033 | Economic | MW | Before Competition Groups | 0.11817 | 0 | 0 | 2019.9043 | 5.8505e-05 | 67 | Commercial_2033_Economic_MW_Before Competition Groups_67 | Commercial Hot Food Holding Cabinets | 0.005851% | 0 | 0.11817 | Commercial_2033_Economic_MW_Before Competition Groups_Commercial Hot Food Holding Cabinets
Commercial | Com ¦ Low Flow Pre-Rinse Spray Nozzle | 2033 | Economic | MW | Before Competition Groups | 0.11114 | 0 | 0 | 2019.9043 | 5.5022e-05 | 68 | Commercial_2033_Economic_MW_Before Competition Groups_68 | Low Flow Pre-Rinse Spray Nozzle | 0.005502% | 0 | 0.11114 | Commercial_2033_Economic_MW_Before Competition Groups_Low Flow Pre-Rinse Spray Nozzle
Commercial | Com ¦ Room AC (w/ louvered sides) 14 SEER from 12 SEER code | 2033 | Economic | MW | Before Competition Groups | 0.096501 | 0 | 0 | 2019.9043 | 4.7775e-05 | 69 | Commercial_2033_Economic_MW_Before Competition Groups_69 | Room AC (w/ louvered sides) 14 SEER from 12 SEER code | 0.004777% | 0 | 0.096501 | Commercial_2033_Economic_MW_Before Competition Groups_Room AC (w/ louvered sides) 14 SEER from 12 SEER code
Commercial | Com ¦ Energy Recovery Ventilation and Ventilation (Enhanced) | 2033 | Economic | MW | Before Competition Groups | 0.063175 | 0 | 0 | 2019.9043 | 3.1276e-05 | 70 | Commercial_2033_Economic_MW_Before Competition Groups_70 | Energy Recovery Ventilation and Ventilation (Enhanced) | 0.003128% | 0 | 0.063175 | Commercial_2033_Economic_MW_Before Competition Groups_Energy Recovery Ventilation and Ventilation (Enhanced)
Commercial | Com ¦ LED RECESSED DOWNLIGHTS | 2033 | Economic | MW | Before Competition Groups | 0.051816 | 0 | 0 | 2019.9043 | 2.5653e-05 | 71 | Commercial_2033_Economic_MW_Before Competition Groups_71 | LED RECESSED DOWNLIGHTS | 0.002565% | 0 | 0.051816 | Commercial_2033_Economic_MW_Before Competition Groups_LED RECESSED DOWNLIGHTS
Commercial | Com ¦ Wall Insulation | 2033 | Economic | MW | Before Competition Groups | 0.046939 | 0 | 0 | 2019.9043 | 2.3238e-05 | 72 | Commercial_2033_Economic_MW_Before Competition Groups_72 | Wall Insulation | 0.002324% | 0 | 0.046939 | Commercial_2033_Economic_MW_Before Competition Groups_Wall Insulation
Commercial | Com ¦ High Efficiency Chiller (avg of water and air cooled) | 2033 | Economic | MW | Before Competition Groups | 0.046129 | 0 | 0 | 2019.9043 | 2.2837e-05 | 73 | Commercial_2033_Economic_MW_Before Competition Groups_73 | High Efficiency Chiller (avg of water and air cooled) | 0.002284% | 0 | 0.046129 | Commercial_2033_Economic_MW_Before Competition Groups_High Efficiency Chiller (avg of water and air cooled)
Commercial | Com ¦ Condensing Unit Heaters or other Efficient Unit Heating System | 2033 | Economic | MW | Before Competition Groups | 0.043797 | 0 | 0 | 2019.9043 | 2.1683e-05 | 74 | Commercial_2033_Economic_MW_Before Competition Groups_74 | Condensing Unit Heaters or other Efficient Unit Heating System | 0.002168% | 0 | 0.043797 | Commercial_2033_Economic_MW_Before Competition Groups_Condensing Unit Heaters or other Efficient Unit Heating System
Commercial | Com ¦ VSD Air Compressor | 2033 | Economic | MW | Before Competition Groups | 0.034134 | 0 | 0 | 2019.9043 | 1.6899e-05 | 75 | Commercial_2033_Economic_MW_Before Competition Groups_75 | VSD Air Compressor | 0.00169% | 0 | 0.034134 | Commercial_2033_Economic_MW_Before Competition Groups_VSD Air Compressor
Commercial | Com ¦ EC Plug Fan for Data Center (under cabinet) | 2033 | Economic | MW | Before Competition Groups | 0.0099229 | 0 | 0 | 2019.9043 | 4.9125e-06 | 76 | Commercial_2033_Economic_MW_Before Competition Groups_76 | EC Plug Fan for Data Center (under cabinet) | 0.0004913% | 0 | 0.0099229 | Commercial_2033_Economic_MW_Before Competition Groups_EC Plug Fan for Data Center (under cabinet)
Commercial | Com ¦ Air Curtains | 2033 | Economic | MW | Before Competition Groups | 0.0074195 | 0 | 0 | 2019.9043 | 3.6732e-06 | 77 | Commercial_2033_Economic_MW_Before Competition Groups_77 | Air Curtains | 0.0003673% | 0 | 0.0074195 | Commercial_2033_Economic_MW_Before Competition Groups_Air Curtains
Commercial | Com ¦ Electric Convection Combination Ovens | 2033 | Economic | MW | Before Competition Groups | 0.00042802 | 0 | 0 | 2019.9043 | 2.119e-07 | 78 | Commercial_2033_Economic_MW_Before Competition Groups_78 | Electric Convection Combination Ovens | 2.119e-05% | 0 | 0.00042802 | Commercial_2033_Economic_MW_Before Competition Groups_Electric Convection Combination Ovens
Commercial | Com ¦ Indoor Daylight Sensors/Photocell Dimming Control | 2033 | Economic | MW | Before Competition Groups | 0 | 0 | 0 | 2019.9043 | 0 | 79 | Commercial_2033_Economic_MW_Before Competition Groups_79 | Indoor Daylight Sensors/Photocell Dimming Control | 0% | 0 | 0 | Commercial_2033_Economic_MW_Before Competition Groups_Indoor Daylight Sensors/Photocell Dimming Control
Commercial | Com ¦ Variable Refrigerant Flow Heat Pump | 2033 | Economic | MW | Before Competition Groups | 0 | 0 | 0 | 2019.9043 | 0 | 80 | Commercial_2033_Economic_MW_Before Competition Groups_80 | Variable Refrigerant Flow Heat Pump | 0% | 0 | 0 | Commercial_2033_Economic_MW_Before Competition Groups_Variable Refrigerant Flow Heat Pump
Commercial | Com ¦ LED Low/High Bay | 2033 | SC A | MW | Before Competition Groups | 147.2194 | 0 | 0 | 1041.7533 | 0.14132 | 1 | Commercial_2033_SC A_MW_Before Competition Groups_1 | LED Low/High Bay | 14.13% | 0 | 147.2194 | Commercial_2033_SC A_MW_Before Competition Groups_LED Low/High Bay
Commercial | Com ¦ LED Troffer/Surface/Suspended | 2033 | SC A | MW | Before Competition Groups | 125.5471 | 0 | 0 | 1041.7533 | 0.12052 | 2 | Commercial_2033_SC A_MW_Before Competition Groups_2 | LED Troffer/Surface/Suspended | 12.05% | 0 | 125.5471 | Commercial_2033_SC A_MW_Before Competition Groups_LED Troffer/Surface/Suspended
Commercial | Com ¦ ENERGY STAR LED LAMPS (REFLECTOR LAMPs/MR16/PAR 16) | 2033 | SC A | MW | Before Competition Groups | 122.3977 | 0 | 0 | 1041.7533 | 0.11749 | 3 | Commercial_2033_SC A_MW_Before Competition Groups_3 | ENERGY STAR LED LAMPS (REFLECTOR LAMPs/MR16/PAR 16) | 11.75% | 0 | 122.3977 | Commercial_2033_SC A_MW_Before Competition Groups_ENERGY STAR LED LAMPS (REFLECTOR LAMPs/MR16/PAR 16)
Commercial | Com ¦ LED Replacement Lamp (Tube) | 2033 | SC A | MW | Before Competition Groups | 75.85 | 0 | 0 | 1041.7533 | 0.07281 | 4 | Commercial_2033_SC A_MW_Before Competition Groups_4 | LED Replacement Lamp (Tube) | 7.281% | 0 | 75.85 | Commercial_2033_SC A_MW_Before Competition Groups_LED Replacement Lamp (Tube)
Commercial | Com ¦ High Efficiency Air Source Heat Pump | 2033 | SC A | MW | Before Competition Groups | 71.9719 | 0 | 0 | 1041.7533 | 0.069087 | 5 | Commercial_2033_SC A_MW_Before Competition Groups_5 | High Efficiency Air Source Heat Pump | 6.909% | 0 | 71.9719 | Commercial_2033_SC A_MW_Before Competition Groups_High Efficiency Air Source Heat Pump
Commercial | Com ¦ Building Recommissioning, Operations and Maintenance (O&M) Improvements | 2033 | SC A | MW | Before Competition Groups | 66.7474 | 0 | 0 | 1041.7533 | 0.064072 | 6 | Commercial_2033_SC A_MW_Before Competition Groups_6 | Building Recommissioning, Operations and Maintenance (O&M) Improvements | 6.407% | 0 | 66.7474 | Commercial_2033_SC A_MW_Before Competition Groups_Building Recommissioning, Operations and Maintenance (O&M) Improvements
Commercial | Com ¦ Education and Capacity Building/Energy Behavior | 2033 | SC A | MW | Before Competition Groups | 36.2149 | 0 | 0 | 1041.7533 | 0.034763 | 7 | Commercial_2033_SC A_MW_Before Competition Groups_7 | Education and Capacity Building/Energy Behavior | 3.476% | 0 | 36.2149 | Commercial_2033_SC A_MW_Before Competition Groups_Education and Capacity Building/Energy Behavior
Commercial | Com ¦ Advanced BAS/Controllers | 2033 | SC A | MW | Before Competition Groups | 35.3865 | 0 | 0 | 1041.7533 | 0.033968 | 8 | Commercial_2033_SC A_MW_Before Competition Groups_8 | Advanced BAS/Controllers | 3.397% | 0 | 35.3865 | Commercial_2033_SC A_MW_Before Competition Groups_Advanced BAS/Controllers
Commercial | Com ¦ Data Center Storage/Server Virtualization | 2033 | SC A | MW | Before Competition Groups | 26.4654 | 0 | 0 | 1041.7533 | 0.025405 | 9 | Commercial_2033_SC A_MW_Before Competition Groups_9 | Data Center Storage/Server Virtualization | 2.54% | 0 | 26.4654 | Commercial_2033_SC A_MW_Before Competition Groups_Data Center Storage/Server Virtualization
Commercial | Com ¦ Reach-in Shaded Pole to ECM/PSC Evaporator Fan Motor | 2033 | SC A | MW | Before Competition Groups | 25.7517 | 0 | 0 | 1041.7533 | 0.02472 | 10 | Commercial_2033_SC A_MW_Before Competition Groups_10 | Reach-in Shaded Pole to ECM/PSC Evaporator Fan Motor | 2.472% | 0 | 25.7517 | Commercial_2033_SC A_MW_Before Competition Groups_Reach-in Shaded Pole to ECM/PSC Evaporator Fan Motor
Commercial | Com ¦ Unitary Air-Conditioning Unit | 2033 | SC A | MW | Before Competition Groups | 24.1872 | 0 | 0 | 1041.7533 | 0.023218 | 11 | Commercial_2033_SC A_MW_Before Competition Groups_11 | Unitary Air-Conditioning Unit | 2.322% | 0 | 24.1872 | Commercial_2033_SC A_MW_Before Competition Groups_Unitary Air-Conditioning Unit
Commercial | Com ¦ Adaptive Thermostats | 2033 | SC A | MW | Before Competition Groups | 24.1078 | 0 | 0 | 1041.7533 | 0.023142 | 12 | Commercial_2033_SC A_MW_Before Competition Groups_12 | Adaptive Thermostats | 2.314% | 0 | 24.1078 | Commercial_2033_SC A_MW_Before Competition Groups_Adaptive Thermostats
Commercial | Com ¦ Refrigerated Display Case Doors | 2033 | SC A | MW | Before Competition Groups | 21.9109 | 0 | 0 | 1041.7533 | 0.021033 | 13 | Commercial_2033_SC A_MW_Before Competition Groups_13 | Refrigerated Display Case Doors | 2.103% | 0 | 21.9109 | Commercial_2033_SC A_MW_Before Competition Groups_Refrigerated Display Case Doors
Commercial | Com ¦ Strip Curtains | 2033 | SC A | MW | Before Competition Groups | 21.4279 | 0 | 0 | 1041.7533 | 0.020569 | 14 | Commercial_2033_SC A_MW_Before Competition Groups_14 | Strip Curtains | 2.057% | 0 | 21.4279 | Commercial_2033_SC A_MW_Before Competition Groups_Strip Curtains
Commercial | Com ¦ LED or Equivalent Sign Lighting | 2033 | SC A | MW | Before Competition Groups | 19.1749 | 0 | 0 | 1041.7533 | 0.018406 | 15 | Commercial_2033_SC A_MW_Before Competition Groups_15 | LED or Equivalent Sign Lighting | 1.841% | 0 | 19.1749 | Commercial_2033_SC A_MW_Before Competition Groups_LED or Equivalent Sign Lighting
Commercial | Com ¦ Furnace Tune-Up | 2033 | SC A | MW | Before Competition Groups | 18.384 | 0 | 0 | 1041.7533 | 0.017647 | 16 | Commercial_2033_SC A_MW_Before Competition Groups_16 | Furnace Tune-Up | 1.765% | 0 | 18.384 | Commercial_2033_SC A_MW_Before Competition Groups_Furnace Tune-Up
Commercial | Com ¦ Centrally controlled desktop PC/NETWORK PC POWER MANAGEMENT SOFTWARE | 2033 | SC A | MW | Before Competition Groups | 15.2502 | 0 | 0 | 1041.7533 | 0.014639 | 17 | Commercial_2033_SC A_MW_Before Competition Groups_17 | Centrally controlled desktop PC/NETWORK PC POWER MANAGEMENT SOFTWARE | 1.464% | 0 | 15.2502 | Commercial_2033_SC A_MW_Before Competition Groups_Centrally controlled desktop PC/NETWORK PC POWER MANAGEMENT SOFTWARE
Commercial | Com ¦ ENERGY STAR LED LAMPS (General Service Lamps) | 2033 | SC A | MW | Before Competition Groups | 14.9924 | 0 | 0 | 1041.7533 | 0.014392 | 18 | Commercial_2033_SC A_MW_Before Competition Groups_18 | ENERGY STAR LED LAMPS (General Service Lamps) | 1.439% | 0 | 14.9924 | Commercial_2033_SC A_MW_Before Competition Groups_ENERGY STAR LED LAMPS (General Service Lamps)
Commercial | Com ¦ Chilled Water Optimization | 2033 | SC A | MW | Before Competition Groups | 13.8797 | 0 | 0 | 1041.7533 | 0.013323 | 19 | Commercial_2033_SC A_MW_Before Competition Groups_19 | Chilled Water Optimization | 1.332% | 0 | 13.8797 | Commercial_2033_SC A_MW_Before Competition Groups_Chilled Water Optimization
Commercial | Com ¦ Demand Control Ventilation | 2033 | SC A | MW | Before Competition Groups | 13.5143 | 0 | 0 | 1041.7533 | 0.012973 | 20 | Commercial_2033_SC A_MW_Before Competition Groups_20 | Demand Control Ventilation | 1.297% | 0 | 13.5143 | Commercial_2033_SC A_MW_Before Competition Groups_Demand Control Ventilation
Commercial | Com ¦ Variable Frequency Drive (VFD) | 2033 | SC A | MW | Before Competition Groups | 12.937 | 0 | 0 | 1041.7533 | 0.012419 | 21 | Commercial_2033_SC A_MW_Before Competition Groups_21 | Variable Frequency Drive (VFD) | 1.242% | 0 | 12.937 | Commercial_2033_SC A_MW_Before Competition Groups_Variable Frequency Drive (VFD)
Commercial | Com ¦ VFD on Pumps | 2033 | SC A | MW | Before Competition Groups | 12.0199 | 0 | 0 | 1041.7533 | 0.011538 | 22 | Commercial_2033_SC A_MW_Before Competition Groups_22 | VFD on Pumps | 1.154% | 0 | 12.0199 | Commercial_2033_SC A_MW_Before Competition Groups_VFD on Pumps
Commercial | Com ¦ Refrigerated Display Case LED | 2033 | SC A | MW | Before Competition Groups | 8.747 | 0 | 0 | 1041.7533 | 0.0083964 | 23 | Commercial_2033_SC A_MW_Before Competition Groups_23 | Refrigerated Display Case LED | 0.8396% | 0 | 8.747 | Commercial_2033_SC A_MW_Before Competition Groups_Refrigerated Display Case LED
Commercial | Com ¦ ECM MOTORS FOR EVAPORATOR FANS for refrigeration (WALK-IN) | 2033 | SC A | MW | Before Competition Groups | 6.633 | 0 | 0 | 1041.7533 | 0.0063671 | 24 | Commercial_2033_SC A_MW_Before Competition Groups_24 | ECM MOTORS FOR EVAPORATOR FANS for refrigeration (WALK-IN) | 0.6367% | 0 | 6.633 | Commercial_2033_SC A_MW_Before Competition Groups_ECM MOTORS FOR EVAPORATOR FANS for refrigeration (WALK-IN)
Commercial | Com ¦ LED EXTERIOR AREA LIGHTS - LED fixture (200W) | 2033 | SC A | MW | Before Competition Groups | 6.5294 | 0 | 0 | 1041.7533 | 0.0062677 | 25 | Commercial_2033_SC A_MW_Before Competition Groups_25 | LED EXTERIOR AREA LIGHTS - LED fixture (200W) | 0.6268% | 0 | 6.5294 | Commercial_2033_SC A_MW_Before Competition Groups_LED EXTERIOR AREA LIGHTS - LED fixture (200W)
Commercial | Com ¦ LED parking lot fixture | 2033 | SC A | MW | Before Competition Groups | 6.2668 | 0 | 0 | 1041.7533 | 0.0060156 | 26 | Commercial_2033_SC A_MW_Before Competition Groups_26 | LED parking lot fixture | 0.6016% | 0 | 6.2668 | Commercial_2033_SC A_MW_Before Competition Groups_LED parking lot fixture
Commercial | Com ¦ Door Gasket Freezer/Refrigerator | 2033 | SC A | MW | Before Competition Groups | 6.1956 | 0 | 0 | 1041.7533 | 0.0059473 | 27 | Commercial_2033_SC A_MW_Before Competition Groups_27 | Door Gasket Freezer/Refrigerator | 0.5947% | 0 | 6.1956 | Commercial_2033_SC A_MW_Before Competition Groups_Door Gasket Freezer/Refrigerator
Commercial | Com ¦ Air Handler with Dedicated Outdoor Air Systems | 2033 | SC A | MW | Before Competition Groups | 5.7554 | 0 | 0 | 1041.7533 | 0.0055247 | 28 | Commercial_2033_SC A_MW_Before Competition Groups_28 | Air Handler with Dedicated Outdoor Air Systems | 0.5525% | 0 | 5.7554 | Commercial_2033_SC A_MW_Before Competition Groups_Air Handler with Dedicated Outdoor Air Systems
Commercial | Com ¦ Demand Control Kitchen Ventilation | 2033 | SC A | MW | Before Competition Groups | 5.7087 | 0 | 0 | 1041.7533 | 0.0054799 | 29 | Commercial_2033_SC A_MW_Before Competition Groups_29 | Demand Control Kitchen Ventilation | 0.548% | 0 | 5.7087 | Commercial_2033_SC A_MW_Before Competition Groups_Demand Control Kitchen Ventilation
Commercial | Com ¦ Evaporator Fan Controls | 2033 | SC A | MW | Before Competition Groups | 5.5751 | 0 | 0 | 1041.7533 | 0.0053516 | 30 | Commercial_2033_SC A_MW_Before Competition Groups_30 | Evaporator Fan Controls | 0.5352% | 0 | 5.5751 | Commercial_2033_SC A_MW_Before Competition Groups_Evaporator Fan Controls
Commercial | Com ¦ ENERGY STAR Griddle (74% eff) | 2033 | SC A | MW | Before Competition Groups | 4.7872 | 0 | 0 | 1041.7533 | 0.0045953 | 31 | Commercial_2033_SC A_MW_Before Competition Groups_31 | ENERGY STAR Griddle (74% eff) | 0.4595% | 0 | 4.7872 | Commercial_2033_SC A_MW_Before Competition Groups_ENERGY STAR Griddle (74% eff)
Commercial | Com ¦ Freezer Case Light Sensor | 2033 | SC A | MW | Before Competition Groups | 4.6893 | 0 | 0 | 1041.7533 | 0.0045013 | 32 | Commercial_2033_SC A_MW_Before Competition Groups_32 | Freezer Case Light Sensor | 0.4501% | 0 | 4.6893 | Commercial_2033_SC A_MW_Before Competition Groups_Freezer Case Light Sensor
Commercial | Com ¦ Occupancy Sensors | 2033 | SC A | MW | Before Competition Groups | 4.0736 | 0 | 0 | 1041.7533 | 0.0039103 | 33 | Commercial_2033_SC A_MW_Before Competition Groups_33 | Occupancy Sensors | 0.391% | 0 | 4.0736 | Commercial_2033_SC A_MW_Before Competition Groups_Occupancy Sensors
Commercial | Com ¦ LED street light fixture | 2033 | SC A | MW | Before Competition Groups | 3.9173 | 0 | 0 | 1041.7533 | 0.0037603 | 34 | Commercial_2033_SC A_MW_Before Competition Groups_34 | LED street light fixture | 0.376% | 0 | 3.9173 | Commercial_2033_SC A_MW_Before Competition Groups_LED street light fixture
Commercial | Com ¦ Duct Insulation, R8 | 2033 | SC A | MW | Before Competition Groups | 3.345 | 0 | 0 | 1041.7533 | 0.0032109 | 35 | Commercial_2033_SC A_MW_Before Competition Groups_35 | Duct Insulation, R8 | 0.3211% | 0 | 3.345 | Commercial_2033_SC A_MW_Before Competition Groups_Duct Insulation, R8
Commercial | Com ¦ Water Source Heat Pump (4 ton) | 2033 | SC A | MW | Before Competition Groups | 3.2825 | 0 | 0 | 1041.7533 | 0.0031509 | 36 | Commercial_2033_SC A_MW_Before Competition Groups_36 | Water Source Heat Pump (4 ton) | 0.3151% | 0 | 3.2825 | Commercial_2033_SC A_MW_Before Competition Groups_Water Source Heat Pump (4 ton)
Commercial | Com ¦ BEVERAGE VENDING MACHINE CONTROLS | 2033 | SC A | MW | Before Competition Groups | 2.366 | 0 | 0 | 1041.7533 | 0.0022712 | 37 | Commercial_2033_SC A_MW_Before Competition Groups_37 | BEVERAGE VENDING MACHINE CONTROLS | 0.2271% | 0 | 2.366 | Commercial_2033_SC A_MW_Before Competition Groups_BEVERAGE VENDING MACHINE CONTROLS
Commercial | Com ¦ Elec Storage WH 2.30 Et | 2033 | SC A | MW | Before Competition Groups | 2.2147 | 0 | 0 | 1041.7533 | 0.0021259 | 38 | Commercial_2033_SC A_MW_Before Competition Groups_38 | Elec Storage WH 2.30 Et | 0.2126% | 0 | 2.2147 | Commercial_2033_SC A_MW_Before Competition Groups_Elec Storage WH 2.30 Et
Commercial | Com ¦ Temperature Adjustment in Commercial Freezers | 2033 | SC A | MW | Before Competition Groups | 2.0402 | 0 | 0 | 1041.7533 | 0.0019584 | 39 | Commercial_2033_SC A_MW_Before Competition Groups_39 | Temperature Adjustment in Commercial Freezers | 0.1958% | 0 | 2.0402 | Commercial_2033_SC A_MW_Before Competition Groups_Temperature Adjustment in Commercial Freezers
Commercial | Com ¦ Vertical Night Covers | 2033 | SC A | MW | Before Competition Groups | 1.6513 | 0 | 0 | 1041.7533 | 0.0015851 | 40 | Commercial_2033_SC A_MW_Before Competition Groups_40 | Vertical Night Covers | 0.1585% | 0 | 1.6513 | Commercial_2033_SC A_MW_Before Competition Groups_Vertical Night Covers
Commercial | Com ¦ CO Sensors for parking garage exhaust fans | 2033 | SC A | MW | Before Competition Groups | 1.6387 | 0 | 0 | 1041.7533 | 0.0015731 | 41 | Commercial_2033_SC A_MW_Before Competition Groups_41 | CO Sensors for parking garage exhaust fans | 0.1573% | 0 | 1.6387 | Commercial_2033_SC A_MW_Before Competition Groups_CO Sensors for parking garage exhaust fans
Commercial | Com ¦ Energy Efficient Laboratory Fume Hood | 2033 | SC A | MW | Before Competition Groups | 1.5127 | 0 | 0 | 1041.7533 | 0.0014521 | 42 | Commercial_2033_SC A_MW_Before Competition Groups_42 | Energy Efficient Laboratory Fume Hood | 0.1452% | 0 | 1.5127 | Commercial_2033_SC A_MW_Before Competition Groups_Energy Efficient Laboratory Fume Hood
Commercial | Com ¦ ENERGY STAR Fryer (84% eff) | 2033 | SC A | MW | Before Competition Groups | 1.4201 | 0 | 0 | 1041.7533 | 0.0013631 | 43 | Commercial_2033_SC A_MW_Before Competition Groups_43 | ENERGY STAR Fryer (84% eff) | 0.1363% | 0 | 1.4201 | Commercial_2033_SC A_MW_Before Competition Groups_ENERGY STAR Fryer (84% eff)
Commercial | Com ¦ Outside Air Economizer | 2033 | SC A | MW | Before Competition Groups | 1.3325 | 0 | 0 | 1041.7533 | 0.0012791 | 44 | Commercial_2033_SC A_MW_Before Competition Groups_44 | Outside Air Economizer | 0.1279% | 0 | 1.3325 | Commercial_2033_SC A_MW_Before Competition Groups_Outside Air Economizer
Commercial | Com ¦ Water Heating (DHW) Pipe Insulation (Add 3/4\ Foam)" | 2033 | SC A | MW | Before Competition Groups | 1.2935 | 0 | 0 | 1041.7533 | 0.0012417 | 45 | Commercial_2033_SC A_MW_Before Competition Groups_45 | Water Heating (DHW) Pipe Insulation (Add 3/4\ Foam)" | 0.1242% | 0 | 1.2935 | Commercial_2033_SC A_MW_Before Competition Groups_Water Heating (DHW) Pipe Insulation (Add 3/4\ Foam)"
Commercial | Com ¦ ENERGY STAR Steam Cookers | 2033 | SC A | MW | Before Competition Groups | 0.91134 | 0 | 0 | 1041.7533 | 0.00087481 | 46 | Commercial_2033_SC A_MW_Before Competition Groups_46 | ENERGY STAR Steam Cookers | 0.08748% | 0 | 0.91134 | Commercial_2033_SC A_MW_Before Competition Groups_ENERGY STAR Steam Cookers
Commercial | Com ¦ Suction Pipe Insulation Freezer/Refrigerator | 2033 | SC A | MW | Before Competition Groups | 0.84946 | 0 | 0 | 1041.7533 | 0.00081541 | 47 | Commercial_2033_SC A_MW_Before Competition Groups_47 | Suction Pipe Insulation Freezer/Refrigerator | 0.08154% | 0 | 0.84946 | Commercial_2033_SC A_MW_Before Competition Groups_Suction Pipe Insulation Freezer/Refrigerator
Commercial | Com ¦ Thermostat Setback | 2033 | SC A | MW | Before Competition Groups | 0.68775 | 0 | 0 | 1041.7533 | 0.00066019 | 48 | Commercial_2033_SC A_MW_Before Competition Groups_48 | Thermostat Setback | 0.06602% | 0 | 0.68775 | Commercial_2033_SC A_MW_Before Competition Groups_Thermostat Setback
Commercial | Com ¦ ENERGY STAR Dishwasher | 2033 | SC A | MW | Before Competition Groups | 0.647 | 0 | 0 | 1041.7533 | 0.00062107 | 49 | Commercial_2033_SC A_MW_Before Competition Groups_49 | ENERGY STAR Dishwasher | 0.06211% | 0 | 0.647 | Commercial_2033_SC A_MW_Before Competition Groups_ENERGY STAR Dishwasher
Commercial | Com ¦ Condensing Make Up Air Unit | 2033 | SC A | MW | Before Competition Groups | 0.41089 | 0 | 0 | 1041.7533 | 0.00039443 | 50 | Commercial_2033_SC A_MW_Before Competition Groups_50 | Condensing Make Up Air Unit | 0.03944% | 0 | 0.41089 | Commercial_2033_SC A_MW_Before Competition Groups_Condensing Make Up Air Unit
Commercial | Com ¦ Ozone Laundry Treatment | 2033 | SC A | MW | Before Competition Groups | 0.35659 | 0 | 0 | 1041.7533 | 0.0003423 | 51 | Commercial_2033_SC A_MW_Before Competition Groups_51 | Ozone Laundry Treatment | 0.03423% | 0 | 0.35659 | Commercial_2033_SC A_MW_Before Competition Groups_Ozone Laundry Treatment
Commercial | COM ¦ Ductless Mini-Split Heat Pumps | 2033 | SC A | MW | Before Competition Groups | 0.20458 | 0 | 0 | 1041.7533 | 0.00019638 | 52 | Commercial_2033_SC A_MW_Before Competition Groups_52 | Ductless Mini-Split Heat Pumps | 0.01964% | 0 | 0.20458 | Commercial_2033_SC A_MW_Before Competition Groups_Ductless Mini-Split Heat Pumps
Commercial | Com ¦ ECM MOTORS FOR HVAC APPLICATION (FAN-POWERED VAV BOX) | 2033 | SC A | MW | Before Competition Groups | 0.19869 | 0 | 0 | 1041.7533 | 0.00019073 | 53 | Commercial_2033_SC A_MW_Before Competition Groups_53 | ECM MOTORS FOR HVAC APPLICATION (FAN-POWERED VAV BOX) | 0.01907% | 0 | 0.19869 | Commercial_2033_SC A_MW_Before Competition Groups_ECM MOTORS FOR HVAC APPLICATION (FAN-POWERED VAV BOX)
Commercial | Com ¦ PTAC (12 EER/10,000 BTU) | 2033 | SC A | MW | Before Competition Groups | 0.16824 | 0 | 0 | 1041.7533 | 0.0001615 | 54 | Commercial_2033_SC A_MW_Before Competition Groups_54 | PTAC (12 EER/10,000 BTU) | 0.01615% | 0 | 0.16824 | Commercial_2033_SC A_MW_Before Competition Groups_PTAC (12 EER/10,000 BTU)
Commercial | Com ¦ CEE Tier 2/Energy Star Clothes Washers | 2033 | SC A | MW | Before Competition Groups | 0.12737 | 0 | 0 | 1041.7533 | 0.00012226 | 55 | Commercial_2033_SC A_MW_Before Competition Groups_55 | CEE Tier 2/Energy Star Clothes Washers | 0.01223% | 0 | 0.12737 | Commercial_2033_SC A_MW_Before Competition Groups_CEE Tier 2/Energy Star Clothes Washers
Commercial | Com ¦ Solar Water Preheat (Pools/DHW) | 2033 | SC A | MW | Before Competition Groups | 0.11653 | 0 | 0 | 1041.7533 | 0.00011186 | 56 | Commercial_2033_SC A_MW_Before Competition Groups_56 | Solar Water Preheat (Pools/DHW) | 0.01119% | 0 | 0.11653 | Commercial_2033_SC A_MW_Before Competition Groups_Solar Water Preheat (Pools/DHW)
Commercial | Com ¦ Notched V belts for HVAC Systems | 2033 | SC A | MW | Before Competition Groups | 0.10514 | 0 | 0 | 1041.7533 | 0.00010093 | 57 | Commercial_2033_SC A_MW_Before Competition Groups_57 | Notched V belts for HVAC Systems | 0.01009% | 0 | 0.10514 | Commercial_2033_SC A_MW_Before Competition Groups_Notched V belts for HVAC Systems
Commercial | Com ¦ Auto Off Time Switch or Time Clock control | 2033 | SC A | MW | Before Competition Groups | 0.10287 | 0 | 0 | 1041.7533 | 9.8745e-05 | 58 | Commercial_2033_SC A_MW_Before Competition Groups_58 | Auto Off Time Switch or Time Clock control | 0.009875% | 0 | 0.10287 | Commercial_2033_SC A_MW_Before Competition Groups_Auto Off Time Switch or Time Clock control
Commercial | Com ¦ HVAC Optimization | 2033 | SC A | MW | Before Competition Groups | 0.099121 | 0 | 0 | 1041.7533 | 9.5148e-05 | 59 | Commercial_2033_SC A_MW_Before Competition Groups_59 | HVAC Optimization | 0.009515% | 0 | 0.099121 | Commercial_2033_SC A_MW_Before Competition Groups_HVAC Optimization
Commercial | Com ¦ Demand controlled Circulating Systems | 2033 | SC A | MW | Before Competition Groups | 0.087509 | 0 | 0 | 1041.7533 | 8.4002e-05 | 60 | Commercial_2033_SC A_MW_Before Competition Groups_60 | Demand controlled Circulating Systems | 0.0084% | 0 | 0.087509 | Commercial_2033_SC A_MW_Before Competition Groups_Demand controlled Circulating Systems
Commercial | Com ¦ Low Flow Pre-Rinse Spray Nozzle | 2033 | SC A | MW | Before Competition Groups | 0.068042 | 0 | 0 | 1041.7533 | 6.5315e-05 | 61 | Commercial_2033_SC A_MW_Before Competition Groups_61 | Low Flow Pre-Rinse Spray Nozzle | 0.006531% | 0 | 0.068042 | Commercial_2033_SC A_MW_Before Competition Groups_Low Flow Pre-Rinse Spray Nozzle
Commercial | Com ¦ Commercial Hot Food Holding Cabinets | 2033 | SC A | MW | Before Competition Groups | 0.056718 | 0 | 0 | 1041.7533 | 5.4445e-05 | 62 | Commercial_2033_SC A_MW_Before Competition Groups_62 | Commercial Hot Food Holding Cabinets | 0.005444% | 0 | 0.056718 | Commercial_2033_SC A_MW_Before Competition Groups_Commercial Hot Food Holding Cabinets
Commercial | Com ¦ LED RECESSED DOWNLIGHTS | 2033 | SC A | MW | Before Competition Groups | 0.050487 | 0 | 0 | 1041.7533 | 4.8463e-05 | 63 | Commercial_2033_SC A_MW_Before Competition Groups_63 | LED RECESSED DOWNLIGHTS | 0.004846% | 0 | 0.050487 | Commercial_2033_SC A_MW_Before Competition Groups_LED RECESSED DOWNLIGHTS
Commercial | Com ¦ High Efficiency Small Instantaneous Water Heater | 2033 | SC A | MW | Before Competition Groups | 0.032147 | 0 | 0 | 1041.7533 | 3.0858e-05 | 64 | Commercial_2033_SC A_MW_Before Competition Groups_64 | High Efficiency Small Instantaneous Water Heater | 0.003086% | 0 | 0.032147 | Commercial_2033_SC A_MW_Before Competition Groups_High Efficiency Small Instantaneous Water Heater
Commercial | Com ¦ Wall Insulation | 2033 | SC A | MW | Before Competition Groups | 0.030046 | 0 | 0 | 1041.7533 | 2.8842e-05 | 65 | Commercial_2033_SC A_MW_Before Competition Groups_65 | Wall Insulation | 0.002884% | 0 | 0.030046 | Commercial_2033_SC A_MW_Before Competition Groups_Wall Insulation
Commercial | Com ¦ Condensing Unit Heaters or other Efficient Unit Heating System | 2033 | SC A | MW | Before Competition Groups | 0.029089 | 0 | 0 | 1041.7533 | 2.7923e-05 | 66 | Commercial_2033_SC A_MW_Before Competition Groups_66 | Condensing Unit Heaters or other Efficient Unit Heating System | 0.002792% | 0 | 0.029089 | Commercial_2033_SC A_MW_Before Competition Groups_Condensing Unit Heaters or other Efficient Unit Heating System
Commercial | Com ¦ Air Curtains | 2033 | SC A | MW | Before Competition Groups | 0.02224 | 0 | 0 | 1041.7533 | 2.1349e-05 | 67 | Commercial_2033_SC A_MW_Before Competition Groups_67 | Air Curtains | 0.002135% | 0 | 0.02224 | Commercial_2033_SC A_MW_Before Competition Groups_Air Curtains
Commercial | Com ¦ Room AC (w/ louvered sides) 14 SEER from 12 SEER code | 2033 | SC A | MW | Before Competition Groups | 0.021732 | 0 | 0 | 1041.7533 | 2.0861e-05 | 68 | Commercial_2033_SC A_MW_Before Competition Groups_68 | Room AC (w/ louvered sides) 14 SEER from 12 SEER code | 0.002086% | 0 | 0.021732 | Commercial_2033_SC A_MW_Before Competition Groups_Room AC (w/ louvered sides) 14 SEER from 12 SEER code
Commercial | Com ¦ VSD Air Compressor | 2033 | SC A | MW | Before Competition Groups | 0.021431 | 0 | 0 | 1041.7533 | 2.0572e-05 | 69 | Commercial_2033_SC A_MW_Before Competition Groups_69 | VSD Air Compressor | 0.002057% | 0 | 0.021431 | Commercial_2033_SC A_MW_Before Competition Groups_VSD Air Compressor
Commercial | Com ¦ Efficient compressor motor | 2033 | SC A | MW | Before Competition Groups | 0.010661 | 0 | 0 | 1041.7533 | 1.0234e-05 | 70 | Commercial_2033_SC A_MW_Before Competition Groups_70 | Efficient compressor motor | 0.001023% | 0 | 0.010661 | Commercial_2033_SC A_MW_Before Competition Groups_Efficient compressor motor
Commercial | Com ¦ Energy Recovery Ventilation and Ventilation (Enhanced) | 2033 | SC A | MW | Before Competition Groups | 0.010311 | 0 | 0 | 1041.7533 | 9.8974e-06 | 71 | Commercial_2033_SC A_MW_Before Competition Groups_71 | Energy Recovery Ventilation and Ventilation (Enhanced) | 0.0009897% | 0 | 0.010311 | Commercial_2033_SC A_MW_Before Competition Groups_Energy Recovery Ventilation and Ventilation (Enhanced)
Commercial | Com ¦ High Efficiency Chiller (avg of water and air cooled) | 2033 | SC A | MW | Before Competition Groups | 0.0036333 | 0 | 0 | 1041.7533 | 3.4877e-06 | 72 | Commercial_2033_SC A_MW_Before Competition Groups_72 | High Efficiency Chiller (avg of water and air cooled) | 0.0003488% | 0 | 0.0036333 | Commercial_2033_SC A_MW_Before Competition Groups_High Efficiency Chiller (avg of water and air cooled)
Commercial | Com ¦ EC Plug Fan for Data Center (under cabinet) | 2033 | SC A | MW | Before Competition Groups | 0.0035795 | 0 | 0 | 1041.7533 | 3.436e-06 | 73 | Commercial_2033_SC A_MW_Before Competition Groups_73 | EC Plug Fan for Data Center (under cabinet) | 0.0003436% | 0 | 0.0035795 | Commercial_2033_SC A_MW_Before Competition Groups_EC Plug Fan for Data Center (under cabinet)
Commercial | Com ¦ LLLC - Low Impact Application | 2033 | SC A | MW | Before Competition Groups | 0.0032331 | 0 | 0 | 1041.7533 | 3.1035e-06 | 74 | Commercial_2033_SC A_MW_Before Competition Groups_74 | LLLC - Low Impact Application | 0.0003104% | 0 | 0.0032331 | Commercial_2033_SC A_MW_Before Competition Groups_LLLC - Low Impact Application
Commercial | Com ¦ LLLC - High Impact Application | 2033 | SC A | MW | Before Competition Groups | 0.0029087 | 0 | 0 | 1041.7533 | 2.7921e-06 | 75 | Commercial_2033_SC A_MW_Before Competition Groups_75 | LLLC - High Impact Application | 0.0002792% | 0 | 0.0029087 | Commercial_2033_SC A_MW_Before Competition Groups_LLLC - High Impact Application
Commercial | Com ¦ Electric Convection Combination Ovens | 2033 | SC A | MW | Before Competition Groups | 0.00032671 | 0 | 0 | 1041.7533 | 3.1361e-07 | 76 | Commercial_2033_SC A_MW_Before Competition Groups_76 | Electric Convection Combination Ovens | 3.136e-05% | 0 | 0.00032671 | Commercial_2033_SC A_MW_Before Competition Groups_Electric Convection Combination Ovens
Commercial | Com ¦ Networked/Connected - High Impact Application | 2033 | SC A | MW | Before Competition Groups | 6.1734e-05 | 0 | 0 | 1041.7533 | 5.926e-08 | 77 | Commercial_2033_SC A_MW_Before Competition Groups_77 | Networked/Connected - High Impact Application | 5.926e-06% | 0 | 6.1734e-05 | Commercial_2033_SC A_MW_Before Competition Groups_Networked/Connected - High Impact Application
Commercial | Com ¦ Networked/Connected - Low Impact Application | 2033 | SC A | MW | Before Competition Groups | 2.8364e-06 | 0 | 0 | 1041.7533 | 2.7227e-09 | 78 | Commercial_2033_SC A_MW_Before Competition Groups_78 | Networked/Connected - Low Impact Application | 2.723e-07% | 0 | 2.8364e-06 | Commercial_2033_SC A_MW_Before Competition Groups_Networked/Connected - Low Impact Application
Commercial | Com ¦ Indoor Daylight Sensors/Photocell Dimming Control | 2033 | SC A | MW | Before Competition Groups | 0 | 0 | 0 | 1041.7533 | 0 | 79 | Commercial_2033_SC A_MW_Before Competition Groups_79 | Indoor Daylight Sensors/Photocell Dimming Control | 0% | 0 | 0 | Commercial_2033_SC A_MW_Before Competition Groups_Indoor Daylight Sensors/Photocell Dimming Control
Commercial | Com ¦ Variable Refrigerant Flow Heat Pump | 2033 | SC A | MW | Before Competition Groups | 0 | 0 | 0 | 1041.7533 | 0 | 80 | Commercial_2033_SC A_MW_Before Competition Groups_80 | Variable Refrigerant Flow Heat Pump | 0% | 0 | 0 | Commercial_2033_SC A_MW_Before Competition Groups_Variable Refrigerant Flow Heat Pump
Commercial | Com ¦ Education and Capacity Building/Energy Behavior | 2033 | SC B | MW | Before Competition Groups | 181.0747 | 0 | 0 | 1507.7793 | 0.12009 | 1 | Commercial_2033_SC B_MW_Before Competition Groups_1 | Education and Capacity Building/Energy Behavior | 12.01% | 0 | 181.0747 | Commercial_2033_SC B_MW_Before Competition Groups_Education and Capacity Building/Energy Behavior
Commercial | Com ¦ LED Low/High Bay | 2033 | SC B | MW | Before Competition Groups | 159.6132 | 0 | 0 | 1507.7793 | 0.10586 | 2 | Commercial_2033_SC B_MW_Before Competition Groups_2 | LED Low/High Bay | 10.59% | 0 | 159.6132 | Commercial_2033_SC B_MW_Before Competition Groups_LED Low/High Bay
Commercial | Com ¦ Building Recommissioning, Operations and Maintenance (O&M) Improvements | 2033 | SC B | MW | Before Competition Groups | 139.268 | 0 | 0 | 1507.7793 | 0.092366 | 3 | Commercial_2033_SC B_MW_Before Competition Groups_3 | Building Recommissioning, Operations and Maintenance (O&M) Improvements | 9.237% | 0 | 139.268 | Commercial_2033_SC B_MW_Before Competition Groups_Building Recommissioning, Operations and Maintenance (O&M) Improvements
Commercial | Com ¦ LED Troffer/Surface/Suspended | 2033 | SC B | MW | Before Competition Groups | 128.36 | 0 | 0 | 1507.7793 | 0.085132 | 4 | Commercial_2033_SC B_MW_Before Competition Groups_4 | LED Troffer/Surface/Suspended | 8.513% | 0 | 128.36 | Commercial_2033_SC B_MW_Before Competition Groups_LED Troffer/Surface/Suspended
Commercial | Com ¦ ENERGY STAR LED LAMPS (REFLECTOR LAMPs/MR16/PAR 16) | 2033 | SC B | MW | Before Competition Groups | 122.3977 | 0 | 0 | 1507.7793 | 0.081177 | 5 | Commercial_2033_SC B_MW_Before Competition Groups_5 | ENERGY STAR LED LAMPS (REFLECTOR LAMPs/MR16/PAR 16) | 8.118% | 0 | 122.3977 | Commercial_2033_SC B_MW_Before Competition Groups_ENERGY STAR LED LAMPS (REFLECTOR LAMPs/MR16/PAR 16)
Commercial | Com ¦ LED Replacement Lamp (Tube) | 2033 | SC B | MW | Before Competition Groups | 75.85 | 0 | 0 | 1507.7793 | 0.050306 | 6 | Commercial_2033_SC B_MW_Before Competition Groups_6 | LED Replacement Lamp (Tube) | 5.031% | 0 | 75.85 | Commercial_2033_SC B_MW_Before Competition Groups_LED Replacement Lamp (Tube)
Commercial | Com ¦ Unitary Air-Conditioning Unit | 2033 | SC B | MW | Before Competition Groups | 74.9659 | 0 | 0 | 1507.7793 | 0.049719 | 7 | Commercial_2033_SC B_MW_Before Competition Groups_7 | Unitary Air-Conditioning Unit | 4.972% | 0 | 74.9659 | Commercial_2033_SC B_MW_Before Competition Groups_Unitary Air-Conditioning Unit
Commercial | Com ¦ High Efficiency Air Source Heat Pump | 2033 | SC B | MW | Before Competition Groups | 71.9717 | 0 | 0 | 1507.7793 | 0.047734 | 8 | Commercial_2033_SC B_MW_Before Competition Groups_8 | High Efficiency Air Source Heat Pump | 4.773% | 0 | 71.9717 | Commercial_2033_SC B_MW_Before Competition Groups_High Efficiency Air Source Heat Pump
Commercial | Com ¦ Advanced BAS/Controllers | 2033 | SC B | MW | Before Competition Groups | 62.193 | 0 | 0 | 1507.7793 | 0.041248 | 9 | Commercial_2033_SC B_MW_Before Competition Groups_9 | Advanced BAS/Controllers | 4.125% | 0 | 62.193 | Commercial_2033_SC B_MW_Before Competition Groups_Advanced BAS/Controllers
Commercial | Com ¦ Adaptive Thermostats | 2033 | SC B | MW | Before Competition Groups | 40.1564 | 0 | 0 | 1507.7793 | 0.026633 | 10 | Commercial_2033_SC B_MW_Before Competition Groups_10 | Adaptive Thermostats | 2.663% | 0 | 40.1564 | Commercial_2033_SC B_MW_Before Competition Groups_Adaptive Thermostats
Commercial | Com ¦ Refrigerated Display Case Doors | 2033 | SC B | MW | Before Competition Groups | 33.915 | 0 | 0 | 1507.7793 | 0.022493 | 11 | Commercial_2033_SC B_MW_Before Competition Groups_11 | Refrigerated Display Case Doors | 2.249% | 0 | 33.915 | Commercial_2033_SC B_MW_Before Competition Groups_Refrigerated Display Case Doors
Commercial | Com ¦ Strip Curtains | 2033 | SC B | MW | Before Competition Groups | 30.7971 | 0 | 0 | 1507.7793 | 0.020425 | 12 | Commercial_2033_SC B_MW_Before Competition Groups_12 | Strip Curtains | 2.043% | 0 | 30.7971 | Commercial_2033_SC B_MW_Before Competition Groups_Strip Curtains
Commercial | Com ¦ Furnace Tune-Up | 2033 | SC B | MW | Before Competition Groups | 30.1679 | 0 | 0 | 1507.7793 | 0.020008 | 13 | Commercial_2033_SC B_MW_Before Competition Groups_13 | Furnace Tune-Up | 2.001% | 0 | 30.1679 | Commercial_2033_SC B_MW_Before Competition Groups_Furnace Tune-Up
Commercial | Com ¦ Data Center Storage/Server Virtualization | 2033 | SC B | MW | Before Competition Groups | 29.2979 | 0 | 0 | 1507.7793 | 0.019431 | 14 | Commercial_2033_SC B_MW_Before Competition Groups_14 | Data Center Storage/Server Virtualization | 1.943% | 0 | 29.2979 | Commercial_2033_SC B_MW_Before Competition Groups_Data Center Storage/Server Virtualization
Commercial | Com ¦ Demand Control Ventilation | 2033 | SC B | MW | Before Competition Groups | 28.2752 | 0 | 0 | 1507.7793 | 0.018753 | 15 | Commercial_2033_SC B_MW_Before Competition Groups_15 | Demand Control Ventilation | 1.875% | 0 | 28.2752 | Commercial_2033_SC B_MW_Before Competition Groups_Demand Control Ventilation
Commercial | Com ¦ Reach-in Shaded Pole to ECM/PSC Evaporator Fan Motor | 2033 | SC B | MW | Before Competition Groups | 27.5639 | 0 | 0 | 1507.7793 | 0.018281 | 16 | Commercial_2033_SC B_MW_Before Competition Groups_16 | Reach-in Shaded Pole to ECM/PSC Evaporator Fan Motor | 1.828% | 0 | 27.5639 | Commercial_2033_SC B_MW_Before Competition Groups_Reach-in Shaded Pole to ECM/PSC Evaporator Fan Motor
Commercial | Com ¦ LED or Equivalent Sign Lighting | 2033 | SC B | MW | Before Competition Groups | 25.8926 | 0 | 0 | 1507.7793 | 0.017173 | 17 | Commercial_2033_SC B_MW_Before Competition Groups_17 | LED or Equivalent Sign Lighting | 1.717% | 0 | 25.8926 | Commercial_2033_SC B_MW_Before Competition Groups_LED or Equivalent Sign Lighting
Commercial | Com ¦ Centrally controlled desktop PC/NETWORK PC POWER MANAGEMENT SOFTWARE | 2033 | SC B | MW | Before Competition Groups | 21.5313 | 0 | 0 | 1507.7793 | 0.01428 | 18 | Commercial_2033_SC B_MW_Before Competition Groups_18 | Centrally controlled desktop PC/NETWORK PC POWER MANAGEMENT SOFTWARE | 1.428% | 0 | 21.5313 | Commercial_2033_SC B_MW_Before Competition Groups_Centrally controlled desktop PC/NETWORK PC POWER MANAGEMENT SOFTWARE
Commercial | Com ¦ Variable Frequency Drive (VFD) | 2033 | SC B | MW | Before Competition Groups | 21.0679 | 0 | 0 | 1507.7793 | 0.013973 | 19 | Commercial_2033_SC B_MW_Before Competition Groups_19 | Variable Frequency Drive (VFD) | 1.397% | 0 | 21.0679 | Commercial_2033_SC B_MW_Before Competition Groups_Variable Frequency Drive (VFD)
Commercial | Com ¦ VFD on Pumps | 2033 | SC B | MW | Before Competition Groups | 19.705 | 0 | 0 | 1507.7793 | 0.013069 | 20 | Commercial_2033_SC B_MW_Before Competition Groups_20 | VFD on Pumps | 1.307% | 0 | 19.705 | Commercial_2033_SC B_MW_Before Competition Groups_VFD on Pumps
Commercial | Com ¦ Chilled Water Optimization | 2033 | SC B | MW | Before Competition Groups | 18.1777 | 0 | 0 | 1507.7793 | 0.012056 | 21 | Commercial_2033_SC B_MW_Before Competition Groups_21 | Chilled Water Optimization | 1.206% | 0 | 18.1777 | Commercial_2033_SC B_MW_Before Competition Groups_Chilled Water Optimization
Commercial | Com ¦ Air Handler with Dedicated Outdoor Air Systems | 2033 | SC B | MW | Before Competition Groups | 16.0161 | 0 | 0 | 1507.7793 | 0.010622 | 22 | Commercial_2033_SC B_MW_Before Competition Groups_22 | Air Handler with Dedicated Outdoor Air Systems | 1.062% | 0 | 16.0161 | Commercial_2033_SC B_MW_Before Competition Groups_Air Handler with Dedicated Outdoor Air Systems
Commercial | Com ¦ Refrigerated Display Case LED | 2033 | SC B | MW | Before Competition Groups | 15.2421 | 0 | 0 | 1507.7793 | 0.010109 | 23 | Commercial_2033_SC B_MW_Before Competition Groups_23 | Refrigerated Display Case LED | 1.011% | 0 | 15.2421 | Commercial_2033_SC B_MW_Before Competition Groups_Refrigerated Display Case LED
Commercial | Com ¦ ENERGY STAR LED LAMPS (General Service Lamps) | 2033 | SC B | MW | Before Competition Groups | 14.9924 | 0 | 0 | 1507.7793 | 0.0099434 | 24 | Commercial_2033_SC B_MW_Before Competition Groups_24 | ENERGY STAR LED LAMPS (General Service Lamps) | 0.9943% | 0 | 14.9924 | Commercial_2033_SC B_MW_Before Competition Groups_ENERGY STAR LED LAMPS (General Service Lamps)
Commercial | Com ¦ Door Gasket Freezer/Refrigerator | 2033 | SC B | MW | Before Competition Groups | 10.919 | 0 | 0 | 1507.7793 | 0.0072418 | 25 | Commercial_2033_SC B_MW_Before Competition Groups_25 | Door Gasket Freezer/Refrigerator | 0.7242% | 0 | 10.919 | Commercial_2033_SC B_MW_Before Competition Groups_Door Gasket Freezer/Refrigerator
Commercial | Com ¦ ECM MOTORS FOR EVAPORATOR FANS for refrigeration (WALK-IN) | 2033 | SC B | MW | Before Competition Groups | 10.9113 | 0 | 0 | 1507.7793 | 0.0072366 | 26 | Commercial_2033_SC B_MW_Before Competition Groups_26 | ECM MOTORS FOR EVAPORATOR FANS for refrigeration (WALK-IN) | 0.7237% | 0 | 10.9113 | Commercial_2033_SC B_MW_Before Competition Groups_ECM MOTORS FOR EVAPORATOR FANS for refrigeration (WALK-IN)
Commercial | Com ¦ Freezer Case Light Sensor | 2033 | SC B | MW | Before Competition Groups | 9.4323 | 0 | 0 | 1507.7793 | 0.0062557 | 27 | Commercial_2033_SC B_MW_Before Competition Groups_27 | Freezer Case Light Sensor | 0.6256% | 0 | 9.4323 | Commercial_2033_SC B_MW_Before Competition Groups_Freezer Case Light Sensor
Commercial | Com ¦ Evaporator Fan Controls | 2033 | SC B | MW | Before Competition Groups | 9.1895 | 0 | 0 | 1507.7793 | 0.0060947 | 28 | Commercial_2033_SC B_MW_Before Competition Groups_28 | Evaporator Fan Controls | 0.6095% | 0 | 9.1895 | Commercial_2033_SC B_MW_Before Competition Groups_Evaporator Fan Controls
Commercial | Com ¦ Demand Control Kitchen Ventilation | 2033 | SC B | MW | Before Competition Groups | 9.0232 | 0 | 0 | 1507.7793 | 0.0059844 | 29 | Commercial_2033_SC B_MW_Before Competition Groups_29 | Demand Control Kitchen Ventilation | 0.5984% | 0 | 9.0232 | Commercial_2033_SC B_MW_Before Competition Groups_Demand Control Kitchen Ventilation
Commercial | Com ¦ LED EXTERIOR AREA LIGHTS - LED fixture (200W) | 2033 | SC B | MW | Before Competition Groups | 6.5356 | 0 | 0 | 1507.7793 | 0.0043346 | 30 | Commercial_2033_SC B_MW_Before Competition Groups_30 | LED EXTERIOR AREA LIGHTS - LED fixture (200W) | 0.4335% | 0 | 6.5356 | Commercial_2033_SC B_MW_Before Competition Groups_LED EXTERIOR AREA LIGHTS - LED fixture (200W)
Commercial | Com ¦ LED parking lot fixture | 2033 | SC B | MW | Before Competition Groups | 6.2668 | 0 | 0 | 1507.7793 | 0.0041563 | 31 | Commercial_2033_SC B_MW_Before Competition Groups_31 | LED parking lot fixture | 0.4156% | 0 | 6.2668 | Commercial_2033_SC B_MW_Before Competition Groups_LED parking lot fixture
Commercial | Com ¦ Water Source Heat Pump (4 ton) | 2033 | SC B | MW | Before Competition Groups | 6.1177 | 0 | 0 | 1507.7793 | 0.0040574 | 32 | Commercial_2033_SC B_MW_Before Competition Groups_32 | Water Source Heat Pump (4 ton) | 0.4057% | 0 | 6.1177 | Commercial_2033_SC B_MW_Before Competition Groups_Water Source Heat Pump (4 ton)
Commercial | Com ¦ Duct Insulation, R8 | 2033 | SC B | MW | Before Competition Groups | 5.556 | 0 | 0 | 1507.7793 | 0.0036849 | 33 | Commercial_2033_SC B_MW_Before Competition Groups_33 | Duct Insulation, R8 | 0.3685% | 0 | 5.556 | Commercial_2033_SC B_MW_Before Competition Groups_Duct Insulation, R8
Commercial | Com ¦ ENERGY STAR Griddle (74% eff) | 2033 | SC B | MW | Before Competition Groups | 4.7872 | 0 | 0 | 1507.7793 | 0.003175 | 34 | Commercial_2033_SC B_MW_Before Competition Groups_34 | ENERGY STAR Griddle (74% eff) | 0.3175% | 0 | 4.7872 | Commercial_2033_SC B_MW_Before Competition Groups_ENERGY STAR Griddle (74% eff)
Commercial | Com ¦ Occupancy Sensors | 2033 | SC B | MW | Before Competition Groups | 4.0736 | 0 | 0 | 1507.7793 | 0.0027017 | 35 | Commercial_2033_SC B_MW_Before Competition Groups_35 | Occupancy Sensors | 0.2702% | 0 | 4.0736 | Commercial_2033_SC B_MW_Before Competition Groups_Occupancy Sensors
Commercial | Com ¦ BEVERAGE VENDING MACHINE CONTROLS | 2033 | SC B | MW | Before Competition Groups | 4.0301 | 0 | 0 | 1507.7793 | 0.0026728 | 36 | Commercial_2033_SC B_MW_Before Competition Groups_36 | BEVERAGE VENDING MACHINE CONTROLS | 0.2673% | 0 | 4.0301 | Commercial_2033_SC B_MW_Before Competition Groups_BEVERAGE VENDING MACHINE CONTROLS
Commercial | Com ¦ LED street light fixture | 2033 | SC B | MW | Before Competition Groups | 3.9479 | 0 | 0 | 1507.7793 | 0.0026184 | 37 | Commercial_2033_SC B_MW_Before Competition Groups_37 | LED street light fixture | 0.2618% | 0 | 3.9479 | Commercial_2033_SC B_MW_Before Competition Groups_LED street light fixture
Commercial | Com ¦ Elec Storage WH 2.30 Et | 2033 | SC B | MW | Before Competition Groups | 3.5558 | 0 | 0 | 1507.7793 | 0.0023583 | 38 | Commercial_2033_SC B_MW_Before Competition Groups_38 | Elec Storage WH 2.30 Et | 0.2358% | 0 | 3.5558 | Commercial_2033_SC B_MW_Before Competition Groups_Elec Storage WH 2.30 Et
Commercial | Com ¦ Temperature Adjustment in Commercial Freezers | 2033 | SC B | MW | Before Competition Groups | 3.3606 | 0 | 0 | 1507.7793 | 0.0022289 | 39 | Commercial_2033_SC B_MW_Before Competition Groups_39 | Temperature Adjustment in Commercial Freezers | 0.2229% | 0 | 3.3606 | Commercial_2033_SC B_MW_Before Competition Groups_Temperature Adjustment in Commercial Freezers
Commercial | Com ¦ CO Sensors for parking garage exhaust fans | 2033 | SC B | MW | Before Competition Groups | 2.901 | 0 | 0 | 1507.7793 | 0.001924 | 40 | Commercial_2033_SC B_MW_Before Competition Groups_40 | CO Sensors for parking garage exhaust fans | 0.1924% | 0 | 2.901 | Commercial_2033_SC B_MW_Before Competition Groups_CO Sensors for parking garage exhaust fans
Commercial | Com ¦ Vertical Night Covers | 2033 | SC B | MW | Before Competition Groups | 2.7783 | 0 | 0 | 1507.7793 | 0.0018426 | 41 | Commercial_2033_SC B_MW_Before Competition Groups_41 | Vertical Night Covers | 0.1843% | 0 | 2.7783 | Commercial_2033_SC B_MW_Before Competition Groups_Vertical Night Covers
Commercial | Com ¦ Energy Efficient Laboratory Fume Hood | 2033 | SC B | MW | Before Competition Groups | 2.6604 | 0 | 0 | 1507.7793 | 0.0017645 | 42 | Commercial_2033_SC B_MW_Before Competition Groups_42 | Energy Efficient Laboratory Fume Hood | 0.1764% | 0 | 2.6604 | Commercial_2033_SC B_MW_Before Competition Groups_Energy Efficient Laboratory Fume Hood
Commercial | Com ¦ Water Heating (DHW) Pipe Insulation (Add 3/4\ Foam)" | 2033 | SC B | MW | Before Competition Groups | 2.1238 | 0 | 0 | 1507.7793 | 0.0014086 | 43 | Commercial_2033_SC B_MW_Before Competition Groups_43 | Water Heating (DHW) Pipe Insulation (Add 3/4\ Foam)" | 0.1409% | 0 | 2.1238 | Commercial_2033_SC B_MW_Before Competition Groups_Water Heating (DHW) Pipe Insulation (Add 3/4\ Foam)"
Commercial | Com ¦ Outside Air Economizer | 2033 | SC B | MW | Before Competition Groups | 1.8914 | 0 | 0 | 1507.7793 | 0.0012544 | 44 | Commercial_2033_SC B_MW_Before Competition Groups_44 | Outside Air Economizer | 0.1254% | 0 | 1.8914 | Commercial_2033_SC B_MW_Before Competition Groups_Outside Air Economizer
Commercial | Com ¦ Suction Pipe Insulation Freezer/Refrigerator | 2033 | SC B | MW | Before Competition Groups | 1.4446 | 0 | 0 | 1507.7793 | 0.0009581 | 45 | Commercial_2033_SC B_MW_Before Competition Groups_45 | Suction Pipe Insulation Freezer/Refrigerator | 0.09581% | 0 | 1.4446 | Commercial_2033_SC B_MW_Before Competition Groups_Suction Pipe Insulation Freezer/Refrigerator
Commercial | Com ¦ ENERGY STAR Fryer (84% eff) | 2033 | SC B | MW | Before Competition Groups | 1.42 | 0 | 0 | 1507.7793 | 0.00094181 | 46 | Commercial_2033_SC B_MW_Before Competition Groups_46 | ENERGY STAR Fryer (84% eff) | 0.09418% | 0 | 1.42 | Commercial_2033_SC B_MW_Before Competition Groups_ENERGY STAR Fryer (84% eff)
Commercial | Com ¦ ENERGY STAR Steam Cookers | 2033 | SC B | MW | Before Competition Groups | 0.91133 | 0 | 0 | 1507.7793 | 0.00060442 | 47 | Commercial_2033_SC B_MW_Before Competition Groups_47 | ENERGY STAR Steam Cookers | 0.06044% | 0 | 0.91133 | Commercial_2033_SC B_MW_Before Competition Groups_ENERGY STAR Steam Cookers
Commercial | Com ¦ Condensing Make Up Air Unit | 2033 | SC B | MW | Before Competition Groups | 0.79618 | 0 | 0 | 1507.7793 | 0.00052805 | 48 | Commercial_2033_SC B_MW_Before Competition Groups_48 | Condensing Make Up Air Unit | 0.0528% | 0 | 0.79618 | Commercial_2033_SC B_MW_Before Competition Groups_Condensing Make Up Air Unit
Commercial | Com ¦ ENERGY STAR Dishwasher | 2033 | SC B | MW | Before Competition Groups | 0.76161 | 0 | 0 | 1507.7793 | 0.00050512 | 49 | Commercial_2033_SC B_MW_Before Competition Groups_49 | ENERGY STAR Dishwasher | 0.05051% | 0 | 0.76161 | Commercial_2033_SC B_MW_Before Competition Groups_ENERGY STAR Dishwasher
Commercial | Com ¦ Ozone Laundry Treatment | 2033 | SC B | MW | Before Competition Groups | 0.71434 | 0 | 0 | 1507.7793 | 0.00047377 | 50 | Commercial_2033_SC B_MW_Before Competition Groups_50 | Ozone Laundry Treatment | 0.04738% | 0 | 0.71434 | Commercial_2033_SC B_MW_Before Competition Groups_Ozone Laundry Treatment
Commercial | Com ¦ Thermostat Setback | 2033 | SC B | MW | Before Competition Groups | 0.69249 | 0 | 0 | 1507.7793 | 0.00045928 | 51 | Commercial_2033_SC B_MW_Before Competition Groups_51 | Thermostat Setback | 0.04593% | 0 | 0.69249 | Commercial_2033_SC B_MW_Before Competition Groups_Thermostat Setback
Commercial | Com ¦ PTAC (12 EER/10,000 BTU) | 2033 | SC B | MW | Before Competition Groups | 0.34827 | 0 | 0 | 1507.7793 | 0.00023098 | 52 | Commercial_2033_SC B_MW_Before Competition Groups_52 | PTAC (12 EER/10,000 BTU) | 0.0231% | 0 | 0.34827 | Commercial_2033_SC B_MW_Before Competition Groups_PTAC (12 EER/10,000 BTU)
Commercial | Com ¦ ECM MOTORS FOR HVAC APPLICATION (FAN-POWERED VAV BOX) | 2033 | SC B | MW | Before Competition Groups | 0.29664 | 0 | 0 | 1507.7793 | 0.00019674 | 53 | Commercial_2033_SC B_MW_Before Competition Groups_53 | ECM MOTORS FOR HVAC APPLICATION (FAN-POWERED VAV BOX) | 0.01967% | 0 | 0.29664 | Commercial_2033_SC B_MW_Before Competition Groups_ECM MOTORS FOR HVAC APPLICATION (FAN-POWERED VAV BOX)
Commercial | COM ¦ Ductless Mini-Split Heat Pumps | 2033 | SC B | MW | Before Competition Groups | 0.26532 | 0 | 0 | 1507.7793 | 0.00017596 | 54 | Commercial_2033_SC B_MW_Before Competition Groups_54 | Ductless Mini-Split Heat Pumps | 0.0176% | 0 | 0.26532 | Commercial_2033_SC B_MW_Before Competition Groups_Ductless Mini-Split Heat Pumps
Commercial | Com ¦ Solar Water Preheat (Pools/DHW) | 2033 | SC B | MW | Before Competition Groups | 0.22614 | 0 | 0 | 1507.7793 | 0.00014998 | 55 | Commercial_2033_SC B_MW_Before Competition Groups_55 | Solar Water Preheat (Pools/DHW) | 0.015% | 0 | 0.22614 | Commercial_2033_SC B_MW_Before Competition Groups_Solar Water Preheat (Pools/DHW)
Commercial | Com ¦ Auto Off Time Switch or Time Clock control | 2033 | SC B | MW | Before Competition Groups | 0.16841 | 0 | 0 | 1507.7793 | 0.00011169 | 56 | Commercial_2033_SC B_MW_Before Competition Groups_56 | Auto Off Time Switch or Time Clock control | 0.01117% | 0 | 0.16841 | Commercial_2033_SC B_MW_Before Competition Groups_Auto Off Time Switch or Time Clock control
Commercial | Com ¦ Notched V belts for HVAC Systems | 2033 | SC B | MW | Before Competition Groups | 0.16525 | 0 | 0 | 1507.7793 | 0.0001096 | 57 | Commercial_2033_SC B_MW_Before Competition Groups_57 | Notched V belts for HVAC Systems | 0.01096% | 0 | 0.16525 | Commercial_2033_SC B_MW_Before Competition Groups_Notched V belts for HVAC Systems
Commercial | Com ¦ CEE Tier 2/Energy Star Clothes Washers | 2033 | SC B | MW | Before Competition Groups | 0.14649 | 0 | 0 | 1507.7793 | 9.7154e-05 | 58 | Commercial_2033_SC B_MW_Before Competition Groups_58 | CEE Tier 2/Energy Star Clothes Washers | 0.009715% | 0 | 0.14649 | Commercial_2033_SC B_MW_Before Competition Groups_CEE Tier 2/Energy Star Clothes Washers
Commercial | Com ¦ Demand controlled Circulating Systems | 2033 | SC B | MW | Before Competition Groups | 0.13851 | 0 | 0 | 1507.7793 | 9.1863e-05 | 59 | Commercial_2033_SC B_MW_Before Competition Groups_59 | Demand controlled Circulating Systems | 0.009186% | 0 | 0.13851 | Commercial_2033_SC B_MW_Before Competition Groups_Demand controlled Circulating Systems
Commercial | Com ¦ HVAC Optimization | 2033 | SC B | MW | Before Competition Groups | 0.099121 | 0 | 0 | 1507.7793 | 6.574e-05 | 60 | Commercial_2033_SC B_MW_Before Competition Groups_60 | HVAC Optimization | 0.006574% | 0 | 0.099121 | Commercial_2033_SC B_MW_Before Competition Groups_HVAC Optimization
Commercial | Com ¦ Low Flow Pre-Rinse Spray Nozzle | 2033 | SC B | MW | Before Competition Groups | 0.081308 | 0 | 0 | 1507.7793 | 5.3926e-05 | 61 | Commercial_2033_SC B_MW_Before Competition Groups_61 | Low Flow Pre-Rinse Spray Nozzle | 0.005393% | 0 | 0.081308 | Commercial_2033_SC B_MW_Before Competition Groups_Low Flow Pre-Rinse Spray Nozzle
Commercial | Com ¦ High Efficiency Small Instantaneous Water Heater | 2033 | SC B | MW | Before Competition Groups | 0.081044 | 0 | 0 | 1507.7793 | 5.3751e-05 | 62 | Commercial_2033_SC B_MW_Before Competition Groups_62 | High Efficiency Small Instantaneous Water Heater | 0.005375% | 0 | 0.081044 | Commercial_2033_SC B_MW_Before Competition Groups_High Efficiency Small Instantaneous Water Heater
Commercial | Com ¦ Efficient compressor motor | 2033 | SC B | MW | Before Competition Groups | 0.077139 | 0 | 0 | 1507.7793 | 5.1161e-05 | 63 | Commercial_2033_SC B_MW_Before Competition Groups_63 | Efficient compressor motor | 0.005116% | 0 | 0.077139 | Commercial_2033_SC B_MW_Before Competition Groups_Efficient compressor motor
Commercial | Com ¦ Commercial Hot Food Holding Cabinets | 2033 | SC B | MW | Before Competition Groups | 0.075153 | 0 | 0 | 1507.7793 | 4.9844e-05 | 64 | Commercial_2033_SC B_MW_Before Competition Groups_64 | Commercial Hot Food Holding Cabinets | 0.004984% | 0 | 0.075153 | Commercial_2033_SC B_MW_Before Competition Groups_Commercial Hot Food Holding Cabinets
Commercial | Com ¦ LED RECESSED DOWNLIGHTS | 2033 | SC B | MW | Before Competition Groups | 0.055689 | 0 | 0 | 1507.7793 | 3.6935e-05 | 65 | Commercial_2033_SC B_MW_Before Competition Groups_65 | LED RECESSED DOWNLIGHTS | 0.003693% | 0 | 0.055689 | Commercial_2033_SC B_MW_Before Competition Groups_LED RECESSED DOWNLIGHTS
Commercial | Com ¦ Room AC (w/ louvered sides) 14 SEER from 12 SEER code | 2033 | SC B | MW | Before Competition Groups | 0.055496 | 0 | 0 | 1507.7793 | 3.6806e-05 | 66 | Commercial_2033_SC B_MW_Before Competition Groups_66 | Room AC (w/ louvered sides) 14 SEER from 12 SEER code | 0.003681% | 0 | 0.055496 | Commercial_2033_SC B_MW_Before Competition Groups_Room AC (w/ louvered sides) 14 SEER from 12 SEER code
Commercial | Com ¦ Wall Insulation | 2033 | SC B | MW | Before Competition Groups | 0.050807 | 0 | 0 | 1507.7793 | 3.3697e-05 | 67 | Commercial_2033_SC B_MW_Before Competition Groups_67 | Wall Insulation | 0.00337% | 0 | 0.050807 | Commercial_2033_SC B_MW_Before Competition Groups_Wall Insulation
Commercial | Com ¦ Condensing Unit Heaters or other Efficient Unit Heating System | 2033 | SC B | MW | Before Competition Groups | 0.047549 | 0 | 0 | 1507.7793 | 3.1536e-05 | 68 | Commercial_2033_SC B_MW_Before Competition Groups_68 | Condensing Unit Heaters or other Efficient Unit Heating System | 0.003154% | 0 | 0.047549 | Commercial_2033_SC B_MW_Before Competition Groups_Condensing Unit Heaters or other Efficient Unit Heating System
Commercial | Com ¦ Energy Recovery Ventilation and Ventilation (Enhanced) | 2033 | SC B | MW | Before Competition Groups | 0.036465 | 0 | 0 | 1507.7793 | 2.4185e-05 | 69 | Commercial_2033_SC B_MW_Before Competition Groups_69 | Energy Recovery Ventilation and Ventilation (Enhanced) | 0.002418% | 0 | 0.036465 | Commercial_2033_SC B_MW_Before Competition Groups_Energy Recovery Ventilation and Ventilation (Enhanced)
Commercial | Com ¦ High Efficiency Chiller (avg of water and air cooled) | 2033 | SC B | MW | Before Competition Groups | 0.03255 | 0 | 0 | 1507.7793 | 2.1588e-05 | 70 | Commercial_2033_SC B_MW_Before Competition Groups_70 | High Efficiency Chiller (avg of water and air cooled) | 0.002159% | 0 | 0.03255 | Commercial_2033_SC B_MW_Before Competition Groups_High Efficiency Chiller (avg of water and air cooled)
Commercial | Com ¦ VSD Air Compressor | 2033 | SC B | MW | Before Competition Groups | 0.024595 | 0 | 0 | 1507.7793 | 1.6312e-05 | 71 | Commercial_2033_SC B_MW_Before Competition Groups_71 | VSD Air Compressor | 0.001631% | 0 | 0.024595 | Commercial_2033_SC B_MW_Before Competition Groups_VSD Air Compressor
Commercial | Com ¦ Air Curtains | 2033 | SC B | MW | Before Competition Groups | 0.0066021 | 0 | 0 | 1507.7793 | 4.3787e-06 | 72 | Commercial_2033_SC B_MW_Before Competition Groups_72 | Air Curtains | 0.0004379% | 0 | 0.0066021 | Commercial_2033_SC B_MW_Before Competition Groups_Air Curtains
Commercial | Com ¦ EC Plug Fan for Data Center (under cabinet) | 2033 | SC B | MW | Before Competition Groups | 0.0053224 | 0 | 0 | 1507.7793 | 3.53e-06 | 73 | Commercial_2033_SC B_MW_Before Competition Groups_73 | EC Plug Fan for Data Center (under cabinet) | 0.000353% | 0 | 0.0053224 | Commercial_2033_SC B_MW_Before Competition Groups_EC Plug Fan for Data Center (under cabinet)
Commercial | Com ¦ Electric Convection Combination Ovens | 2033 | SC B | MW | Before Competition Groups | 0.00034883 | 0 | 0 | 1507.7793 | 2.3136e-07 | 74 | Commercial_2033_SC B_MW_Before Competition Groups_74 | Electric Convection Combination Ovens | 2.314e-05% | 0 | 0.00034883 | Commercial_2033_SC B_MW_Before Competition Groups_Electric Convection Combination Ovens
Commercial | Com ¦ LLLC - Low Impact Application | 2033 | SC B | MW | Before Competition Groups | 4.1113e-19 | 0 | 0 | 1507.7793 | 2.7267e-22 | 75 | Commercial_2033_SC B_MW_Before Competition Groups_75 | LLLC - Low Impact Application | 2.727e-20% | 0 | 4.1113e-19 | Commercial_2033_SC B_MW_Before Competition Groups_LLLC - Low Impact Application
Commercial | Com ¦ LLLC - High Impact Application | 2033 | SC B | MW | Before Competition Groups | 1.4359e-19 | 0 | 0 | 1507.7793 | 9.5232e-23 | 76 | Commercial_2033_SC B_MW_Before Competition Groups_76 | LLLC - High Impact Application | 9.523e-21% | 0 | 1.4359e-19 | Commercial_2033_SC B_MW_Before Competition Groups_LLLC - High Impact Application
Commercial | Com ¦ Networked/Connected - High Impact Application | 2033 | SC B | MW | Before Competition Groups | 1.5708e-21 | 0 | 0 | 1507.7793 | 1.0418e-24 | 77 | Commercial_2033_SC B_MW_Before Competition Groups_77 | Networked/Connected - High Impact Application | 1.042e-22% | 0 | 1.5708e-21 | Commercial_2033_SC B_MW_Before Competition Groups_Networked/Connected - High Impact Application
Commercial | Com ¦ Networked/Connected - Low Impact Application | 2033 | SC B | MW | Before Competition Groups | 9.0109e-22 | 0 | 0 | 1507.7793 | 5.9763e-25 | 78 | Commercial_2033_SC B_MW_Before Competition Groups_78 | Networked/Connected - Low Impact Application | 5.976e-23% | 0 | 9.0109e-22 | Commercial_2033_SC B_MW_Before Competition Groups_Networked/Connected - Low Impact Application
Commercial | Com ¦ Indoor Daylight Sensors/Photocell Dimming Control | 2033 | SC B | MW | Before Competition Groups | 0 | 0 | 0 | 1507.7793 | 0 | 79 | Commercial_2033_SC B_MW_Before Competition Groups_79 | Indoor Daylight Sensors/Photocell Dimming Control | 0% | 0 | 0 | Commercial_2033_SC B_MW_Before Competition Groups_Indoor Daylight Sensors/Photocell Dimming Control
Commercial | Com ¦ Variable Refrigerant Flow Heat Pump | 2033 | SC B | MW | Before Competition Groups | 0 | 0 | 0 | 1507.7793 | 0 | 80 | Commercial_2033_SC B_MW_Before Competition Groups_80 | Variable Refrigerant Flow Heat Pump | 0% | 0 | 0 | Commercial_2033_SC B_MW_Before Competition Groups_Variable Refrigerant Flow Heat Pump
Commercial | Com ¦ LED Low/High Bay | 2033 | SC C | MW | Before Competition Groups | 159.4439 | 0 | 0 | 1120.61 | 0.14228 | 1 | Commercial_2033_SC C_MW_Before Competition Groups_1 | LED Low/High Bay | 14.23% | 0 | 159.4439 | Commercial_2033_SC C_MW_Before Competition Groups_LED Low/High Bay
Commercial | Com ¦ LED Troffer/Surface/Suspended | 2033 | SC C | MW | Before Competition Groups | 128.2201 | 0 | 0 | 1120.61 | 0.11442 | 2 | Commercial_2033_SC C_MW_Before Competition Groups_2 | LED Troffer/Surface/Suspended | 11.44% | 0 | 128.2201 | Commercial_2033_SC C_MW_Before Competition Groups_LED Troffer/Surface/Suspended
Commercial | Com ¦ ENERGY STAR LED LAMPS (REFLECTOR LAMPs/MR16/PAR 16) | 2033 | SC C | MW | Before Competition Groups | 122.3977 | 0 | 0 | 1120.61 | 0.10922 | 3 | Commercial_2033_SC C_MW_Before Competition Groups_3 | ENERGY STAR LED LAMPS (REFLECTOR LAMPs/MR16/PAR 16) | 10.92% | 0 | 122.3977 | Commercial_2033_SC C_MW_Before Competition Groups_ENERGY STAR LED LAMPS (REFLECTOR LAMPs/MR16/PAR 16)
Commercial | Com ¦ LED Replacement Lamp (Tube) | 2033 | SC C | MW | Before Competition Groups | 75.85 | 0 | 0 | 1120.61 | 0.067686 | 4 | Commercial_2033_SC C_MW_Before Competition Groups_4 | LED Replacement Lamp (Tube) | 6.769% | 0 | 75.85 | Commercial_2033_SC C_MW_Before Competition Groups_LED Replacement Lamp (Tube)
Commercial | Com ¦ High Efficiency Air Source Heat Pump | 2033 | SC C | MW | Before Competition Groups | 71.9719 | 0 | 0 | 1120.61 | 0.064226 | 5 | Commercial_2033_SC C_MW_Before Competition Groups_5 | High Efficiency Air Source Heat Pump | 6.423% | 0 | 71.9719 | Commercial_2033_SC C_MW_Before Competition Groups_High Efficiency Air Source Heat Pump
Commercial | Com ¦ Building Recommissioning, Operations and Maintenance (O&M) Improvements | 2033 | SC C | MW | Before Competition Groups | 68.7224 | 0 | 0 | 1120.61 | 0.061326 | 6 | Commercial_2033_SC C_MW_Before Competition Groups_6 | Building Recommissioning, Operations and Maintenance (O&M) Improvements | 6.133% | 0 | 68.7224 | Commercial_2033_SC C_MW_Before Competition Groups_Building Recommissioning, Operations and Maintenance (O&M) Improvements
Commercial | Com ¦ Unitary Air-Conditioning Unit | 2033 | SC C | MW | Before Competition Groups | 53.6706 | 0 | 0 | 1120.61 | 0.047894 | 7 | Commercial_2033_SC C_MW_Before Competition Groups_7 | Unitary Air-Conditioning Unit | 4.789% | 0 | 53.6706 | Commercial_2033_SC C_MW_Before Competition Groups_Unitary Air-Conditioning Unit
Commercial | Com ¦ Advanced BAS/Controllers | 2033 | SC C | MW | Before Competition Groups | 37.4204 | 0 | 0 | 1120.61 | 0.033393 | 8 | Commercial_2033_SC C_MW_Before Competition Groups_8 | Advanced BAS/Controllers | 3.339% | 0 | 37.4204 | Commercial_2033_SC C_MW_Before Competition Groups_Advanced BAS/Controllers
Commercial | Com ¦ Education and Capacity Building/Energy Behavior | 2033 | SC C | MW | Before Competition Groups | 36.2149 | 0 | 0 | 1120.61 | 0.032317 | 9 | Commercial_2033_SC C_MW_Before Competition Groups_9 | Education and Capacity Building/Energy Behavior | 3.232% | 0 | 36.2149 | Commercial_2033_SC C_MW_Before Competition Groups_Education and Capacity Building/Energy Behavior
Commercial | Com ¦ Refrigerated Display Case Doors | 2033 | SC C | MW | Before Competition Groups | 27.754 | 0 | 0 | 1120.61 | 0.024767 | 10 | Commercial_2033_SC C_MW_Before Competition Groups_10 | Refrigerated Display Case Doors | 2.477% | 0 | 27.754 | Commercial_2033_SC C_MW_Before Competition Groups_Refrigerated Display Case Doors
Commercial | Com ¦ Adaptive Thermostats | 2033 | SC C | MW | Before Competition Groups | 26.7368 | 0 | 0 | 1120.61 | 0.023859 | 11 | Commercial_2033_SC C_MW_Before Competition Groups_11 | Adaptive Thermostats | 2.386% | 0 | 26.7368 | Commercial_2033_SC C_MW_Before Competition Groups_Adaptive Thermostats
Commercial | Com ¦ Data Center Storage/Server Virtualization | 2033 | SC C | MW | Before Competition Groups | 26.4654 | 0 | 0 | 1120.61 | 0.023617 | 12 | Commercial_2033_SC C_MW_Before Competition Groups_12 | Data Center Storage/Server Virtualization | 2.362% | 0 | 26.4654 | Commercial_2033_SC C_MW_Before Competition Groups_Data Center Storage/Server Virtualization
Commercial | Com ¦ LED or Equivalent Sign Lighting | 2033 | SC C | MW | Before Competition Groups | 25.8926 | 0 | 0 | 1120.61 | 0.023106 | 13 | Commercial_2033_SC C_MW_Before Competition Groups_13 | LED or Equivalent Sign Lighting | 2.311% | 0 | 25.8926 | Commercial_2033_SC C_MW_Before Competition Groups_LED or Equivalent Sign Lighting
Commercial | Com ¦ Reach-in Shaded Pole to ECM/PSC Evaporator Fan Motor | 2033 | SC C | MW | Before Competition Groups | 25.7517 | 0 | 0 | 1120.61 | 0.02298 | 14 | Commercial_2033_SC C_MW_Before Competition Groups_14 | Reach-in Shaded Pole to ECM/PSC Evaporator Fan Motor | 2.298% | 0 | 25.7517 | Commercial_2033_SC C_MW_Before Competition Groups_Reach-in Shaded Pole to ECM/PSC Evaporator Fan Motor
Commercial | Com ¦ Strip Curtains | 2033 | SC C | MW | Before Competition Groups | 21.4286 | 0 | 0 | 1120.61 | 0.019122 | 15 | Commercial_2033_SC C_MW_Before Competition Groups_15 | Strip Curtains | 1.912% | 0 | 21.4286 | Commercial_2033_SC C_MW_Before Competition Groups_Strip Curtains
Commercial | Com ¦ Furnace Tune-Up | 2033 | SC C | MW | Before Competition Groups | 18.384 | 0 | 0 | 1120.61 | 0.016405 | 16 | Commercial_2033_SC C_MW_Before Competition Groups_16 | Furnace Tune-Up | 1.641% | 0 | 18.384 | Commercial_2033_SC C_MW_Before Competition Groups_Furnace Tune-Up
Commercial | Com ¦ Chilled Water Optimization | 2033 | SC C | MW | Before Competition Groups | 18.1782 | 0 | 0 | 1120.61 | 0.016222 | 17 | Commercial_2033_SC C_MW_Before Competition Groups_17 | Chilled Water Optimization | 1.622% | 0 | 18.1782 | Commercial_2033_SC C_MW_Before Competition Groups_Chilled Water Optimization
Commercial | Com ¦ Demand Control Ventilation | 2033 | SC C | MW | Before Competition Groups | 16.8061 | 0 | 0 | 1120.61 | 0.014997 | 18 | Commercial_2033_SC C_MW_Before Competition Groups_18 | Demand Control Ventilation | 1.5% | 0 | 16.8061 | Commercial_2033_SC C_MW_Before Competition Groups_Demand Control Ventilation
Commercial | Com ¦ Centrally controlled desktop PC/NETWORK PC POWER MANAGEMENT SOFTWARE | 2033 | SC C | MW | Before Competition Groups | 15.2502 | 0 | 0 | 1120.61 | 0.013609 | 19 | Commercial_2033_SC C_MW_Before Competition Groups_19 | Centrally controlled desktop PC/NETWORK PC POWER MANAGEMENT SOFTWARE | 1.361% | 0 | 15.2502 | Commercial_2033_SC C_MW_Before Competition Groups_Centrally controlled desktop PC/NETWORK PC POWER MANAGEMENT SOFTWARE
Commercial | Com ¦ ENERGY STAR LED LAMPS (General Service Lamps) | 2033 | SC C | MW | Before Competition Groups | 14.9924 | 0 | 0 | 1120.61 | 0.013379 | 20 | Commercial_2033_SC C_MW_Before Competition Groups_20 | ENERGY STAR LED LAMPS (General Service Lamps) | 1.338% | 0 | 14.9924 | Commercial_2033_SC C_MW_Before Competition Groups_ENERGY STAR LED LAMPS (General Service Lamps)
Commercial | Com ¦ Variable Frequency Drive (VFD) | 2033 | SC C | MW | Before Competition Groups | 12.937 | 0 | 0 | 1120.61 | 0.011545 | 21 | Commercial_2033_SC C_MW_Before Competition Groups_21 | Variable Frequency Drive (VFD) | 1.154% | 0 | 12.937 | Commercial_2033_SC C_MW_Before Competition Groups_Variable Frequency Drive (VFD)
Commercial | Com ¦ VFD on Pumps | 2033 | SC C | MW | Before Competition Groups | 12.0835 | 0 | 0 | 1120.61 | 0.010783 | 22 | Commercial_2033_SC C_MW_Before Competition Groups_22 | VFD on Pumps | 1.078% | 0 | 12.0835 | Commercial_2033_SC C_MW_Before Competition Groups_VFD on Pumps
Commercial | Com ¦ Refrigerated Display Case LED | 2033 | SC C | MW | Before Competition Groups | 10.9649 | 0 | 0 | 1120.61 | 0.0097847 | 23 | Commercial_2033_SC C_MW_Before Competition Groups_23 | Refrigerated Display Case LED | 0.9785% | 0 | 10.9649 | Commercial_2033_SC C_MW_Before Competition Groups_Refrigerated Display Case LED
Commercial | Com ¦ Air Handler with Dedicated Outdoor Air Systems | 2033 | SC C | MW | Before Competition Groups | 7.2228 | 0 | 0 | 1120.61 | 0.0064454 | 24 | Commercial_2033_SC C_MW_Before Competition Groups_24 | Air Handler with Dedicated Outdoor Air Systems | 0.6445% | 0 | 7.2228 | Commercial_2033_SC C_MW_Before Competition Groups_Air Handler with Dedicated Outdoor Air Systems
Commercial | Com ¦ ECM MOTORS FOR EVAPORATOR FANS for refrigeration (WALK-IN) | 2033 | SC C | MW | Before Competition Groups | 6.633 | 0 | 0 | 1120.61 | 0.0059191 | 25 | Commercial_2033_SC C_MW_Before Competition Groups_25 | ECM MOTORS FOR EVAPORATOR FANS for refrigeration (WALK-IN) | 0.5919% | 0 | 6.633 | Commercial_2033_SC C_MW_Before Competition Groups_ECM MOTORS FOR EVAPORATOR FANS for refrigeration (WALK-IN)
Commercial | Com ¦ Door Gasket Freezer/Refrigerator | 2033 | SC C | MW | Before Competition Groups | 6.6146 | 0 | 0 | 1120.61 | 0.0059026 | 26 | Commercial_2033_SC C_MW_Before Competition Groups_26 | Door Gasket Freezer/Refrigerator | 0.5903% | 0 | 6.6146 | Commercial_2033_SC C_MW_Before Competition Groups_Door Gasket Freezer/Refrigerator
Commercial | Com ¦ LED EXTERIOR AREA LIGHTS - LED fixture (200W) | 2033 | SC C | MW | Before Competition Groups | 6.5295 | 0 | 0 | 1120.61 | 0.0058267 | 27 | Commercial_2033_SC C_MW_Before Competition Groups_27 | LED EXTERIOR AREA LIGHTS - LED fixture (200W) | 0.5827% | 0 | 6.5295 | Commercial_2033_SC C_MW_Before Competition Groups_LED EXTERIOR AREA LIGHTS - LED fixture (200W)
Commercial | Com ¦ LED parking lot fixture | 2033 | SC C | MW | Before Competition Groups | 6.2668 | 0 | 0 | 1120.61 | 0.0055923 | 28 | Commercial_2033_SC C_MW_Before Competition Groups_28 | LED parking lot fixture | 0.5592% | 0 | 6.2668 | Commercial_2033_SC C_MW_Before Competition Groups_LED parking lot fixture
Commercial | Com ¦ Demand Control Kitchen Ventilation | 2033 | SC C | MW | Before Competition Groups | 5.9767 | 0 | 0 | 1120.61 | 0.0053334 | 29 | Commercial_2033_SC C_MW_Before Competition Groups_29 | Demand Control Kitchen Ventilation | 0.5333% | 0 | 5.9767 | Commercial_2033_SC C_MW_Before Competition Groups_Demand Control Kitchen Ventilation
Commercial | Com ¦ Freezer Case Light Sensor | 2033 | SC C | MW | Before Competition Groups | 5.7224 | 0 | 0 | 1120.61 | 0.0051065 | 30 | Commercial_2033_SC C_MW_Before Competition Groups_30 | Freezer Case Light Sensor | 0.5107% | 0 | 5.7224 | Commercial_2033_SC C_MW_Before Competition Groups_Freezer Case Light Sensor
Commercial | Com ¦ Evaporator Fan Controls | 2033 | SC C | MW | Before Competition Groups | 5.5751 | 0 | 0 | 1120.61 | 0.004975 | 31 | Commercial_2033_SC C_MW_Before Competition Groups_31 | Evaporator Fan Controls | 0.4975% | 0 | 5.5751 | Commercial_2033_SC C_MW_Before Competition Groups_Evaporator Fan Controls
Commercial | Com ¦ ENERGY STAR Griddle (74% eff) | 2033 | SC C | MW | Before Competition Groups | 4.7872 | 0 | 0 | 1120.61 | 0.0042719 | 32 | Commercial_2033_SC C_MW_Before Competition Groups_32 | ENERGY STAR Griddle (74% eff) | 0.4272% | 0 | 4.7872 | Commercial_2033_SC C_MW_Before Competition Groups_ENERGY STAR Griddle (74% eff)
Commercial | Com ¦ Water Source Heat Pump (4 ton) | 2033 | SC C | MW | Before Competition Groups | 4.3806 | 0 | 0 | 1120.61 | 0.0039091 | 33 | Commercial_2033_SC C_MW_Before Competition Groups_33 | Water Source Heat Pump (4 ton) | 0.3909% | 0 | 4.3806 | Commercial_2033_SC C_MW_Before Competition Groups_Water Source Heat Pump (4 ton)
Commercial | Com ¦ Occupancy Sensors | 2033 | SC C | MW | Before Competition Groups | 4.0736 | 0 | 0 | 1120.61 | 0.0036351 | 34 | Commercial_2033_SC C_MW_Before Competition Groups_34 | Occupancy Sensors | 0.3635% | 0 | 4.0736 | Commercial_2033_SC C_MW_Before Competition Groups_Occupancy Sensors
Commercial | Com ¦ LED street light fixture | 2033 | SC C | MW | Before Competition Groups | 3.9479 | 0 | 0 | 1120.61 | 0.003523 | 35 | Commercial_2033_SC C_MW_Before Competition Groups_35 | LED street light fixture | 0.3523% | 0 | 3.9479 | Commercial_2033_SC C_MW_Before Competition Groups_LED street light fixture
Commercial | Com ¦ Duct Insulation, R8 | 2033 | SC C | MW | Before Competition Groups | 3.4091 | 0 | 0 | 1120.61 | 0.0030421 | 36 | Commercial_2033_SC C_MW_Before Competition Groups_36 | Duct Insulation, R8 | 0.3042% | 0 | 3.4091 | Commercial_2033_SC C_MW_Before Competition Groups_Duct Insulation, R8
Commercial | Com ¦ BEVERAGE VENDING MACHINE CONTROLS | 2033 | SC C | MW | Before Competition Groups | 2.4031 | 0 | 0 | 1120.61 | 0.0021445 | 37 | Commercial_2033_SC C_MW_Before Competition Groups_37 | BEVERAGE VENDING MACHINE CONTROLS | 0.2144% | 0 | 2.4031 | Commercial_2033_SC C_MW_Before Competition Groups_BEVERAGE VENDING MACHINE CONTROLS
Commercial | Com ¦ Elec Storage WH 2.30 Et | 2033 | SC C | MW | Before Competition Groups | 2.2192 | 0 | 0 | 1120.61 | 0.0019804 | 38 | Commercial_2033_SC C_MW_Before Competition Groups_38 | Elec Storage WH 2.30 Et | 0.198% | 0 | 2.2192 | Commercial_2033_SC C_MW_Before Competition Groups_Elec Storage WH 2.30 Et
Commercial | Com ¦ Temperature Adjustment in Commercial Freezers | 2033 | SC C | MW | Before Competition Groups | 2.0402 | 0 | 0 | 1120.61 | 0.0018206 | 39 | Commercial_2033_SC C_MW_Before Competition Groups_39 | Temperature Adjustment in Commercial Freezers | 0.1821% | 0 | 2.0402 | Commercial_2033_SC C_MW_Before Competition Groups_Temperature Adjustment in Commercial Freezers
Commercial | Com ¦ CO Sensors for parking garage exhaust fans | 2033 | SC C | MW | Before Competition Groups | 1.84 | 0 | 0 | 1120.61 | 0.0016419 | 40 | Commercial_2033_SC C_MW_Before Competition Groups_40 | CO Sensors for parking garage exhaust fans | 0.1642% | 0 | 1.84 | Commercial_2033_SC C_MW_Before Competition Groups_CO Sensors for parking garage exhaust fans
Commercial | Com ¦ Vertical Night Covers | 2033 | SC C | MW | Before Competition Groups | 1.6855 | 0 | 0 | 1120.61 | 0.0015041 | 41 | Commercial_2033_SC C_MW_Before Competition Groups_41 | Vertical Night Covers | 0.1504% | 0 | 1.6855 | Commercial_2033_SC C_MW_Before Competition Groups_Vertical Night Covers
Commercial | Com ¦ Energy Efficient Laboratory Fume Hood | 2033 | SC C | MW | Before Competition Groups | 1.6393 | 0 | 0 | 1120.61 | 0.0014628 | 42 | Commercial_2033_SC C_MW_Before Competition Groups_42 | Energy Efficient Laboratory Fume Hood | 0.1463% | 0 | 1.6393 | Commercial_2033_SC C_MW_Before Competition Groups_Energy Efficient Laboratory Fume Hood
Commercial | Com ¦ ENERGY STAR Fryer (84% eff) | 2033 | SC C | MW | Before Competition Groups | 1.4201 | 0 | 0 | 1120.61 | 0.0012672 | 43 | Commercial_2033_SC C_MW_Before Competition Groups_43 | ENERGY STAR Fryer (84% eff) | 0.1267% | 0 | 1.4201 | Commercial_2033_SC C_MW_Before Competition Groups_ENERGY STAR Fryer (84% eff)
Commercial | Com ¦ Outside Air Economizer | 2033 | SC C | MW | Before Competition Groups | 1.3325 | 0 | 0 | 1120.61 | 0.0011891 | 44 | Commercial_2033_SC C_MW_Before Competition Groups_44 | Outside Air Economizer | 0.1189% | 0 | 1.3325 | Commercial_2033_SC C_MW_Before Competition Groups_Outside Air Economizer
Commercial | Com ¦ Water Heating (DHW) Pipe Insulation (Add 3/4\ Foam)" | 2033 | SC C | MW | Before Competition Groups | 1.2935 | 0 | 0 | 1120.61 | 0.0011543 | 45 | Commercial_2033_SC C_MW_Before Competition Groups_45 | Water Heating (DHW) Pipe Insulation (Add 3/4\ Foam)" | 0.1154% | 0 | 1.2935 | Commercial_2033_SC C_MW_Before Competition Groups_Water Heating (DHW) Pipe Insulation (Add 3/4\ Foam)"
Commercial | Com ¦ ENERGY STAR Steam Cookers | 2033 | SC C | MW | Before Competition Groups | 0.91134 | 0 | 0 | 1120.61 | 0.00081325 | 46 | Commercial_2033_SC C_MW_Before Competition Groups_46 | ENERGY STAR Steam Cookers | 0.08133% | 0 | 0.91134 | Commercial_2033_SC C_MW_Before Competition Groups_ENERGY STAR Steam Cookers
Commercial | Com ¦ Suction Pipe Insulation Freezer/Refrigerator | 2033 | SC C | MW | Before Competition Groups | 0.87734 | 0 | 0 | 1120.61 | 0.00078292 | 47 | Commercial_2033_SC C_MW_Before Competition Groups_47 | Suction Pipe Insulation Freezer/Refrigerator | 0.07829% | 0 | 0.87734 | Commercial_2033_SC C_MW_Before Competition Groups_Suction Pipe Insulation Freezer/Refrigerator
Commercial | Com ¦ ENERGY STAR Dishwasher | 2033 | SC C | MW | Before Competition Groups | 0.7042 | 0 | 0 | 1120.61 | 0.00062841 | 48 | Commercial_2033_SC C_MW_Before Competition Groups_48 | ENERGY STAR Dishwasher | 0.06284% | 0 | 0.7042 | Commercial_2033_SC C_MW_Before Competition Groups_ENERGY STAR Dishwasher
Commercial | Com ¦ Thermostat Setback | 2033 | SC C | MW | Before Competition Groups | 0.68775 | 0 | 0 | 1120.61 | 0.00061373 | 49 | Commercial_2033_SC C_MW_Before Competition Groups_49 | Thermostat Setback | 0.06137% | 0 | 0.68775 | Commercial_2033_SC C_MW_Before Competition Groups_Thermostat Setback
Commercial | Com ¦ Condensing Make Up Air Unit | 2033 | SC C | MW | Before Competition Groups | 0.626 | 0 | 0 | 1120.61 | 0.00055863 | 50 | Commercial_2033_SC C_MW_Before Competition Groups_50 | Condensing Make Up Air Unit | 0.05586% | 0 | 0.626 | Commercial_2033_SC C_MW_Before Competition Groups_Condensing Make Up Air Unit
Commercial | Com ¦ Ozone Laundry Treatment | 2033 | SC C | MW | Before Competition Groups | 0.44846 | 0 | 0 | 1120.61 | 0.00040019 | 51 | Commercial_2033_SC C_MW_Before Competition Groups_51 | Ozone Laundry Treatment | 0.04002% | 0 | 0.44846 | Commercial_2033_SC C_MW_Before Competition Groups_Ozone Laundry Treatment
Commercial | COM ¦ Ductless Mini-Split Heat Pumps | 2033 | SC C | MW | Before Competition Groups | 0.20458 | 0 | 0 | 1120.61 | 0.00018256 | 52 | Commercial_2033_SC C_MW_Before Competition Groups_52 | Ductless Mini-Split Heat Pumps | 0.01826% | 0 | 0.20458 | Commercial_2033_SC C_MW_Before Competition Groups_Ductless Mini-Split Heat Pumps
Commercial | Com ¦ ECM MOTORS FOR HVAC APPLICATION (FAN-POWERED VAV BOX) | 2033 | SC C | MW | Before Competition Groups | 0.20051 | 0 | 0 | 1120.61 | 0.00017893 | 53 | Commercial_2033_SC C_MW_Before Competition Groups_53 | ECM MOTORS FOR HVAC APPLICATION (FAN-POWERED VAV BOX) | 0.01789% | 0 | 0.20051 | Commercial_2033_SC C_MW_Before Competition Groups_ECM MOTORS FOR HVAC APPLICATION (FAN-POWERED VAV BOX)
Commercial | Com ¦ PTAC (12 EER/10,000 BTU) | 2033 | SC C | MW | Before Competition Groups | 0.1798 | 0 | 0 | 1120.61 | 0.00016045 | 54 | Commercial_2033_SC C_MW_Before Competition Groups_54 | PTAC (12 EER/10,000 BTU) | 0.01604% | 0 | 0.1798 | Commercial_2033_SC C_MW_Before Competition Groups_PTAC (12 EER/10,000 BTU)
Commercial | Com ¦ CEE Tier 2/Energy Star Clothes Washers | 2033 | SC C | MW | Before Competition Groups | 0.13095 | 0 | 0 | 1120.61 | 0.00011686 | 55 | Commercial_2033_SC C_MW_Before Competition Groups_55 | CEE Tier 2/Energy Star Clothes Washers | 0.01169% | 0 | 0.13095 | Commercial_2033_SC C_MW_Before Competition Groups_CEE Tier 2/Energy Star Clothes Washers
Commercial | Com ¦ Solar Water Preheat (Pools/DHW) | 2033 | SC C | MW | Before Competition Groups | 0.11653 | 0 | 0 | 1120.61 | 0.00010399 | 56 | Commercial_2033_SC C_MW_Before Competition Groups_56 | Solar Water Preheat (Pools/DHW) | 0.0104% | 0 | 0.11653 | Commercial_2033_SC C_MW_Before Competition Groups_Solar Water Preheat (Pools/DHW)
Commercial | Com ¦ Notched V belts for HVAC Systems | 2033 | SC C | MW | Before Competition Groups | 0.10875 | 0 | 0 | 1120.61 | 9.7044e-05 | 57 | Commercial_2033_SC C_MW_Before Competition Groups_57 | Notched V belts for HVAC Systems | 0.009704% | 0 | 0.10875 | Commercial_2033_SC C_MW_Before Competition Groups_Notched V belts for HVAC Systems
Commercial | Com ¦ Auto Off Time Switch or Time Clock control | 2033 | SC C | MW | Before Competition Groups | 0.10287 | 0 | 0 | 1120.61 | 9.1797e-05 | 58 | Commercial_2033_SC C_MW_Before Competition Groups_58 | Auto Off Time Switch or Time Clock control | 0.00918% | 0 | 0.10287 | Commercial_2033_SC C_MW_Before Competition Groups_Auto Off Time Switch or Time Clock control
Commercial | Com ¦ HVAC Optimization | 2033 | SC C | MW | Before Competition Groups | 0.099121 | 0 | 0 | 1120.61 | 8.8453e-05 | 59 | Commercial_2033_SC C_MW_Before Competition Groups_59 | HVAC Optimization | 0.008845% | 0 | 0.099121 | Commercial_2033_SC C_MW_Before Competition Groups_HVAC Optimization
Commercial | Com ¦ Demand controlled Circulating Systems | 2033 | SC C | MW | Before Competition Groups | 0.087509 | 0 | 0 | 1120.61 | 7.8091e-05 | 60 | Commercial_2033_SC C_MW_Before Competition Groups_60 | Demand controlled Circulating Systems | 0.007809% | 0 | 0.087509 | Commercial_2033_SC C_MW_Before Competition Groups_Demand controlled Circulating Systems
Commercial | Com ¦ LLLC - High Impact Application | 2033 | SC C | MW | Before Competition Groups | 0.086433 | 0 | 0 | 1120.61 | 7.713e-05 | 61 | Commercial_2033_SC C_MW_Before Competition Groups_61 | LLLC - High Impact Application | 0.007713% | 0 | 0.086433 | Commercial_2033_SC C_MW_Before Competition Groups_LLLC - High Impact Application
Commercial | Com ¦ Low Flow Pre-Rinse Spray Nozzle | 2033 | SC C | MW | Before Competition Groups | 0.068042 | 0 | 0 | 1120.61 | 6.0718e-05 | 62 | Commercial_2033_SC C_MW_Before Competition Groups_62 | Low Flow Pre-Rinse Spray Nozzle | 0.006072% | 0 | 0.068042 | Commercial_2033_SC C_MW_Before Competition Groups_Low Flow Pre-Rinse Spray Nozzle
Commercial | Com ¦ LLLC - Low Impact Application | 2033 | SC C | MW | Before Competition Groups | 0.057345 | 0 | 0 | 1120.61 | 5.1173e-05 | 63 | Commercial_2033_SC C_MW_Before Competition Groups_63 | LLLC - Low Impact Application | 0.005117% | 0 | 0.057345 | Commercial_2033_SC C_MW_Before Competition Groups_LLLC - Low Impact Application
Commercial | Com ¦ Commercial Hot Food Holding Cabinets | 2033 | SC C | MW | Before Competition Groups | 0.056718 | 0 | 0 | 1120.61 | 5.0614e-05 | 64 | Commercial_2033_SC C_MW_Before Competition Groups_64 | Commercial Hot Food Holding Cabinets | 0.005061% | 0 | 0.056718 | Commercial_2033_SC C_MW_Before Competition Groups_Commercial Hot Food Holding Cabinets
Commercial | Com ¦ LED RECESSED DOWNLIGHTS | 2033 | SC C | MW | Before Competition Groups | 0.055689 | 0 | 0 | 1120.61 | 4.9695e-05 | 65 | Commercial_2033_SC C_MW_Before Competition Groups_65 | LED RECESSED DOWNLIGHTS | 0.00497% | 0 | 0.055689 | Commercial_2033_SC C_MW_Before Competition Groups_LED RECESSED DOWNLIGHTS
Commercial | Com ¦ High Efficiency Small Instantaneous Water Heater | 2033 | SC C | MW | Before Competition Groups | 0.03522 | 0 | 0 | 1120.61 | 3.143e-05 | 66 | Commercial_2033_SC C_MW_Before Competition Groups_66 | High Efficiency Small Instantaneous Water Heater | 0.003143% | 0 | 0.03522 | Commercial_2033_SC C_MW_Before Competition Groups_High Efficiency Small Instantaneous Water Heater
Commercial | Com ¦ High Efficiency Chiller (avg of water and air cooled) | 2033 | SC C | MW | Before Competition Groups | 0.032552 | 0 | 0 | 1120.61 | 2.9049e-05 | 67 | Commercial_2033_SC C_MW_Before Competition Groups_67 | High Efficiency Chiller (avg of water and air cooled) | 0.002905% | 0 | 0.032552 | Commercial_2033_SC C_MW_Before Competition Groups_High Efficiency Chiller (avg of water and air cooled)
Commercial | Com ¦ Wall Insulation | 2033 | SC C | MW | Before Competition Groups | 0.031184 | 0 | 0 | 1120.61 | 2.7827e-05 | 68 | Commercial_2033_SC C_MW_Before Competition Groups_68 | Wall Insulation | 0.002783% | 0 | 0.031184 | Commercial_2033_SC C_MW_Before Competition Groups_Wall Insulation
Commercial | Com ¦ Room AC (w/ louvered sides) 14 SEER from 12 SEER code | 2033 | SC C | MW | Before Competition Groups | 0.029516 | 0 | 0 | 1120.61 | 2.634e-05 | 69 | Commercial_2033_SC C_MW_Before Competition Groups_69 | Room AC (w/ louvered sides) 14 SEER from 12 SEER code | 0.002634% | 0 | 0.029516 | Commercial_2033_SC C_MW_Before Competition Groups_Room AC (w/ louvered sides) 14 SEER from 12 SEER code
Commercial | Com ¦ Condensing Unit Heaters or other Efficient Unit Heating System | 2033 | SC C | MW | Before Competition Groups | 0.029089 | 0 | 0 | 1120.61 | 2.5958e-05 | 70 | Commercial_2033_SC C_MW_Before Competition Groups_70 | Condensing Unit Heaters or other Efficient Unit Heating System | 0.002596% | 0 | 0.029089 | Commercial_2033_SC C_MW_Before Competition Groups_Condensing Unit Heaters or other Efficient Unit Heating System
Commercial | Com ¦ Efficient compressor motor | 2033 | SC C | MW | Before Competition Groups | 0.028907 | 0 | 0 | 1120.61 | 2.5796e-05 | 71 | Commercial_2033_SC C_MW_Before Competition Groups_71 | Efficient compressor motor | 0.00258% | 0 | 0.028907 | Commercial_2033_SC C_MW_Before Competition Groups_Efficient compressor motor
Commercial | Com ¦ Air Curtains | 2033 | SC C | MW | Before Competition Groups | 0.023683 | 0 | 0 | 1120.61 | 2.1134e-05 | 72 | Commercial_2033_SC C_MW_Before Competition Groups_72 | Air Curtains | 0.002113% | 0 | 0.023683 | Commercial_2033_SC C_MW_Before Competition Groups_Air Curtains
Commercial | Com ¦ VSD Air Compressor | 2033 | SC C | MW | Before Competition Groups | 0.021431 | 0 | 0 | 1120.61 | 1.9125e-05 | 73 | Commercial_2033_SC C_MW_Before Competition Groups_73 | VSD Air Compressor | 0.001912% | 0 | 0.021431 | Commercial_2033_SC C_MW_Before Competition Groups_VSD Air Compressor
Commercial | Com ¦ Energy Recovery Ventilation and Ventilation (Enhanced) | 2033 | SC C | MW | Before Competition Groups | 0.014269 | 0 | 0 | 1120.61 | 1.2734e-05 | 74 | Commercial_2033_SC C_MW_Before Competition Groups_74 | Energy Recovery Ventilation and Ventilation (Enhanced) | 0.001273% | 0 | 0.014269 | Commercial_2033_SC C_MW_Before Competition Groups_Energy Recovery Ventilation and Ventilation (Enhanced)
Commercial | Com ¦ EC Plug Fan for Data Center (under cabinet) | 2033 | SC C | MW | Before Competition Groups | 0.0037283 | 0 | 0 | 1120.61 | 3.327e-06 | 75 | Commercial_2033_SC C_MW_Before Competition Groups_75 | EC Plug Fan for Data Center (under cabinet) | 0.0003327% | 0 | 0.0037283 | Commercial_2033_SC C_MW_Before Competition Groups_EC Plug Fan for Data Center (under cabinet)
Commercial | Com ¦ Electric Convection Combination Ovens | 2033 | SC C | MW | Before Competition Groups | 0.00032671 | 0 | 0 | 1120.61 | 2.9154e-07 | 76 | Commercial_2033_SC C_MW_Before Competition Groups_76 | Electric Convection Combination Ovens | 2.915e-05% | 0 | 0.00032671 | Commercial_2033_SC C_MW_Before Competition Groups_Electric Convection Combination Ovens
Commercial | Com ¦ Networked/Connected - High Impact Application | 2033 | SC C | MW | Before Competition Groups | 0.00024708 | 0 | 0 | 1120.61 | 2.2049e-07 | 77 | Commercial_2033_SC C_MW_Before Competition Groups_77 | Networked/Connected - High Impact Application | 2.205e-05% | 0 | 0.00024708 | Commercial_2033_SC C_MW_Before Competition Groups_Networked/Connected - High Impact Application
Commercial | Com ¦ Networked/Connected - Low Impact Application | 2033 | SC C | MW | Before Competition Groups | 1.2074e-05 | 0 | 0 | 1120.61 | 1.0775e-08 | 78 | Commercial_2033_SC C_MW_Before Competition Groups_78 | Networked/Connected - Low Impact Application | 1.077e-06% | 0 | 1.2074e-05 | Commercial_2033_SC C_MW_Before Competition Groups_Networked/Connected - Low Impact Application
Commercial | Com ¦ Indoor Daylight Sensors/Photocell Dimming Control | 2033 | SC C | MW | Before Competition Groups | 0 | 0 | 0 | 1120.61 | 0 | 79 | Commercial_2033_SC C_MW_Before Competition Groups_79 | Indoor Daylight Sensors/Photocell Dimming Control | 0% | 0 | 0 | Commercial_2033_SC C_MW_Before Competition Groups_Indoor Daylight Sensors/Photocell Dimming Control
Commercial | Com ¦ Variable Refrigerant Flow Heat Pump | 2033 | SC C | MW | Before Competition Groups | 0 | 0 | 0 | 1120.61 | 0 | 80 | Commercial_2033_SC C_MW_Before Competition Groups_80 | Variable Refrigerant Flow Heat Pump | 0% | 0 | 0 | Commercial_2033_SC C_MW_Before Competition Groups_Variable Refrigerant Flow Heat Pump
Commercial | Com ¦ LED Low/High Bay | 2033 | SC D | MW | Before Competition Groups | 136.1419 | 0 | 0 | 1049.2763 | 0.12975 | 1 | Commercial_2033_SC D_MW_Before Competition Groups_1 | LED Low/High Bay | 12.97% | 0 | 136.1419 | Commercial_2033_SC D_MW_Before Competition Groups_LED Low/High Bay
Commercial | Com ¦ ENERGY STAR LED LAMPS (REFLECTOR LAMPs/MR16/PAR 16) | 2033 | SC D | MW | Before Competition Groups | 122.3971 | 0 | 0 | 1049.2763 | 0.11665 | 2 | Commercial_2033_SC D_MW_Before Competition Groups_2 | ENERGY STAR LED LAMPS (REFLECTOR LAMPs/MR16/PAR 16) | 11.66% | 0 | 122.3971 | Commercial_2033_SC D_MW_Before Competition Groups_ENERGY STAR LED LAMPS (REFLECTOR LAMPs/MR16/PAR 16)
Commercial | Com ¦ LED Troffer/Surface/Suspended | 2033 | SC D | MW | Before Competition Groups | 118.26 | 0 | 0 | 1049.2763 | 0.11271 | 3 | Commercial_2033_SC D_MW_Before Competition Groups_3 | LED Troffer/Surface/Suspended | 11.27% | 0 | 118.26 | Commercial_2033_SC D_MW_Before Competition Groups_LED Troffer/Surface/Suspended
Commercial | Com ¦ LED Replacement Lamp (Tube) | 2033 | SC D | MW | Before Competition Groups | 75.85 | 0 | 0 | 1049.2763 | 0.072288 | 4 | Commercial_2033_SC D_MW_Before Competition Groups_4 | LED Replacement Lamp (Tube) | 7.229% | 0 | 75.85 | Commercial_2033_SC D_MW_Before Competition Groups_LED Replacement Lamp (Tube)
Commercial | Com ¦ High Efficiency Air Source Heat Pump | 2033 | SC D | MW | Before Competition Groups | 71.9719 | 0 | 0 | 1049.2763 | 0.068592 | 5 | Commercial_2033_SC D_MW_Before Competition Groups_5 | High Efficiency Air Source Heat Pump | 6.859% | 0 | 71.9719 | Commercial_2033_SC D_MW_Before Competition Groups_High Efficiency Air Source Heat Pump
Commercial | Com ¦ Building Recommissioning, Operations and Maintenance (O&M) Improvements | 2033 | SC D | MW | Before Competition Groups | 68.3469 | 0 | 0 | 1049.2763 | 0.065137 | 6 | Commercial_2033_SC D_MW_Before Competition Groups_6 | Building Recommissioning, Operations and Maintenance (O&M) Improvements | 6.514% | 0 | 68.3469 | Commercial_2033_SC D_MW_Before Competition Groups_Building Recommissioning, Operations and Maintenance (O&M) Improvements
Commercial | Com ¦ Unitary Air-Conditioning Unit | 2033 | SC D | MW | Before Competition Groups | 46.3223 | 0 | 0 | 1049.2763 | 0.044147 | 7 | Commercial_2033_SC D_MW_Before Competition Groups_7 | Unitary Air-Conditioning Unit | 4.415% | 0 | 46.3223 | Commercial_2033_SC D_MW_Before Competition Groups_Unitary Air-Conditioning Unit
Commercial | Com ¦ Advanced BAS/Controllers | 2033 | SC D | MW | Before Competition Groups | 39.6845 | 0 | 0 | 1049.2763 | 0.037821 | 8 | Commercial_2033_SC D_MW_Before Competition Groups_8 | Advanced BAS/Controllers | 3.782% | 0 | 39.6845 | Commercial_2033_SC D_MW_Before Competition Groups_Advanced BAS/Controllers
Commercial | Com ¦ Education and Capacity Building/Energy Behavior | 2033 | SC D | MW | Before Competition Groups | 36.2149 | 0 | 0 | 1049.2763 | 0.034514 | 9 | Commercial_2033_SC D_MW_Before Competition Groups_9 | Education and Capacity Building/Energy Behavior | 3.451% | 0 | 36.2149 | Commercial_2033_SC D_MW_Before Competition Groups_Education and Capacity Building/Energy Behavior
Commercial | Com ¦ Data Center Storage/Server Virtualization | 2033 | SC D | MW | Before Competition Groups | 26.4654 | 0 | 0 | 1049.2763 | 0.025223 | 10 | Commercial_2033_SC D_MW_Before Competition Groups_10 | Data Center Storage/Server Virtualization | 2.522% | 0 | 26.4654 | Commercial_2033_SC D_MW_Before Competition Groups_Data Center Storage/Server Virtualization
Commercial | Com ¦ Reach-in Shaded Pole to ECM/PSC Evaporator Fan Motor | 2033 | SC D | MW | Before Competition Groups | 25.7517 | 0 | 0 | 1049.2763 | 0.024542 | 11 | Commercial_2033_SC D_MW_Before Competition Groups_11 | Reach-in Shaded Pole to ECM/PSC Evaporator Fan Motor | 2.454% | 0 | 25.7517 | Commercial_2033_SC D_MW_Before Competition Groups_Reach-in Shaded Pole to ECM/PSC Evaporator Fan Motor
Commercial | Com ¦ Adaptive Thermostats | 2033 | SC D | MW | Before Competition Groups | 25.5909 | 0 | 0 | 1049.2763 | 0.024389 | 12 | Commercial_2033_SC D_MW_Before Competition Groups_12 | Adaptive Thermostats | 2.439% | 0 | 25.5909 | Commercial_2033_SC D_MW_Before Competition Groups_Adaptive Thermostats
Commercial | Com ¦ Strip Curtains | 2033 | SC D | MW | Before Competition Groups | 21.4197 | 0 | 0 | 1049.2763 | 0.020414 | 13 | Commercial_2033_SC D_MW_Before Competition Groups_13 | Strip Curtains | 2.041% | 0 | 21.4197 | Commercial_2033_SC D_MW_Before Competition Groups_Strip Curtains
Commercial | Com ¦ Refrigerated Display Case Doors | 2033 | SC D | MW | Before Competition Groups | 20.2884 | 0 | 0 | 1049.2763 | 0.019336 | 14 | Commercial_2033_SC D_MW_Before Competition Groups_14 | Refrigerated Display Case Doors | 1.934% | 0 | 20.2884 | Commercial_2033_SC D_MW_Before Competition Groups_Refrigerated Display Case Doors
Commercial | Com ¦ Furnace Tune-Up | 2033 | SC D | MW | Before Competition Groups | 18.3839 | 0 | 0 | 1049.2763 | 0.017521 | 15 | Commercial_2033_SC D_MW_Before Competition Groups_15 | Furnace Tune-Up | 1.752% | 0 | 18.3839 | Commercial_2033_SC D_MW_Before Competition Groups_Furnace Tune-Up
Commercial | Com ¦ Chilled Water Optimization | 2033 | SC D | MW | Before Competition Groups | 18.1782 | 0 | 0 | 1049.2763 | 0.017325 | 16 | Commercial_2033_SC D_MW_Before Competition Groups_16 | Chilled Water Optimization | 1.732% | 0 | 18.1782 | Commercial_2033_SC D_MW_Before Competition Groups_Chilled Water Optimization
Commercial | Com ¦ LED or Equivalent Sign Lighting | 2033 | SC D | MW | Before Competition Groups | 16.8887 | 0 | 0 | 1049.2763 | 0.016096 | 17 | Commercial_2033_SC D_MW_Before Competition Groups_17 | LED or Equivalent Sign Lighting | 1.61% | 0 | 16.8887 | Commercial_2033_SC D_MW_Before Competition Groups_LED or Equivalent Sign Lighting
Commercial | Com ¦ Centrally controlled desktop PC/NETWORK PC POWER MANAGEMENT SOFTWARE | 2033 | SC D | MW | Before Competition Groups | 15.2341 | 0 | 0 | 1049.2763 | 0.014519 | 18 | Commercial_2033_SC D_MW_Before Competition Groups_18 | Centrally controlled desktop PC/NETWORK PC POWER MANAGEMENT SOFTWARE | 1.452% | 0 | 15.2341 | Commercial_2033_SC D_MW_Before Competition Groups_Centrally controlled desktop PC/NETWORK PC POWER MANAGEMENT SOFTWARE
Commercial | Com ¦ ENERGY STAR LED LAMPS (General Service Lamps) | 2033 | SC D | MW | Before Competition Groups | 14.9921 | 0 | 0 | 1049.2763 | 0.014288 | 19 | Commercial_2033_SC D_MW_Before Competition Groups_19 | ENERGY STAR LED LAMPS (General Service Lamps) | 1.429% | 0 | 14.9921 | Commercial_2033_SC D_MW_Before Competition Groups_ENERGY STAR LED LAMPS (General Service Lamps)
Commercial | Com ¦ Demand Control Ventilation | 2033 | SC D | MW | Before Competition Groups | 13.0276 | 0 | 0 | 1049.2763 | 0.012416 | 20 | Commercial_2033_SC D_MW_Before Competition Groups_20 | Demand Control Ventilation | 1.242% | 0 | 13.0276 | Commercial_2033_SC D_MW_Before Competition Groups_Demand Control Ventilation
Commercial | Com ¦ Variable Frequency Drive (VFD) | 2033 | SC D | MW | Before Competition Groups | 12.5719 | 0 | 0 | 1049.2763 | 0.011981 | 21 | Commercial_2033_SC D_MW_Before Competition Groups_21 | Variable Frequency Drive (VFD) | 1.198% | 0 | 12.5719 | Commercial_2033_SC D_MW_Before Competition Groups_Variable Frequency Drive (VFD)
Commercial | Com ¦ VFD on Pumps | 2033 | SC D | MW | Before Competition Groups | 11.6688 | 0 | 0 | 1049.2763 | 0.011121 | 22 | Commercial_2033_SC D_MW_Before Competition Groups_22 | VFD on Pumps | 1.112% | 0 | 11.6688 | Commercial_2033_SC D_MW_Before Competition Groups_VFD on Pumps
Commercial | Com ¦ Refrigerated Display Case LED | 2033 | SC D | MW | Before Competition Groups | 8.8965 | 0 | 0 | 1049.2763 | 0.0084787 | 23 | Commercial_2033_SC D_MW_Before Competition Groups_23 | Refrigerated Display Case LED | 0.8479% | 0 | 8.8965 | Commercial_2033_SC D_MW_Before Competition Groups_Refrigerated Display Case LED
Commercial | Com ¦ ECM MOTORS FOR EVAPORATOR FANS for refrigeration (WALK-IN) | 2033 | SC D | MW | Before Competition Groups | 6.5612 | 0 | 0 | 1049.2763 | 0.0062531 | 24 | Commercial_2033_SC D_MW_Before Competition Groups_24 | ECM MOTORS FOR EVAPORATOR FANS for refrigeration (WALK-IN) | 0.6253% | 0 | 6.5612 | Commercial_2033_SC D_MW_Before Competition Groups_ECM MOTORS FOR EVAPORATOR FANS for refrigeration (WALK-IN)
Commercial | Com ¦ LED EXTERIOR AREA LIGHTS - LED fixture (200W) | 2033 | SC D | MW | Before Competition Groups | 6.474 | 0 | 0 | 1049.2763 | 0.00617 | 25 | Commercial_2033_SC D_MW_Before Competition Groups_25 | LED EXTERIOR AREA LIGHTS - LED fixture (200W) | 0.617% | 0 | 6.474 | Commercial_2033_SC D_MW_Before Competition Groups_LED EXTERIOR AREA LIGHTS - LED fixture (200W)
Commercial | Com ¦ LED parking lot fixture | 2033 | SC D | MW | Before Competition Groups | 6.2668 | 0 | 0 | 1049.2763 | 0.0059725 | 26 | Commercial_2033_SC D_MW_Before Competition Groups_26 | LED parking lot fixture | 0.5973% | 0 | 6.2668 | Commercial_2033_SC D_MW_Before Competition Groups_LED parking lot fixture
Commercial | Com ¦ Door Gasket Freezer/Refrigerator | 2033 | SC D | MW | Before Competition Groups | 6.0564 | 0 | 0 | 1049.2763 | 0.005772 | 27 | Commercial_2033_SC D_MW_Before Competition Groups_27 | Door Gasket Freezer/Refrigerator | 0.5772% | 0 | 6.0564 | Commercial_2033_SC D_MW_Before Competition Groups_Door Gasket Freezer/Refrigerator
Commercial | Com ¦ Demand Control Kitchen Ventilation | 2033 | SC D | MW | Before Competition Groups | 5.5865 | 0 | 0 | 1049.2763 | 0.0053241 | 28 | Commercial_2033_SC D_MW_Before Competition Groups_28 | Demand Control Kitchen Ventilation | 0.5324% | 0 | 5.5865 | Commercial_2033_SC D_MW_Before Competition Groups_Demand Control Kitchen Ventilation
Commercial | Com ¦ Evaporator Fan Controls | 2033 | SC D | MW | Before Competition Groups | 5.5751 | 0 | 0 | 1049.2763 | 0.0053132 | 29 | Commercial_2033_SC D_MW_Before Competition Groups_29 | Evaporator Fan Controls | 0.5313% | 0 | 5.5751 | Commercial_2033_SC D_MW_Before Competition Groups_Evaporator Fan Controls
Commercial | Com ¦ Air Handler with Dedicated Outdoor Air Systems | 2033 | SC D | MW | Before Competition Groups | 5.342 | 0 | 0 | 1049.2763 | 0.0050912 | 30 | Commercial_2033_SC D_MW_Before Competition Groups_30 | Air Handler with Dedicated Outdoor Air Systems | 0.5091% | 0 | 5.342 | Commercial_2033_SC D_MW_Before Competition Groups_Air Handler with Dedicated Outdoor Air Systems
Commercial | Com ¦ ENERGY STAR Griddle (74% eff) | 2033 | SC D | MW | Before Competition Groups | 4.7872 | 0 | 0 | 1049.2763 | 0.0045624 | 31 | Commercial_2033_SC D_MW_Before Competition Groups_31 | ENERGY STAR Griddle (74% eff) | 0.4562% | 0 | 4.7872 | Commercial_2033_SC D_MW_Before Competition Groups_ENERGY STAR Griddle (74% eff)
Commercial | Com ¦ Occupancy Sensors | 2033 | SC D | MW | Before Competition Groups | 4.0736 | 0 | 0 | 1049.2763 | 0.0038822 | 32 | Commercial_2033_SC D_MW_Before Competition Groups_32 | Occupancy Sensors | 0.3882% | 0 | 4.0736 | Commercial_2033_SC D_MW_Before Competition Groups_Occupancy Sensors
Commercial | Com ¦ Freezer Case Light Sensor | 2033 | SC D | MW | Before Competition Groups | 3.8862 | 0 | 0 | 1049.2763 | 0.0037037 | 33 | Commercial_2033_SC D_MW_Before Competition Groups_33 | Freezer Case Light Sensor | 0.3704% | 0 | 3.8862 | Commercial_2033_SC D_MW_Before Competition Groups_Freezer Case Light Sensor
Commercial | Com ¦ Water Source Heat Pump (4 ton) | 2033 | SC D | MW | Before Competition Groups | 3.6378 | 0 | 0 | 1049.2763 | 0.003467 | 34 | Commercial_2033_SC D_MW_Before Competition Groups_34 | Water Source Heat Pump (4 ton) | 0.3467% | 0 | 3.6378 | Commercial_2033_SC D_MW_Before Competition Groups_Water Source Heat Pump (4 ton)
Commercial | Com ¦ Duct Insulation, R8 | 2033 | SC D | MW | Before Competition Groups | 3.3904 | 0 | 0 | 1049.2763 | 0.0032312 | 35 | Commercial_2033_SC D_MW_Before Competition Groups_35 | Duct Insulation, R8 | 0.3231% | 0 | 3.3904 | Commercial_2033_SC D_MW_Before Competition Groups_Duct Insulation, R8
Commercial | Com ¦ LED street light fixture | 2033 | SC D | MW | Before Competition Groups | 3.1157 | 0 | 0 | 1049.2763 | 0.0029693 | 36 | Commercial_2033_SC D_MW_Before Competition Groups_36 | LED street light fixture | 0.2969% | 0 | 3.1157 | Commercial_2033_SC D_MW_Before Competition Groups_LED street light fixture
Commercial | Com ¦ BEVERAGE VENDING MACHINE CONTROLS | 2033 | SC D | MW | Before Competition Groups | 2.3106 | 0 | 0 | 1049.2763 | 0.0022021 | 37 | Commercial_2033_SC D_MW_Before Competition Groups_37 | BEVERAGE VENDING MACHINE CONTROLS | 0.2202% | 0 | 2.3106 | Commercial_2033_SC D_MW_Before Competition Groups_BEVERAGE VENDING MACHINE CONTROLS
Commercial | Com ¦ Temperature Adjustment in Commercial Freezers | 2033 | SC D | MW | Before Competition Groups | 2.0402 | 0 | 0 | 1049.2763 | 0.0019444 | 38 | Commercial_2033_SC D_MW_Before Competition Groups_38 | Temperature Adjustment in Commercial Freezers | 0.1944% | 0 | 2.0402 | Commercial_2033_SC D_MW_Before Competition Groups_Temperature Adjustment in Commercial Freezers
Commercial | Com ¦ Elec Storage WH 2.30 Et | 2033 | SC D | MW | Before Competition Groups | 2.0053 | 0 | 0 | 1049.2763 | 0.0019111 | 39 | Commercial_2033_SC D_MW_Before Competition Groups_39 | Elec Storage WH 2.30 Et | 0.1911% | 0 | 2.0053 | Commercial_2033_SC D_MW_Before Competition Groups_Elec Storage WH 2.30 Et
Commercial | Com ¦ Vertical Night Covers | 2033 | SC D | MW | Before Competition Groups | 1.607 | 0 | 0 | 1049.2763 | 0.0015315 | 40 | Commercial_2033_SC D_MW_Before Competition Groups_40 | Vertical Night Covers | 0.1531% | 0 | 1.607 | Commercial_2033_SC D_MW_Before Competition Groups_Vertical Night Covers
Commercial | Com ¦ CO Sensors for parking garage exhaust fans | 2033 | SC D | MW | Before Competition Groups | 1.4464 | 0 | 0 | 1049.2763 | 0.0013785 | 41 | Commercial_2033_SC D_MW_Before Competition Groups_41 | CO Sensors for parking garage exhaust fans | 0.1378% | 0 | 1.4464 | Commercial_2033_SC D_MW_Before Competition Groups_CO Sensors for parking garage exhaust fans
Commercial | Com ¦ ENERGY STAR Fryer (84% eff) | 2033 | SC D | MW | Before Competition Groups | 1.4098 | 0 | 0 | 1049.2763 | 0.0013436 | 42 | Commercial_2033_SC D_MW_Before Competition Groups_42 | ENERGY STAR Fryer (84% eff) | 0.1344% | 0 | 1.4098 | Commercial_2033_SC D_MW_Before Competition Groups_ENERGY STAR Fryer (84% eff)
Commercial | Com ¦ Energy Efficient Laboratory Fume Hood | 2033 | SC D | MW | Before Competition Groups | 1.3412 | 0 | 0 | 1049.2763 | 0.0012782 | 43 | Commercial_2033_SC D_MW_Before Competition Groups_43 | Energy Efficient Laboratory Fume Hood | 0.1278% | 0 | 1.3412 | Commercial_2033_SC D_MW_Before Competition Groups_Energy Efficient Laboratory Fume Hood
Commercial | Com ¦ Outside Air Economizer | 2033 | SC D | MW | Before Competition Groups | 1.3325 | 0 | 0 | 1049.2763 | 0.0012699 | 44 | Commercial_2033_SC D_MW_Before Competition Groups_44 | Outside Air Economizer | 0.127% | 0 | 1.3325 | Commercial_2033_SC D_MW_Before Competition Groups_Outside Air Economizer
Commercial | Com ¦ Water Heating (DHW) Pipe Insulation (Add 3/4\ Foam)" | 2033 | SC D | MW | Before Competition Groups | 1.2279 | 0 | 0 | 1049.2763 | 0.0011702 | 45 | Commercial_2033_SC D_MW_Before Competition Groups_45 | Water Heating (DHW) Pipe Insulation (Add 3/4\ Foam)" | 0.117% | 0 | 1.2279 | Commercial_2033_SC D_MW_Before Competition Groups_Water Heating (DHW) Pipe Insulation (Add 3/4\ Foam)"
Commercial | Com ¦ ENERGY STAR Steam Cookers | 2033 | SC D | MW | Before Competition Groups | 0.90673 | 0 | 0 | 1049.2763 | 0.00086415 | 46 | Commercial_2033_SC D_MW_Before Competition Groups_46 | ENERGY STAR Steam Cookers | 0.08641% | 0 | 0.90673 | Commercial_2033_SC D_MW_Before Competition Groups_ENERGY STAR Steam Cookers
Commercial | Com ¦ Suction Pipe Insulation Freezer/Refrigerator | 2033 | SC D | MW | Before Competition Groups | 0.80784 | 0 | 0 | 1049.2763 | 0.0007699 | 47 | Commercial_2033_SC D_MW_Before Competition Groups_47 | Suction Pipe Insulation Freezer/Refrigerator | 0.07699% | 0 | 0.80784 | Commercial_2033_SC D_MW_Before Competition Groups_Suction Pipe Insulation Freezer/Refrigerator
Commercial | Com ¦ Thermostat Setback | 2033 | SC D | MW | Before Competition Groups | 0.68775 | 0 | 0 | 1049.2763 | 0.00065546 | 48 | Commercial_2033_SC D_MW_Before Competition Groups_48 | Thermostat Setback | 0.06555% | 0 | 0.68775 | Commercial_2033_SC D_MW_Before Competition Groups_Thermostat Setback
Commercial | Com ¦ ENERGY STAR Dishwasher | 2033 | SC D | MW | Before Competition Groups | 0.62414 | 0 | 0 | 1049.2763 | 0.00059483 | 49 | Commercial_2033_SC D_MW_Before Competition Groups_49 | ENERGY STAR Dishwasher | 0.05948% | 0 | 0.62414 | Commercial_2033_SC D_MW_Before Competition Groups_ENERGY STAR Dishwasher
Commercial | Com ¦ Condensing Make Up Air Unit | 2033 | SC D | MW | Before Competition Groups | 0.35856 | 0 | 0 | 1049.2763 | 0.00034172 | 50 | Commercial_2033_SC D_MW_Before Competition Groups_50 | Condensing Make Up Air Unit | 0.03417% | 0 | 0.35856 | Commercial_2033_SC D_MW_Before Competition Groups_Condensing Make Up Air Unit
Commercial | Com ¦ Ozone Laundry Treatment | 2033 | SC D | MW | Before Competition Groups | 0.31198 | 0 | 0 | 1049.2763 | 0.00029732 | 51 | Commercial_2033_SC D_MW_Before Competition Groups_51 | Ozone Laundry Treatment | 0.02973% | 0 | 0.31198 | Commercial_2033_SC D_MW_Before Competition Groups_Ozone Laundry Treatment
Commercial | COM ¦ Ductless Mini-Split Heat Pumps | 2033 | SC D | MW | Before Competition Groups | 0.20458 | 0 | 0 | 1049.2763 | 0.00019497 | 52 | Commercial_2033_SC D_MW_Before Competition Groups_52 | Ductless Mini-Split Heat Pumps | 0.0195% | 0 | 0.20458 | Commercial_2033_SC D_MW_Before Competition Groups_Ductless Mini-Split Heat Pumps
Commercial | Com ¦ ECM MOTORS FOR HVAC APPLICATION (FAN-POWERED VAV BOX) | 2033 | SC D | MW | Before Competition Groups | 0.19011 | 0 | 0 | 1049.2763 | 0.00018118 | 53 | Commercial_2033_SC D_MW_Before Competition Groups_53 | ECM MOTORS FOR HVAC APPLICATION (FAN-POWERED VAV BOX) | 0.01812% | 0 | 0.19011 | Commercial_2033_SC D_MW_Before Competition Groups_ECM MOTORS FOR HVAC APPLICATION (FAN-POWERED VAV BOX)
Commercial | Com ¦ PTAC (12 EER/10,000 BTU) | 2033 | SC D | MW | Before Competition Groups | 0.17349 | 0 | 0 | 1049.2763 | 0.00016534 | 54 | Commercial_2033_SC D_MW_Before Competition Groups_54 | PTAC (12 EER/10,000 BTU) | 0.01653% | 0 | 0.17349 | Commercial_2033_SC D_MW_Before Competition Groups_PTAC (12 EER/10,000 BTU)
Commercial | Com ¦ CEE Tier 2/Energy Star Clothes Washers | 2033 | SC D | MW | Before Competition Groups | 0.12472 | 0 | 0 | 1049.2763 | 0.00011886 | 55 | Commercial_2033_SC D_MW_Before Competition Groups_55 | CEE Tier 2/Energy Star Clothes Washers | 0.01189% | 0 | 0.12472 | Commercial_2033_SC D_MW_Before Competition Groups_CEE Tier 2/Energy Star Clothes Washers
Commercial | Com ¦ Solar Water Preheat (Pools/DHW) | 2033 | SC D | MW | Before Competition Groups | 0.11653 | 0 | 0 | 1049.2763 | 0.00011106 | 56 | Commercial_2033_SC D_MW_Before Competition Groups_56 | Solar Water Preheat (Pools/DHW) | 0.01111% | 0 | 0.11653 | Commercial_2033_SC D_MW_Before Competition Groups_Solar Water Preheat (Pools/DHW)
Commercial | Com ¦ Auto Off Time Switch or Time Clock control | 2033 | SC D | MW | Before Competition Groups | 0.10287 | 0 | 0 | 1049.2763 | 9.8037e-05 | 57 | Commercial_2033_SC D_MW_Before Competition Groups_57 | Auto Off Time Switch or Time Clock control | 0.009804% | 0 | 0.10287 | Commercial_2033_SC D_MW_Before Competition Groups_Auto Off Time Switch or Time Clock control
Commercial | Com ¦ HVAC Optimization | 2033 | SC D | MW | Before Competition Groups | 0.099121 | 0 | 0 | 1049.2763 | 9.4466e-05 | 58 | Commercial_2033_SC D_MW_Before Competition Groups_58 | HVAC Optimization | 0.009447% | 0 | 0.099121 | Commercial_2033_SC D_MW_Before Competition Groups_HVAC Optimization
Commercial | Com ¦ Notched V belts for HVAC Systems | 2033 | SC D | MW | Before Competition Groups | 0.096556 | 0 | 0 | 1049.2763 | 9.2021e-05 | 59 | Commercial_2033_SC D_MW_Before Competition Groups_59 | Notched V belts for HVAC Systems | 0.009202% | 0 | 0.096556 | Commercial_2033_SC D_MW_Before Competition Groups_Notched V belts for HVAC Systems
Commercial | Com ¦ Demand controlled Circulating Systems | 2033 | SC D | MW | Before Competition Groups | 0.086439 | 0 | 0 | 1049.2763 | 8.2379e-05 | 60 | Commercial_2033_SC D_MW_Before Competition Groups_60 | Demand controlled Circulating Systems | 0.008238% | 0 | 0.086439 | Commercial_2033_SC D_MW_Before Competition Groups_Demand controlled Circulating Systems
Commercial | Com ¦ Low Flow Pre-Rinse Spray Nozzle | 2033 | SC D | MW | Before Competition Groups | 0.067831 | 0 | 0 | 1049.2763 | 6.4646e-05 | 61 | Commercial_2033_SC D_MW_Before Competition Groups_61 | Low Flow Pre-Rinse Spray Nozzle | 0.006465% | 0 | 0.067831 | Commercial_2033_SC D_MW_Before Competition Groups_Low Flow Pre-Rinse Spray Nozzle
Commercial | Com ¦ Commercial Hot Food Holding Cabinets | 2033 | SC D | MW | Before Competition Groups | 0.056718 | 0 | 0 | 1049.2763 | 5.4055e-05 | 62 | Commercial_2033_SC D_MW_Before Competition Groups_62 | Commercial Hot Food Holding Cabinets | 0.005405% | 0 | 0.056718 | Commercial_2033_SC D_MW_Before Competition Groups_Commercial Hot Food Holding Cabinets
Commercial | Com ¦ LED RECESSED DOWNLIGHTS | 2033 | SC D | MW | Before Competition Groups | 0.04622 | 0 | 0 | 1049.2763 | 4.4049e-05 | 63 | Commercial_2033_SC D_MW_Before Competition Groups_63 | LED RECESSED DOWNLIGHTS | 0.004405% | 0 | 0.04622 | Commercial_2033_SC D_MW_Before Competition Groups_LED RECESSED DOWNLIGHTS
Commercial | Com ¦ High Efficiency Small Instantaneous Water Heater | 2033 | SC D | MW | Before Competition Groups | 0.029687 | 0 | 0 | 1049.2763 | 2.8292e-05 | 64 | Commercial_2033_SC D_MW_Before Competition Groups_64 | High Efficiency Small Instantaneous Water Heater | 0.002829% | 0 | 0.029687 | Commercial_2033_SC D_MW_Before Competition Groups_High Efficiency Small Instantaneous Water Heater
Commercial | Com ¦ Room AC (w/ louvered sides) 14 SEER from 12 SEER code | 2033 | SC D | MW | Before Competition Groups | 0.029489 | 0 | 0 | 1049.2763 | 2.8104e-05 | 65 | Commercial_2033_SC D_MW_Before Competition Groups_65 | Room AC (w/ louvered sides) 14 SEER from 12 SEER code | 0.00281% | 0 | 0.029489 | Commercial_2033_SC D_MW_Before Competition Groups_Room AC (w/ louvered sides) 14 SEER from 12 SEER code
Commercial | Com ¦ Condensing Unit Heaters or other Efficient Unit Heating System | 2033 | SC D | MW | Before Competition Groups | 0.028973 | 0 | 0 | 1049.2763 | 2.7612e-05 | 66 | Commercial_2033_SC D_MW_Before Competition Groups_66 | Condensing Unit Heaters or other Efficient Unit Heating System | 0.002761% | 0 | 0.028973 | Commercial_2033_SC D_MW_Before Competition Groups_Condensing Unit Heaters or other Efficient Unit Heating System
Commercial | Com ¦ Wall Insulation | 2033 | SC D | MW | Before Competition Groups | 0.028168 | 0 | 0 | 1049.2763 | 2.6845e-05 | 67 | Commercial_2033_SC D_MW_Before Competition Groups_67 | Wall Insulation | 0.002684% | 0 | 0.028168 | Commercial_2033_SC D_MW_Before Competition Groups_Wall Insulation
Commercial | Com ¦ VSD Air Compressor | 2033 | SC D | MW | Before Competition Groups | 0.021431 | 0 | 0 | 1049.2763 | 2.0425e-05 | 68 | Commercial_2033_SC D_MW_Before Competition Groups_68 | VSD Air Compressor | 0.002042% | 0 | 0.021431 | Commercial_2033_SC D_MW_Before Competition Groups_VSD Air Compressor
Commercial | Com ¦ Air Curtains | 2033 | SC D | MW | Before Competition Groups | 0.020707 | 0 | 0 | 1049.2763 | 1.9735e-05 | 69 | Commercial_2033_SC D_MW_Before Competition Groups_69 | Air Curtains | 0.001973% | 0 | 0.020707 | Commercial_2033_SC D_MW_Before Competition Groups_Air Curtains
Commercial | Com ¦ High Efficiency Chiller (avg of water and air cooled) | 2033 | SC D | MW | Before Competition Groups | 0.015364 | 0 | 0 | 1049.2763 | 1.4642e-05 | 70 | Commercial_2033_SC D_MW_Before Competition Groups_70 | High Efficiency Chiller (avg of water and air cooled) | 0.001464% | 0 | 0.015364 | Commercial_2033_SC D_MW_Before Competition Groups_High Efficiency Chiller (avg of water and air cooled)
Commercial | Com ¦ Energy Recovery Ventilation and Ventilation (Enhanced) | 2033 | SC D | MW | Before Competition Groups | 0.0093681 | 0 | 0 | 1049.2763 | 8.9281e-06 | 71 | Commercial_2033_SC D_MW_Before Competition Groups_71 | Energy Recovery Ventilation and Ventilation (Enhanced) | 0.0008928% | 0 | 0.0093681 | Commercial_2033_SC D_MW_Before Competition Groups_Energy Recovery Ventilation and Ventilation (Enhanced)
Commercial | Com ¦ Efficient compressor motor | 2033 | SC D | MW | Before Competition Groups | 0.0055918 | 0 | 0 | 1049.2763 | 5.3292e-06 | 72 | Commercial_2033_SC D_MW_Before Competition Groups_72 | Efficient compressor motor | 0.0005329% | 0 | 0.0055918 | Commercial_2033_SC D_MW_Before Competition Groups_Efficient compressor motor
Commercial | Com ¦ EC Plug Fan for Data Center (under cabinet) | 2033 | SC D | MW | Before Competition Groups | 0.0033321 | 0 | 0 | 1049.2763 | 3.1756e-06 | 73 | Commercial_2033_SC D_MW_Before Competition Groups_73 | EC Plug Fan for Data Center (under cabinet) | 0.0003176% | 0 | 0.0033321 | Commercial_2033_SC D_MW_Before Competition Groups_EC Plug Fan for Data Center (under cabinet)
Commercial | Com ¦ LLLC - High Impact Application | 2033 | SC D | MW | Before Competition Groups | 0.00077181 | 0 | 0 | 1049.2763 | 7.3556e-07 | 74 | Commercial_2033_SC D_MW_Before Competition Groups_74 | LLLC - High Impact Application | 7.356e-05% | 0 | 0.00077181 | Commercial_2033_SC D_MW_Before Competition Groups_LLLC - High Impact Application
Commercial | Com ¦ Electric Convection Combination Ovens | 2033 | SC D | MW | Before Competition Groups | 0.00032671 | 0 | 0 | 1049.2763 | 3.1136e-07 | 75 | Commercial_2033_SC D_MW_Before Competition Groups_75 | Electric Convection Combination Ovens | 3.114e-05% | 0 | 0.00032671 | Commercial_2033_SC D_MW_Before Competition Groups_Electric Convection Combination Ovens
Commercial | Com ¦ LLLC - Low Impact Application | 2033 | SC D | MW | Before Competition Groups | 8.9477e-05 | 0 | 0 | 1049.2763 | 8.5275e-08 | 76 | Commercial_2033_SC D_MW_Before Competition Groups_76 | LLLC - Low Impact Application | 8.527e-06% | 0 | 8.9477e-05 | Commercial_2033_SC D_MW_Before Competition Groups_LLLC - Low Impact Application
Commercial | Com ¦ Networked/Connected - Low Impact Application | 2033 | SC D | MW | Before Competition Groups | 1.929e-08 | 0 | 0 | 1049.2763 | 1.8384e-11 | 77 | Commercial_2033_SC D_MW_Before Competition Groups_77 | Networked/Connected - Low Impact Application | 1.838e-09% | 0 | 1.929e-08 | Commercial_2033_SC D_MW_Before Competition Groups_Networked/Connected - Low Impact Application
Commercial | Com ¦ Networked/Connected - High Impact Application | 2033 | SC D | MW | Before Competition Groups | 2.8833e-09 | 0 | 0 | 1049.2763 | 2.7479e-12 | 78 | Commercial_2033_SC D_MW_Before Competition Groups_78 | Networked/Connected - High Impact Application | 2.748e-10% | 0 | 2.8833e-09 | Commercial_2033_SC D_MW_Before Competition Groups_Networked/Connected - High Impact Application
Commercial | Com ¦ Indoor Daylight Sensors/Photocell Dimming Control | 2033 | SC D | MW | Before Competition Groups | 0 | 0 | 0 | 1049.2763 | 0 | 79 | Commercial_2033_SC D_MW_Before Competition Groups_79 | Indoor Daylight Sensors/Photocell Dimming Control | 0% | 0 | 0 | Commercial_2033_SC D_MW_Before Competition Groups_Indoor Daylight Sensors/Photocell Dimming Control
Commercial | Com ¦ Variable Refrigerant Flow Heat Pump | 2033 | SC D | MW | Before Competition Groups | 0 | 0 | 0 | 1049.2763 | 0 | 80 | Commercial_2033_SC D_MW_Before Competition Groups_80 | Variable Refrigerant Flow Heat Pump | 0% | 0 | 0 | Commercial_2033_SC D_MW_Before Competition Groups_Variable Refrigerant Flow Heat Pump
Commercial | Com ¦ Central Lighting Control System | 2033 | Technical | MW | Before Competition Groups | 249.7829 | 0 | 0 | 3026.8403 | 0.082523 | 1 | Commercial_2033_Technical_MW_Before Competition Groups_1 | Central Lighting Control System | 8.252% | 0 | 249.7829 | Commercial_2033_Technical_MW_Before Competition Groups_Central Lighting Control System
Commercial | Com ¦ Building Recommissioning, Operations and Maintenance (O&M) Improvements | 2033 | Technical | MW | Before Competition Groups | 233.0998 | 0 | 0 | 3026.8403 | 0.077011 | 2 | Commercial_2033_Technical_MW_Before Competition Groups_2 | Building Recommissioning, Operations and Maintenance (O&M) Improvements | 7.701% | 0 | 233.0998 | Commercial_2033_Technical_MW_Before Competition Groups_Building Recommissioning, Operations and Maintenance (O&M) Improvements
Commercial | Com ¦ Education and Capacity Building/Energy Behavior | 2033 | Technical | MW | Before Competition Groups | 210.1005 | 0 | 0 | 3026.8403 | 0.069412 | 3 | Commercial_2033_Technical_MW_Before Competition Groups_3 | Education and Capacity Building/Energy Behavior | 6.941% | 0 | 210.1005 | Commercial_2033_Technical_MW_Before Competition Groups_Education and Capacity Building/Energy Behavior
Commercial | Com ¦ High Efficiency Air Source Heat Pump | 2033 | Technical | MW | Before Competition Groups | 186.726 | 0 | 0 | 3026.8403 | 0.06169 | 4 | Commercial_2033_Technical_MW_Before Competition Groups_4 | High Efficiency Air Source Heat Pump | 6.169% | 0 | 186.726 | Commercial_2033_Technical_MW_Before Competition Groups_High Efficiency Air Source Heat Pump
Commercial | Com ¦ LED Low/High Bay | 2033 | Technical | MW | Before Competition Groups | 167.5902 | 0 | 0 | 3026.8403 | 0.055368 | 5 | Commercial_2033_Technical_MW_Before Competition Groups_5 | LED Low/High Bay | 5.537% | 0 | 167.5902 | Commercial_2033_Technical_MW_Before Competition Groups_LED Low/High Bay
Commercial | Com ¦ Variable Refrigerant Flow Heat Pump | 2033 | Technical | MW | Before Competition Groups | 144.0807 | 0 | 0 | 3026.8403 | 0.047601 | 6 | Commercial_2033_Technical_MW_Before Competition Groups_6 | Variable Refrigerant Flow Heat Pump | 4.76% | 0 | 144.0807 | Commercial_2033_Technical_MW_Before Competition Groups_Variable Refrigerant Flow Heat Pump
Commercial | Com ¦ ENERGY STAR LED LAMPS (REFLECTOR LAMPs/MR16/PAR 16) | 2033 | Technical | MW | Before Competition Groups | 136.7312 | 0 | 0 | 3026.8403 | 0.045173 | 7 | Commercial_2033_Technical_MW_Before Competition Groups_7 | ENERGY STAR LED LAMPS (REFLECTOR LAMPs/MR16/PAR 16) | 4.517% | 0 | 136.7312 | Commercial_2033_Technical_MW_Before Competition Groups_ENERGY STAR LED LAMPS (REFLECTOR LAMPs/MR16/PAR 16)
Commercial | Com ¦ LED Troffer/Surface/Suspended | 2033 | Technical | MW | Before Competition Groups | 124.8146 | 0 | 0 | 3026.8403 | 0.041236 | 8 | Commercial_2033_Technical_MW_Before Competition Groups_8 | LED Troffer/Surface/Suspended | 4.124% | 0 | 124.8146 | Commercial_2033_Technical_MW_Before Competition Groups_LED Troffer/Surface/Suspended
Commercial | Com ¦ Unitary Air-Conditioning Unit | 2033 | Technical | MW | Before Competition Groups | 124.2397 | 0 | 0 | 3026.8403 | 0.041046 | 9 | Commercial_2033_Technical_MW_Before Competition Groups_9 | Unitary Air-Conditioning Unit | 4.105% | 0 | 124.2397 | Commercial_2033_Technical_MW_Before Competition Groups_Unitary Air-Conditioning Unit
Commercial | Com ¦ LLLC - Low Impact Application | 2033 | Technical | MW | Before Competition Groups | 115.6605 | 0 | 0 | 3026.8403 | 0.038212 | 10 | Commercial_2033_Technical_MW_Before Competition Groups_10 | LLLC - Low Impact Application | 3.821% | 0 | 115.6605 | Commercial_2033_Technical_MW_Before Competition Groups_LLLC - Low Impact Application
Commercial | Com ¦ LLLC - High Impact Application | 2033 | Technical | MW | Before Competition Groups | 106.8922 | 0 | 0 | 3026.8403 | 0.035315 | 11 | Commercial_2033_Technical_MW_Before Competition Groups_11 | LLLC - High Impact Application | 3.531% | 0 | 106.8922 | Commercial_2033_Technical_MW_Before Competition Groups_LLLC - High Impact Application
Commercial | Com ¦ Networked/Connected - Low Impact Application | 2033 | Technical | MW | Before Competition Groups | 98.0201 | 0 | 0 | 3026.8403 | 0.032384 | 12 | Commercial_2033_Technical_MW_Before Competition Groups_12 | Networked/Connected - Low Impact Application | 3.238% | 0 | 98.0201 | Commercial_2033_Technical_MW_Before Competition Groups_Networked/Connected - Low Impact Application
Commercial | Com ¦ Advanced BAS/Controllers | 2033 | Technical | MW | Before Competition Groups | 96.7125 | 0 | 0 | 3026.8403 | 0.031952 | 13 | Commercial_2033_Technical_MW_Before Competition Groups_13 | Advanced BAS/Controllers | 3.195% | 0 | 96.7125 | Commercial_2033_Technical_MW_Before Competition Groups_Advanced BAS/Controllers
Commercial | Com ¦ Networked/Connected - High Impact Application | 2033 | Technical | MW | Before Competition Groups | 93.0291 | 0 | 0 | 3026.8403 | 0.030735 | 14 | Commercial_2033_Technical_MW_Before Competition Groups_14 | Networked/Connected - High Impact Application | 3.073% | 0 | 93.0291 | Commercial_2033_Technical_MW_Before Competition Groups_Networked/Connected - High Impact Application
Commercial | Com ¦ LED Replacement Lamp (Tube) | 2033 | Technical | MW | Before Competition Groups | 91.0975 | 0 | 0 | 3026.8403 | 0.030097 | 15 | Commercial_2033_Technical_MW_Before Competition Groups_15 | LED Replacement Lamp (Tube) | 3.01% | 0 | 91.0975 | Commercial_2033_Technical_MW_Before Competition Groups_LED Replacement Lamp (Tube)
Commercial | Com ¦ Smart Strip Plug Outlets | 2033 | Technical | MW | Before Competition Groups | 71.8549 | 0 | 0 | 3026.8403 | 0.023739 | 16 | Commercial_2033_Technical_MW_Before Competition Groups_16 | Smart Strip Plug Outlets | 2.374% | 0 | 71.8549 | Commercial_2033_Technical_MW_Before Competition Groups_Smart Strip Plug Outlets
Commercial | Com ¦ Refrigerated Display Case Doors | 2033 | Technical | MW | Before Competition Groups | 53.83 | 0 | 0 | 3026.8403 | 0.017784 | 17 | Commercial_2033_Technical_MW_Before Competition Groups_17 | Refrigerated Display Case Doors | 1.778% | 0 | 53.83 | Commercial_2033_Technical_MW_Before Competition Groups_Refrigerated Display Case Doors
Commercial | Com ¦ Adaptive Thermostats | 2033 | Technical | MW | Before Competition Groups | 43.0495 | 0 | 0 | 3026.8403 | 0.014223 | 18 | Commercial_2033_Technical_MW_Before Competition Groups_18 | Adaptive Thermostats | 1.422% | 0 | 43.0495 | Commercial_2033_Technical_MW_Before Competition Groups_Adaptive Thermostats
Commercial | Com ¦ Data Center Storage/Server Virtualization | 2033 | Technical | MW | Before Competition Groups | 37.307 | 0 | 0 | 3026.8403 | 0.012325 | 19 | Commercial_2033_Technical_MW_Before Competition Groups_19 | Data Center Storage/Server Virtualization | 1.233% | 0 | 37.307 | Commercial_2033_Technical_MW_Before Competition Groups_Data Center Storage/Server Virtualization
Commercial | Com ¦ Reach-in Shaded Pole to ECM/PSC Evaporator Fan Motor | 2033 | Technical | MW | Before Competition Groups | 35.6095 | 0 | 0 | 3026.8403 | 0.011765 | 20 | Commercial_2033_Technical_MW_Before Competition Groups_20 | Reach-in Shaded Pole to ECM/PSC Evaporator Fan Motor | 1.176% | 0 | 35.6095 | Commercial_2033_Technical_MW_Before Competition Groups_Reach-in Shaded Pole to ECM/PSC Evaporator Fan Motor
Commercial | Com ¦ Demand Control Ventilation | 2033 | Technical | MW | Before Competition Groups | 35.543 | 0 | 0 | 3026.8403 | 0.011743 | 21 | Commercial_2033_Technical_MW_Before Competition Groups_21 | Demand Control Ventilation | 1.174% | 0 | 35.543 | Commercial_2033_Technical_MW_Before Competition Groups_Demand Control Ventilation
Commercial | Com ¦ Strip Curtains | 2033 | Technical | MW | Before Competition Groups | 31.9764 | 0 | 0 | 3026.8403 | 0.010564 | 22 | Commercial_2033_Technical_MW_Before Competition Groups_22 | Strip Curtains | 1.056% | 0 | 31.9764 | Commercial_2033_Technical_MW_Before Competition Groups_Strip Curtains
Commercial | Com ¦ Chilled Water Optimization | 2033 | Technical | MW | Before Competition Groups | 30.5885 | 0 | 0 | 3026.8403 | 0.010106 | 23 | Commercial_2033_Technical_MW_Before Competition Groups_23 | Chilled Water Optimization | 1.011% | 0 | 30.5885 | Commercial_2033_Technical_MW_Before Competition Groups_Chilled Water Optimization
Commercial | Com ¦ Furnace Tune-Up | 2033 | Technical | MW | Before Competition Groups | 27.8358 | 0 | 0 | 3026.8403 | 0.0091963 | 24 | Commercial_2033_Technical_MW_Before Competition Groups_24 | Furnace Tune-Up | 0.9196% | 0 | 27.8358 | Commercial_2033_Technical_MW_Before Competition Groups_Furnace Tune-Up
Commercial | Com ¦ LED or Equivalent Sign Lighting | 2033 | Technical | MW | Before Competition Groups | 27.6411 | 0 | 0 | 3026.8403 | 0.009132 | 25 | Commercial_2033_Technical_MW_Before Competition Groups_25 | LED or Equivalent Sign Lighting | 0.9132% | 0 | 27.6411 | Commercial_2033_Technical_MW_Before Competition Groups_LED or Equivalent Sign Lighting
Commercial | Com ¦ Adding reflective (White) roof treatment or a green roof | 2033 | Technical | MW | Before Competition Groups | 25.6532 | 0 | 0 | 3026.8403 | 0.0084752 | 26 | Commercial_2033_Technical_MW_Before Competition Groups_26 | Adding reflective (White) roof treatment or a green roof | 0.8475% | 0 | 25.6532 | Commercial_2033_Technical_MW_Before Competition Groups_Adding reflective (White) roof treatment or a green roof
Commercial | Com ¦ Centrally controlled desktop PC/NETWORK PC POWER MANAGEMENT SOFTWARE | 2033 | Technical | MW | Before Competition Groups | 24.9435 | 0 | 0 | 3026.8403 | 0.0082408 | 27 | Commercial_2033_Technical_MW_Before Competition Groups_27 | Centrally controlled desktop PC/NETWORK PC POWER MANAGEMENT SOFTWARE | 0.8241% | 0 | 24.9435 | Commercial_2033_Technical_MW_Before Competition Groups_Centrally controlled desktop PC/NETWORK PC POWER MANAGEMENT SOFTWARE
Commercial | Com ¦ Door Gasket Freezer/Refrigerator | 2033 | Technical | MW | Before Competition Groups | 23.8787 | 0 | 0 | 3026.8403 | 0.007889 | 28 | Commercial_2033_Technical_MW_Before Competition Groups_28 | Door Gasket Freezer/Refrigerator | 0.7889% | 0 | 23.8787 | Commercial_2033_Technical_MW_Before Competition Groups_Door Gasket Freezer/Refrigerator
Commercial | Com ¦ Refrigerated Display Case LED | 2033 | Technical | MW | Before Competition Groups | 22.7476 | 0 | 0 | 3026.8403 | 0.0075153 | 29 | Commercial_2033_Technical_MW_Before Competition Groups_29 | Refrigerated Display Case LED | 0.7515% | 0 | 22.7476 | Commercial_2033_Technical_MW_Before Competition Groups_Refrigerated Display Case LED
Commercial | Com ¦ Refrigeration Optimization | 2033 | Technical | MW | Before Competition Groups | 22.4887 | 0 | 0 | 3026.8403 | 0.0074297 | 30 | Commercial_2033_Technical_MW_Before Competition Groups_30 | Refrigeration Optimization | 0.743% | 0 | 22.4887 | Commercial_2033_Technical_MW_Before Competition Groups_Refrigeration Optimization
Commercial | Com ¦ HOTEL OCCUPANCY CONTROLS (HVAC + LIGHTING) | 2033 | Technical | MW | Before Competition Groups | 19.6504 | 0 | 0 | 3026.8403 | 0.0064921 | 31 | Commercial_2033_Technical_MW_Before Competition Groups_31 | HOTEL OCCUPANCY CONTROLS (HVAC + LIGHTING) | 0.6492% | 0 | 19.6504 | Commercial_2033_Technical_MW_Before Competition Groups_HOTEL OCCUPANCY CONTROLS (HVAC + LIGHTING)
Commercial | Com ¦ Variable Frequency Drive (VFD) | 2033 | Technical | MW | Before Competition Groups | 19.3742 | 0 | 0 | 3026.8403 | 0.0064008 | 32 | Commercial_2033_Technical_MW_Before Competition Groups_32 | Variable Frequency Drive (VFD) | 0.6401% | 0 | 19.3742 | Commercial_2033_Technical_MW_Before Competition Groups_Variable Frequency Drive (VFD)
Commercial | Com ¦ Ground Source Heat Pump | 2033 | Technical | MW | Before Competition Groups | 18.8837 | 0 | 0 | 3026.8403 | 0.0062387 | 33 | Commercial_2033_Technical_MW_Before Competition Groups_33 | Ground Source Heat Pump | 0.6239% | 0 | 18.8837 | Commercial_2033_Technical_MW_Before Competition Groups_Ground Source Heat Pump
Commercial | Com ¦ VFD on Pumps | 2033 | Technical | MW | Before Competition Groups | 18.132 | 0 | 0 | 3026.8403 | 0.0059904 | 34 | Commercial_2033_Technical_MW_Before Competition Groups_34 | VFD on Pumps | 0.599% | 0 | 18.132 | Commercial_2033_Technical_MW_Before Competition Groups_VFD on Pumps
Commercial | Com ¦ ENERGY STAR LED LAMPS (General Service Lamps) | 2033 | Technical | MW | Before Competition Groups | 16.3857 | 0 | 0 | 3026.8403 | 0.0054135 | 35 | Commercial_2033_Technical_MW_Before Competition Groups_35 | ENERGY STAR LED LAMPS (General Service Lamps) | 0.5413% | 0 | 16.3857 | Commercial_2033_Technical_MW_Before Competition Groups_ENERGY STAR LED LAMPS (General Service Lamps)
Commercial | Com ¦ ENERGY STAR FREEZER | 2033 | Technical | MW | Before Competition Groups | 15.7081 | 0 | 0 | 3026.8403 | 0.0051896 | 36 | Commercial_2033_Technical_MW_Before Competition Groups_36 | ENERGY STAR FREEZER | 0.519% | 0 | 15.7081 | Commercial_2033_Technical_MW_Before Competition Groups_ENERGY STAR FREEZER
Commercial | Com ¦ Indoor Daylight Sensors/Photocell Dimming Control | 2033 | Technical | MW | Before Competition Groups | 14.9122 | 0 | 0 | 3026.8403 | 0.0049266 | 37 | Commercial_2033_Technical_MW_Before Competition Groups_37 | Indoor Daylight Sensors/Photocell Dimming Control | 0.4927% | 0 | 14.9122 | Commercial_2033_Technical_MW_Before Competition Groups_Indoor Daylight Sensors/Photocell Dimming Control
Commercial | Com ¦ Air Handler with Dedicated Outdoor Air Systems | 2033 | Technical | MW | Before Competition Groups | 14.7871 | 0 | 0 | 3026.8403 | 0.0048853 | 38 | Commercial_2033_Technical_MW_Before Competition Groups_38 | Air Handler with Dedicated Outdoor Air Systems | 0.4885% | 0 | 14.7871 | Commercial_2033_Technical_MW_Before Competition Groups_Air Handler with Dedicated Outdoor Air Systems
Commercial | Com ¦ ENERGY STAR ICE MACHINES - Ice Making Head | 2033 | Technical | MW | Before Competition Groups | 14.1132 | 0 | 0 | 3026.8403 | 0.0046627 | 39 | Commercial_2033_Technical_MW_Before Competition Groups_39 | ENERGY STAR ICE MACHINES - Ice Making Head | 0.4663% | 0 | 14.1132 | Commercial_2033_Technical_MW_Before Competition Groups_ENERGY STAR ICE MACHINES - Ice Making Head
Commercial | Com ¦ Demand Control Kitchen Ventilation | 2033 | Technical | MW | Before Competition Groups | 12.3437 | 0 | 0 | 3026.8403 | 0.0040781 | 40 | Commercial_2033_Technical_MW_Before Competition Groups_40 | Demand Control Kitchen Ventilation | 0.4078% | 0 | 12.3437 | Commercial_2033_Technical_MW_Before Competition Groups_Demand Control Kitchen Ventilation
Commercial | Com ¦ Occupancy Sensors | 2033 | Technical | MW | Before Competition Groups | 10.3925 | 0 | 0 | 3026.8403 | 0.0034334 | 41 | Commercial_2033_Technical_MW_Before Competition Groups_41 | Occupancy Sensors | 0.3433% | 0 | 10.3925 | Commercial_2033_Technical_MW_Before Competition Groups_Occupancy Sensors
Commercial | Com ¦ Water Source Heat Pump (4 ton) | 2033 | Technical | MW | Before Competition Groups | 10.0905 | 0 | 0 | 3026.8403 | 0.0033337 | 42 | Commercial_2033_Technical_MW_Before Competition Groups_42 | Water Source Heat Pump (4 ton) | 0.3334% | 0 | 10.0905 | Commercial_2033_Technical_MW_Before Competition Groups_Water Source Heat Pump (4 ton)
Commercial | Com ¦ ECM MOTORS FOR EVAPORATOR FANS for refrigeration (WALK-IN) | 2033 | Technical | MW | Before Competition Groups | 10.0785 | 0 | 0 | 3026.8403 | 0.0033297 | 43 | Commercial_2033_Technical_MW_Before Competition Groups_43 | ECM MOTORS FOR EVAPORATOR FANS for refrigeration (WALK-IN) | 0.333% | 0 | 10.0785 | Commercial_2033_Technical_MW_Before Competition Groups_ECM MOTORS FOR EVAPORATOR FANS for refrigeration (WALK-IN)
Commercial | Com ¦ High R-Value Glass Doors/no-heat glass door | 2033 | Technical | MW | Before Competition Groups | 9.5391 | 0 | 0 | 3026.8403 | 0.0031515 | 44 | Commercial_2033_Technical_MW_Before Competition Groups_44 | High R-Value Glass Doors/no-heat glass door | 0.3151% | 0 | 9.5391 | Commercial_2033_Technical_MW_Before Competition Groups_High R-Value Glass Doors/no-heat glass door
Commercial | Com ¦ Freezer Case Light Sensor | 2033 | Technical | MW | Before Competition Groups | 8.7201 | 0 | 0 | 3026.8403 | 0.0028809 | 45 | Commercial_2033_Technical_MW_Before Competition Groups_45 | Freezer Case Light Sensor | 0.2881% | 0 | 8.7201 | Commercial_2033_Technical_MW_Before Competition Groups_Freezer Case Light Sensor
Commercial | Com ¦ Evaporator Fan Controls | 2033 | Technical | MW | Before Competition Groups | 8.4955 | 0 | 0 | 3026.8403 | 0.0028067 | 46 | Commercial_2033_Technical_MW_Before Competition Groups_46 | Evaporator Fan Controls | 0.2807% | 0 | 8.4955 | Commercial_2033_Technical_MW_Before Competition Groups_Evaporator Fan Controls
Commercial | Com ¦ ENERGY STAR Refrigerator | 2033 | Technical | MW | Before Competition Groups | 7.5749 | 0 | 0 | 3026.8403 | 0.0025026 | 47 | Commercial_2033_Technical_MW_Before Competition Groups_47 | ENERGY STAR Refrigerator | 0.2503% | 0 | 7.5749 | Commercial_2033_Technical_MW_Before Competition Groups_ENERGY STAR Refrigerator
Commercial | Com ¦ Condensing Make Up Air Unit | 2033 | Technical | MW | Before Competition Groups | 7.3901 | 0 | 0 | 3026.8403 | 0.0024415 | 48 | Commercial_2033_Technical_MW_Before Competition Groups_48 | Condensing Make Up Air Unit | 0.2442% | 0 | 7.3901 | Commercial_2033_Technical_MW_Before Competition Groups_Condensing Make Up Air Unit
Commercial | Com ¦ ENERGY STAR Griddle (74% eff) | 2033 | Technical | MW | Before Competition Groups | 7.1394 | 0 | 0 | 3026.8403 | 0.0023587 | 49 | Commercial_2033_Technical_MW_Before Competition Groups_49 | ENERGY STAR Griddle (74% eff) | 0.2359% | 0 | 7.1394 | Commercial_2033_Technical_MW_Before Competition Groups_ENERGY STAR Griddle (74% eff)
Commercial | Com ¦ Super-High Efficiency Furnaces (Emerging Tech) | 2033 | Technical | MW | Before Competition Groups | 7.0564 | 0 | 0 | 3026.8403 | 0.0023313 | 50 | Commercial_2033_Technical_MW_Before Competition Groups_50 | Super-High Efficiency Furnaces (Emerging Tech) | 0.2331% | 0 | 7.0564 | Commercial_2033_Technical_MW_Before Competition Groups_Super-High Efficiency Furnaces (Emerging Tech)
Commercial | Com ¦ LED EXTERIOR AREA LIGHTS - LED fixture (200W) | 2033 | Technical | MW | Before Competition Groups | 6.9287 | 0 | 0 | 3026.8403 | 0.0022891 | 51 | Commercial_2033_Technical_MW_Before Competition Groups_51 | LED EXTERIOR AREA LIGHTS - LED fixture (200W) | 0.2289% | 0 | 6.9287 | Commercial_2033_Technical_MW_Before Competition Groups_LED EXTERIOR AREA LIGHTS - LED fixture (200W)
Commercial | Com ¦ LED parking lot fixture | 2033 | Technical | MW | Before Competition Groups | 6.6117 | 0 | 0 | 3026.8403 | 0.0021844 | 52 | Commercial_2033_Technical_MW_Before Competition Groups_52 | LED parking lot fixture | 0.2184% | 0 | 6.6117 | Commercial_2033_Technical_MW_Before Competition Groups_LED parking lot fixture
Commercial | Com ¦ Refrigeration Commissioning | 2033 | Technical | MW | Before Competition Groups | 5.9171 | 0 | 0 | 3026.8403 | 0.0019549 | 53 | Commercial_2033_Technical_MW_Before Competition Groups_53 | Refrigeration Commissioning | 0.1955% | 0 | 5.9171 | Commercial_2033_Technical_MW_Before Competition Groups_Refrigeration Commissioning
Commercial | Com ¦ Elec Storage WH 2.30 Et | 2033 | Technical | MW | Before Competition Groups | 5.436 | 0 | 0 | 3026.8403 | 0.0017959 | 54 | Commercial_2033_Technical_MW_Before Competition Groups_54 | Elec Storage WH 2.30 Et | 0.1796% | 0 | 5.436 | Commercial_2033_Technical_MW_Before Competition Groups_Elec Storage WH 2.30 Et
Commercial | Com ¦ Duct Insulation, R8 | 2033 | Technical | MW | Before Competition Groups | 5.11 | 0 | 0 | 3026.8403 | 0.0016882 | 55 | Commercial_2033_Technical_MW_Before Competition Groups_55 | Duct Insulation, R8 | 0.1688% | 0 | 5.11 | Commercial_2033_Technical_MW_Before Competition Groups_Duct Insulation, R8
Commercial | Com ¦ BEVERAGE VENDING MACHINE CONTROLS | 2033 | Technical | MW | Before Competition Groups | 4.9647 | 0 | 0 | 3026.8403 | 0.0016402 | 56 | Commercial_2033_Technical_MW_Before Competition Groups_56 | BEVERAGE VENDING MACHINE CONTROLS | 0.164% | 0 | 4.9647 | Commercial_2033_Technical_MW_Before Competition Groups_BEVERAGE VENDING MACHINE CONTROLS
Commercial | Com ¦ LED street light fixture | 2033 | Technical | MW | Before Competition Groups | 4.2136 | 0 | 0 | 3026.8403 | 0.0013921 | 57 | Commercial_2033_Technical_MW_Before Competition Groups_57 | LED street light fixture | 0.1392% | 0 | 4.2136 | Commercial_2033_Technical_MW_Before Competition Groups_LED street light fixture
Commercial | Com ¦ Roof Insulation/Ceiling Insulation (R25 Code to R35) | 2033 | Technical | MW | Before Competition Groups | 4.0974 | 0 | 0 | 3026.8403 | 0.0013537 | 58 | Commercial_2033_Technical_MW_Before Competition Groups_58 | Roof Insulation/Ceiling Insulation (R25 Code to R35) | 0.1354% | 0 | 4.0974 | Commercial_2033_Technical_MW_Before Competition Groups_Roof Insulation/Ceiling Insulation (R25 Code to R35)
Commercial | Com ¦ CO Sensors for parking garage exhaust fans | 2033 | Technical | MW | Before Competition Groups | 3.3327 | 0 | 0 | 3026.8403 | 0.001101 | 59 | Commercial_2033_Technical_MW_Before Competition Groups_59 | CO Sensors for parking garage exhaust fans | 0.1101% | 0 | 3.3327 | Commercial_2033_Technical_MW_Before Competition Groups_CO Sensors for parking garage exhaust fans
Commercial | Com ¦ Anti-sweat heat (ASH) controls - Cooler/Freezer | 2033 | Technical | MW | Before Competition Groups | 3.3321 | 0 | 0 | 3026.8403 | 0.0011009 | 60 | Commercial_2033_Technical_MW_Before Competition Groups_60 | Anti-sweat heat (ASH) controls - Cooler/Freezer | 0.1101% | 0 | 3.3321 | Commercial_2033_Technical_MW_Before Competition Groups_Anti-sweat heat (ASH) controls - Cooler/Freezer
Commercial | Com ¦ Temperature Adjustment in Commercial Freezers | 2033 | Technical | MW | Before Competition Groups | 3.1059 | 0 | 0 | 3026.8403 | 0.0010261 | 61 | Commercial_2033_Technical_MW_Before Competition Groups_61 | Temperature Adjustment in Commercial Freezers | 0.1026% | 0 | 3.1059 | Commercial_2033_Technical_MW_Before Competition Groups_Temperature Adjustment in Commercial Freezers
Commercial | Com ¦ Vertical Night Covers | 2033 | Technical | MW | Before Competition Groups | 2.5685 | 0 | 0 | 3026.8403 | 0.00084857 | 62 | Commercial_2033_Technical_MW_Before Competition Groups_62 | Vertical Night Covers | 0.08486% | 0 | 2.5685 | Commercial_2033_Technical_MW_Before Competition Groups_Vertical Night Covers
Commercial | Com ¦ Energy Efficient Laboratory Fume Hood | 2033 | Technical | MW | Before Competition Groups | 2.5113 | 0 | 0 | 3026.8403 | 0.00082966 | 63 | Commercial_2033_Technical_MW_Before Competition Groups_63 | Energy Efficient Laboratory Fume Hood | 0.08297% | 0 | 2.5113 | Commercial_2033_Technical_MW_Before Competition Groups_Energy Efficient Laboratory Fume Hood
Commercial | Com ¦ ENERGY STAR Fryer (84% eff) | 2033 | Technical | MW | Before Competition Groups | 2.0735 | 0 | 0 | 3026.8403 | 0.00068503 | 64 | Commercial_2033_Technical_MW_Before Competition Groups_64 | ENERGY STAR Fryer (84% eff) | 0.0685% | 0 | 2.0735 | Commercial_2033_Technical_MW_Before Competition Groups_ENERGY STAR Fryer (84% eff)
Commercial | Com ¦ Water Heating (DHW) Pipe Insulation (Add 3/4\ Foam)" | 2033 | Technical | MW | Before Competition Groups | 1.9601 | 0 | 0 | 3026.8403 | 0.00064756 | 65 | Commercial_2033_Technical_MW_Before Competition Groups_65 | Water Heating (DHW) Pipe Insulation (Add 3/4\ Foam)" | 0.06476% | 0 | 1.9601 | Commercial_2033_Technical_MW_Before Competition Groups_Water Heating (DHW) Pipe Insulation (Add 3/4\ Foam)"
Commercial | Com ¦ Outside Air Economizer | 2033 | Technical | MW | Before Competition Groups | 1.9448 | 0 | 0 | 3026.8403 | 0.00064251 | 66 | Commercial_2033_Technical_MW_Before Competition Groups_66 | Outside Air Economizer | 0.06425% | 0 | 1.9448 | Commercial_2033_Technical_MW_Before Competition Groups_Outside Air Economizer
Commercial | Com ¦ Room AC (w/ louvered sides) 14 SEER from 12 SEER code | 2033 | Technical | MW | Before Competition Groups | 1.7302 | 0 | 0 | 3026.8403 | 0.00057163 | 67 | Commercial_2033_Technical_MW_Before Competition Groups_67 | Room AC (w/ louvered sides) 14 SEER from 12 SEER code | 0.05716% | 0 | 1.7302 | Commercial_2033_Technical_MW_Before Competition Groups_Room AC (w/ louvered sides) 14 SEER from 12 SEER code
Commercial | Com ¦ High Efficiency Small Instantaneous Water Heater | 2033 | Technical | MW | Before Competition Groups | 1.531 | 0 | 0 | 3026.8403 | 0.0005058 | 68 | Commercial_2033_Technical_MW_Before Competition Groups_68 | High Efficiency Small Instantaneous Water Heater | 0.05058% | 0 | 1.531 | Commercial_2033_Technical_MW_Before Competition Groups_High Efficiency Small Instantaneous Water Heater
Commercial | Com ¦ ENERGY STAR Dishwasher | 2033 | Technical | MW | Before Competition Groups | 1.4894 | 0 | 0 | 3026.8403 | 0.00049206 | 69 | Commercial_2033_Technical_MW_Before Competition Groups_69 | ENERGY STAR Dishwasher | 0.04921% | 0 | 1.4894 | Commercial_2033_Technical_MW_Before Competition Groups_ENERGY STAR Dishwasher
Commercial | Com ¦ LED RECESSED DOWNLIGHTS | 2033 | Technical | MW | Before Competition Groups | 1.4037 | 0 | 0 | 3026.8403 | 0.00046375 | 70 | Commercial_2033_Technical_MW_Before Competition Groups_70 | LED RECESSED DOWNLIGHTS | 0.04637% | 0 | 1.4037 | Commercial_2033_Technical_MW_Before Competition Groups_LED RECESSED DOWNLIGHTS
Commercial | Com ¦ ENERGY STAR Steam Cookers | 2033 | Technical | MW | Before Competition Groups | 1.3584 | 0 | 0 | 3026.8403 | 0.00044878 | 71 | Commercial_2033_Technical_MW_Before Competition Groups_71 | ENERGY STAR Steam Cookers | 0.04488% | 0 | 1.3584 | Commercial_2033_Technical_MW_Before Competition Groups_ENERGY STAR Steam Cookers
Commercial | Com ¦ Suction Pipe Insulation Freezer/Refrigerator | 2033 | Technical | MW | Before Competition Groups | 1.3349 | 0 | 0 | 3026.8403 | 0.00044102 | 72 | Commercial_2033_Technical_MW_Before Competition Groups_72 | Suction Pipe Insulation Freezer/Refrigerator | 0.0441% | 0 | 1.3349 | Commercial_2033_Technical_MW_Before Competition Groups_Suction Pipe Insulation Freezer/Refrigerator
Commercial | Com ¦ Evaporator Coil Defrost (Cooler) | 2033 | Technical | MW | Before Competition Groups | 1.1357 | 0 | 0 | 3026.8403 | 0.00037522 | 73 | Commercial_2033_Technical_MW_Before Competition Groups_73 | Evaporator Coil Defrost (Cooler) | 0.03752% | 0 | 1.1357 | Commercial_2033_Technical_MW_Before Competition Groups_Evaporator Coil Defrost (Cooler)
Commercial | Com ¦ Ozone Laundry Treatment | 2033 | Technical | MW | Before Competition Groups | 0.79029 | 0 | 0 | 3026.8403 | 0.00026109 | 74 | Commercial_2033_Technical_MW_Before Competition Groups_74 | Ozone Laundry Treatment | 0.02611% | 0 | 0.79029 | Commercial_2033_Technical_MW_Before Competition Groups_Ozone Laundry Treatment
Commercial | Com ¦ Thermostat Setback | 2033 | Technical | MW | Before Competition Groups | 0.7775 | 0 | 0 | 3026.8403 | 0.00025687 | 75 | Commercial_2033_Technical_MW_Before Competition Groups_75 | Thermostat Setback | 0.02569% | 0 | 0.7775 | Commercial_2033_Technical_MW_Before Competition Groups_Thermostat Setback
Commercial | Com ¦ SYNCHRONOUS BELT | 2033 | Technical | MW | Before Competition Groups | 0.72678 | 0 | 0 | 3026.8403 | 0.00024011 | 76 | Commercial_2033_Technical_MW_Before Competition Groups_76 | SYNCHRONOUS BELT | 0.02401% | 0 | 0.72678 | Commercial_2033_Technical_MW_Before Competition Groups_SYNCHRONOUS BELT
Commercial | Com ¦ PTAC (12 EER/10,000 BTU) | 2033 | Technical | MW | Before Competition Groups | 0.64644 | 0 | 0 | 3026.8403 | 0.00021357 | 77 | Commercial_2033_Technical_MW_Before Competition Groups_77 | PTAC (12 EER/10,000 BTU) | 0.02136% | 0 | 0.64644 | Commercial_2033_Technical_MW_Before Competition Groups_PTAC (12 EER/10,000 BTU)
Commercial | Com ¦ Wall Insulation | 2033 | Technical | MW | Before Competition Groups | 0.61486 | 0 | 0 | 3026.8403 | 0.00020314 | 78 | Commercial_2033_Technical_MW_Before Competition Groups_78 | Wall Insulation | 0.02031% | 0 | 0.61486 | Commercial_2033_Technical_MW_Before Competition Groups_Wall Insulation
Commercial | Com ¦ Solar Preheat Make up Air | 2033 | Technical | MW | Before Competition Groups | 0.60719 | 0 | 0 | 3026.8403 | 0.0002006 | 79 | Commercial_2033_Technical_MW_Before Competition Groups_79 | Solar Preheat Make up Air | 0.02006% | 0 | 0.60719 | Commercial_2033_Technical_MW_Before Competition Groups_Solar Preheat Make up Air
Commercial | Com ¦ Efficient compressor motor | 2033 | Technical | MW | Before Competition Groups | 0.46215 | 0 | 0 | 3026.8403 | 0.00015268 | 80 | Commercial_2033_Technical_MW_Before Competition Groups_80 | Efficient compressor motor | 0.01527% | 0 | 0.46215 | Commercial_2033_Technical_MW_Before Competition Groups_Efficient compressor motor
Commercial | Com ¦ Solar Water Preheat (Pools/DHW) | 2033 | Technical | MW | Before Competition Groups | 0.42799 | 0 | 0 | 3026.8403 | 0.0001414 | 81 | Commercial_2033_Technical_MW_Before Competition Groups_81 | Solar Water Preheat (Pools/DHW) | 0.01414% | 0 | 0.42799 | Commercial_2033_Technical_MW_Before Competition Groups_Solar Water Preheat (Pools/DHW)
Commercial | Com ¦ High Efficiency Chiller (avg of water and air cooled) | 2033 | Technical | MW | Before Competition Groups | 0.42469 | 0 | 0 | 3026.8403 | 0.00014031 | 82 | Commercial_2033_Technical_MW_Before Competition Groups_82 | High Efficiency Chiller (avg of water and air cooled) | 0.01403% | 0 | 0.42469 | Commercial_2033_Technical_MW_Before Competition Groups_High Efficiency Chiller (avg of water and air cooled)
Commercial | COM ¦ Ductless Mini-Split Heat Pumps | 2033 | Technical | MW | Before Competition Groups | 0.41267 | 0 | 0 | 3026.8403 | 0.00013634 | 83 | Commercial_2033_Technical_MW_Before Competition Groups_83 | Ductless Mini-Split Heat Pumps | 0.01363% | 0 | 0.41267 | Commercial_2033_Technical_MW_Before Competition Groups_Ductless Mini-Split Heat Pumps
Commercial | Com ¦ Heat Pump Water Heater (50 Gallons) | 2033 | Technical | MW | Before Competition Groups | 0.38686 | 0 | 0 | 3026.8403 | 0.00012781 | 84 | Commercial_2033_Technical_MW_Before Competition Groups_84 | Heat Pump Water Heater (50 Gallons) | 0.01278% | 0 | 0.38686 | Commercial_2033_Technical_MW_Before Competition Groups_Heat Pump Water Heater (50 Gallons)
Commercial | Com ¦ Notched V belts for HVAC Systems | 2033 | Technical | MW | Before Competition Groups | 0.36339 | 0 | 0 | 3026.8403 | 0.00012006 | 85 | Commercial_2033_Technical_MW_Before Competition Groups_85 | Notched V belts for HVAC Systems | 0.01201% | 0 | 0.36339 | Commercial_2033_Technical_MW_Before Competition Groups_Notched V belts for HVAC Systems
Commercial | Com ¦ ECM MOTORS FOR HVAC APPLICATION (FAN-POWERED VAV BOX) | 2033 | Technical | MW | Before Competition Groups | 0.32185 | 0 | 0 | 3026.8403 | 0.00010633 | 86 | Commercial_2033_Technical_MW_Before Competition Groups_86 | ECM MOTORS FOR HVAC APPLICATION (FAN-POWERED VAV BOX) | 0.01063% | 0 | 0.32185 | Commercial_2033_Technical_MW_Before Competition Groups_ECM MOTORS FOR HVAC APPLICATION (FAN-POWERED VAV BOX)
Commercial | Com ¦ Commercial Hot Food Holding Cabinets | 2033 | Technical | MW | Before Competition Groups | 0.31149 | 0 | 0 | 3026.8403 | 0.00010291 | 87 | Commercial_2033_Technical_MW_Before Competition Groups_87 | Commercial Hot Food Holding Cabinets | 0.01029% | 0 | 0.31149 | Commercial_2033_Technical_MW_Before Competition Groups_Commercial Hot Food Holding Cabinets
Commercial | Com ¦ HVAC Optimization | 2033 | Technical | MW | Before Competition Groups | 0.24524 | 0 | 0 | 3026.8403 | 8.1022e-05 | 88 | Commercial_2033_Technical_MW_Before Competition Groups_88 | HVAC Optimization | 0.008102% | 0 | 0.24524 | Commercial_2033_Technical_MW_Before Competition Groups_HVAC Optimization
Commercial | Com ¦ Auto Off Time Switch or Time Clock control | 2033 | Technical | MW | Before Competition Groups | 0.19554 | 0 | 0 | 3026.8403 | 6.4602e-05 | 89 | Commercial_2033_Technical_MW_Before Competition Groups_89 | Auto Off Time Switch or Time Clock control | 0.00646% | 0 | 0.19554 | Commercial_2033_Technical_MW_Before Competition Groups_Auto Off Time Switch or Time Clock control
Commercial | Com ¦ CEE Tier 2/Energy Star Clothes Washers | 2033 | Technical | MW | Before Competition Groups | 0.18669 | 0 | 0 | 3026.8403 | 6.1677e-05 | 90 | Commercial_2033_Technical_MW_Before Competition Groups_90 | CEE Tier 2/Energy Star Clothes Washers | 0.006168% | 0 | 0.18669 | Commercial_2033_Technical_MW_Before Competition Groups_CEE Tier 2/Energy Star Clothes Washers
Commercial | Com ¦ Solar Electric Water Heater (50 Gallon) | 2033 | Technical | MW | Before Competition Groups | 0.15949 | 0 | 0 | 3026.8403 | 5.2693e-05 | 91 | Commercial_2033_Technical_MW_Before Competition Groups_91 | Solar Electric Water Heater (50 Gallon) | 0.005269% | 0 | 0.15949 | Commercial_2033_Technical_MW_Before Competition Groups_Solar Electric Water Heater (50 Gallon)
Commercial | Com ¦ Demand controlled Circulating Systems | 2033 | Technical | MW | Before Competition Groups | 0.12576 | 0 | 0 | 3026.8403 | 4.1547e-05 | 92 | Commercial_2033_Technical_MW_Before Competition Groups_92 | Demand controlled Circulating Systems | 0.004155% | 0 | 0.12576 | Commercial_2033_Technical_MW_Before Competition Groups_Demand controlled Circulating Systems
Commercial | Com ¦ Low Flow Pre-Rinse Spray Nozzle | 2033 | Technical | MW | Before Competition Groups | 0.11114 | 0 | 0 | 3026.8403 | 3.6718e-05 | 93 | Commercial_2033_Technical_MW_Before Competition Groups_93 | Low Flow Pre-Rinse Spray Nozzle | 0.003672% | 0 | 0.11114 | Commercial_2033_Technical_MW_Before Competition Groups_Low Flow Pre-Rinse Spray Nozzle
Commercial | Com ¦ Condensing Unit Heaters or other Efficient Unit Heating System | 2033 | Technical | MW | Before Competition Groups | 0.043797 | 0 | 0 | 3026.8403 | 1.447e-05 | 94 | Commercial_2033_Technical_MW_Before Competition Groups_94 | Condensing Unit Heaters or other Efficient Unit Heating System | 0.001447% | 0 | 0.043797 | Commercial_2033_Technical_MW_Before Competition Groups_Condensing Unit Heaters or other Efficient Unit Heating System
Commercial | Com ¦ VSD Air Compressor | 2033 | Technical | MW | Before Competition Groups | 0.034134 | 0 | 0 | 3026.8403 | 1.1277e-05 | 95 | Commercial_2033_Technical_MW_Before Competition Groups_95 | VSD Air Compressor | 0.001128% | 0 | 0.034134 | Commercial_2033_Technical_MW_Before Competition Groups_VSD Air Compressor
Commercial | Com ¦ eCube | 2033 | Technical | MW | Before Competition Groups | 0.032896 | 0 | 0 | 3026.8403 | 1.0868e-05 | 96 | Commercial_2033_Technical_MW_Before Competition Groups_96 | eCube | 0.001087% | 0 | 0.032896 | Commercial_2033_Technical_MW_Before Competition Groups_eCube
Commercial | Com ¦ EC Plug Fan for Data Center (under cabinet) | 2033 | Technical | MW | Before Competition Groups | 0.024749 | 0 | 0 | 3026.8403 | 8.1767e-06 | 97 | Commercial_2033_Technical_MW_Before Competition Groups_97 | EC Plug Fan for Data Center (under cabinet) | 0.0008177% | 0 | 0.024749 | Commercial_2033_Technical_MW_Before Competition Groups_EC Plug Fan for Data Center (under cabinet)
Commercial | Com ¦ Exterior Photocell | 2033 | Technical | MW | Before Competition Groups | 0.014247 | 0 | 0 | 3026.8403 | 4.707e-06 | 98 | Commercial_2033_Technical_MW_Before Competition Groups_98 | Exterior Photocell | 0.0004707% | 0 | 0.014247 | Commercial_2033_Technical_MW_Before Competition Groups_Exterior Photocell
Commercial | Com ¦ Air Curtains | 2033 | Technical | MW | Before Competition Groups | 0.0074195 | 0 | 0 | 3026.8403 | 2.4512e-06 | 99 | Commercial_2033_Technical_MW_Before Competition Groups_99 | Air Curtains | 0.0002451% | 0 | 0.0074195 | Commercial_2033_Technical_MW_Before Competition Groups_Air Curtains
Commercial | Com ¦ High Efficiency Induction Cooking | 2033 | Technical | MW | Before Competition Groups | 0.0014201 | 0 | 0 | 3026.8403 | 4.6916e-07 | 100 | Commercial_2033_Technical_MW_Before Competition Groups_100 | High Efficiency Induction Cooking | 4.692e-05% | 0 | 0.0014201 | Commercial_2033_Technical_MW_Before Competition Groups_High Efficiency Induction Cooking
Commercial | Com ¦ Electric Convection Combination Ovens | 2033 | Technical | MW | Before Competition Groups | 0.00042802 | 0 | 0 | 3026.8403 | 1.4141e-07 | 101 | Commercial_2033_Technical_MW_Before Competition Groups_101 | Electric Convection Combination Ovens | 1.414e-05% | 0 | 0.00042802 | Commercial_2033_Technical_MW_Before Competition Groups_Electric Convection Combination Ovens
Commercial | Com ¦ Building Recommissioning, Operations and Maintenance (O&M) Improvements | 2034 | Economic | MW | Before Competition Groups | 228.4145 | 0 | 0 | 2029.2502 | 0.11256 | 1 | Commercial_2034_Economic_MW_Before Competition Groups_1 | Building Recommissioning, Operations and Maintenance (O&M) Improvements | 11.26% | 0 | 228.4145 | Commercial_2034_Economic_MW_Before Competition Groups_Building Recommissioning, Operations and Maintenance (O&M) Improvements
Commercial | Com ¦ Education and Capacity Building/Energy Behavior | 2034 | Economic | MW | Before Competition Groups | 205.5966 | 0 | 0 | 2029.2502 | 0.10132 | 2 | Commercial_2034_Economic_MW_Before Competition Groups_2 | Education and Capacity Building/Energy Behavior | 10.13% | 0 | 205.5966 | Commercial_2034_Economic_MW_Before Competition Groups_Education and Capacity Building/Energy Behavior
Commercial | Com ¦ High Efficiency Air Source Heat Pump | 2034 | Economic | MW | Before Competition Groups | 195.3446 | 0 | 0 | 2029.2502 | 0.096264 | 3 | Commercial_2034_Economic_MW_Before Competition Groups_3 | High Efficiency Air Source Heat Pump | 9.626% | 0 | 195.3446 | Commercial_2034_Economic_MW_Before Competition Groups_High Efficiency Air Source Heat Pump
Commercial | Com ¦ LED Low/High Bay | 2034 | Economic | MW | Before Competition Groups | 164.2217 | 0 | 0 | 2029.2502 | 0.080927 | 4 | Commercial_2034_Economic_MW_Before Competition Groups_4 | LED Low/High Bay | 8.093% | 0 | 164.2217 | Commercial_2034_Economic_MW_Before Competition Groups_LED Low/High Bay
Commercial | Com ¦ Unitary Air-Conditioning Unit | 2034 | Economic | MW | Before Competition Groups | 129.3698 | 0 | 0 | 2029.2502 | 0.063752 | 5 | Commercial_2034_Economic_MW_Before Competition Groups_5 | Unitary Air-Conditioning Unit | 6.375% | 0 | 129.3698 | Commercial_2034_Economic_MW_Before Competition Groups_Unitary Air-Conditioning Unit
Commercial | Com ¦ ENERGY STAR LED LAMPS (REFLECTOR LAMPs/MR16/PAR 16) | 2034 | Economic | MW | Before Competition Groups | 123.8262 | 0 | 0 | 2029.2502 | 0.061021 | 6 | Commercial_2034_Economic_MW_Before Competition Groups_6 | ENERGY STAR LED LAMPS (REFLECTOR LAMPs/MR16/PAR 16) | 6.102% | 0 | 123.8262 | Commercial_2034_Economic_MW_Before Competition Groups_ENERGY STAR LED LAMPS (REFLECTOR LAMPs/MR16/PAR 16)
Commercial | Com ¦ LED Troffer/Surface/Suspended | 2034 | Economic | MW | Before Competition Groups | 122.3058 | 0 | 0 | 2029.2502 | 0.060271 | 7 | Commercial_2034_Economic_MW_Before Competition Groups_7 | LED Troffer/Surface/Suspended | 6.027% | 0 | 122.3058 | Commercial_2034_Economic_MW_Before Competition Groups_LED Troffer/Surface/Suspended
Commercial | Com ¦ Advanced BAS/Controllers | 2034 | Economic | MW | Before Competition Groups | 97.1698 | 0 | 0 | 2029.2502 | 0.047885 | 8 | Commercial_2034_Economic_MW_Before Competition Groups_8 | Advanced BAS/Controllers | 4.788% | 0 | 97.1698 | Commercial_2034_Economic_MW_Before Competition Groups_Advanced BAS/Controllers
Commercial | Com ¦ LED Replacement Lamp (Tube) | 2034 | Economic | MW | Before Competition Groups | 95.2054 | 0 | 0 | 2029.2502 | 0.046917 | 9 | Commercial_2034_Economic_MW_Before Competition Groups_9 | LED Replacement Lamp (Tube) | 4.692% | 0 | 95.2054 | Commercial_2034_Economic_MW_Before Competition Groups_LED Replacement Lamp (Tube)
Commercial | Com ¦ LLLC - High Impact Application | 2034 | Economic | MW | Before Competition Groups | 60.1849 | 0 | 0 | 2029.2502 | 0.029659 | 10 | Commercial_2034_Economic_MW_Before Competition Groups_10 | LLLC - High Impact Application | 2.966% | 0 | 60.1849 | Commercial_2034_Economic_MW_Before Competition Groups_LLLC - High Impact Application
Commercial | Com ¦ Adaptive Thermostats | 2034 | Economic | MW | Before Competition Groups | 43.4004 | 0 | 0 | 2029.2502 | 0.021387 | 11 | Commercial_2034_Economic_MW_Before Competition Groups_11 | Adaptive Thermostats | 2.139% | 0 | 43.4004 | Commercial_2034_Economic_MW_Before Competition Groups_Adaptive Thermostats
Commercial | Com ¦ Refrigerated Display Case Doors | 2034 | Economic | MW | Before Competition Groups | 43.1556 | 0 | 0 | 2029.2502 | 0.021267 | 12 | Commercial_2034_Economic_MW_Before Competition Groups_12 | Refrigerated Display Case Doors | 2.127% | 0 | 43.1556 | Commercial_2034_Economic_MW_Before Competition Groups_Refrigerated Display Case Doors
Commercial | Com ¦ LLLC - Low Impact Application | 2034 | Economic | MW | Before Competition Groups | 39.5091 | 0 | 0 | 2029.2502 | 0.01947 | 13 | Commercial_2034_Economic_MW_Before Competition Groups_13 | LLLC - Low Impact Application | 1.947% | 0 | 39.5091 | Commercial_2034_Economic_MW_Before Competition Groups_LLLC - Low Impact Application
Commercial | Com ¦ Data Center Storage/Server Virtualization | 2034 | Economic | MW | Before Competition Groups | 37.4333 | 0 | 0 | 2029.2502 | 0.018447 | 14 | Commercial_2034_Economic_MW_Before Competition Groups_14 | Data Center Storage/Server Virtualization | 1.845% | 0 | 37.4333 | Commercial_2034_Economic_MW_Before Competition Groups_Data Center Storage/Server Virtualization
Commercial | Com ¦ Reach-in Shaded Pole to ECM/PSC Evaporator Fan Motor | 2034 | Economic | MW | Before Competition Groups | 37.2156 | 0 | 0 | 2029.2502 | 0.01834 | 15 | Commercial_2034_Economic_MW_Before Competition Groups_15 | Reach-in Shaded Pole to ECM/PSC Evaporator Fan Motor | 1.834% | 0 | 37.2156 | Commercial_2034_Economic_MW_Before Competition Groups_Reach-in Shaded Pole to ECM/PSC Evaporator Fan Motor
Commercial | Com ¦ Demand Control Ventilation | 2034 | Economic | MW | Before Competition Groups | 35.5414 | 0 | 0 | 2029.2502 | 0.017515 | 16 | Commercial_2034_Economic_MW_Before Competition Groups_16 | Demand Control Ventilation | 1.751% | 0 | 35.5414 | Commercial_2034_Economic_MW_Before Competition Groups_Demand Control Ventilation
Commercial | Com ¦ Strip Curtains | 2034 | Economic | MW | Before Competition Groups | 32.2004 | 0 | 0 | 2029.2502 | 0.015868 | 17 | Commercial_2034_Economic_MW_Before Competition Groups_17 | Strip Curtains | 1.587% | 0 | 32.2004 | Commercial_2034_Economic_MW_Before Competition Groups_Strip Curtains
Commercial | Com ¦ Chilled Water Optimization | 2034 | Economic | MW | Before Competition Groups | 32.0664 | 0 | 0 | 2029.2502 | 0.015802 | 18 | Commercial_2034_Economic_MW_Before Competition Groups_18 | Chilled Water Optimization | 1.58% | 0 | 32.0664 | Commercial_2034_Economic_MW_Before Competition Groups_Chilled Water Optimization
Commercial | Com ¦ LED or Equivalent Sign Lighting | 2034 | Economic | MW | Before Competition Groups | 27.8918 | 0 | 0 | 2029.2502 | 0.013745 | 19 | Commercial_2034_Economic_MW_Before Competition Groups_19 | LED or Equivalent Sign Lighting | 1.374% | 0 | 27.8918 | Commercial_2034_Economic_MW_Before Competition Groups_LED or Equivalent Sign Lighting
Commercial | Com ¦ Furnace Tune-Up | 2034 | Economic | MW | Before Competition Groups | 27.2763 | 0 | 0 | 2029.2502 | 0.013442 | 20 | Commercial_2034_Economic_MW_Before Competition Groups_20 | Furnace Tune-Up | 1.344% | 0 | 27.2763 | Commercial_2034_Economic_MW_Before Competition Groups_Furnace Tune-Up
Commercial | Com ¦ Centrally controlled desktop PC/NETWORK PC POWER MANAGEMENT SOFTWARE | 2034 | Economic | MW | Before Competition Groups | 25.1453 | 0 | 0 | 2029.2502 | 0.012391 | 21 | Commercial_2034_Economic_MW_Before Competition Groups_21 | Centrally controlled desktop PC/NETWORK PC POWER MANAGEMENT SOFTWARE | 1.239% | 0 | 25.1453 | Commercial_2034_Economic_MW_Before Competition Groups_Centrally controlled desktop PC/NETWORK PC POWER MANAGEMENT SOFTWARE
Commercial | Com ¦ Variable Frequency Drive (VFD) | 2034 | Economic | MW | Before Competition Groups | 18.9848 | 0 | 0 | 2029.2502 | 0.0093556 | 22 | Commercial_2034_Economic_MW_Before Competition Groups_22 | Variable Frequency Drive (VFD) | 0.9356% | 0 | 18.9848 | Commercial_2034_Economic_MW_Before Competition Groups_Variable Frequency Drive (VFD)
Commercial | Com ¦ VFD on Pumps | 2034 | Economic | MW | Before Competition Groups | 17.7675 | 0 | 0 | 2029.2502 | 0.0087557 | 23 | Commercial_2034_Economic_MW_Before Competition Groups_23 | VFD on Pumps | 0.8756% | 0 | 17.7675 | Commercial_2034_Economic_MW_Before Competition Groups_VFD on Pumps
Commercial | Com ¦ Refrigerated Display Case LED | 2034 | Economic | MW | Before Competition Groups | 17.6507 | 0 | 0 | 2029.2502 | 0.0086981 | 24 | Commercial_2034_Economic_MW_Before Competition Groups_24 | Refrigerated Display Case LED | 0.8698% | 0 | 17.6507 | Commercial_2034_Economic_MW_Before Competition Groups_Refrigerated Display Case LED
Commercial | Com ¦ ENERGY STAR LED LAMPS (General Service Lamps) | 2034 | Economic | MW | Before Competition Groups | 16.403 | 0 | 0 | 2029.2502 | 0.0080833 | 25 | Commercial_2034_Economic_MW_Before Competition Groups_25 | ENERGY STAR LED LAMPS (General Service Lamps) | 0.8083% | 0 | 16.403 | Commercial_2034_Economic_MW_Before Competition Groups_ENERGY STAR LED LAMPS (General Service Lamps)
Commercial | Com ¦ Air Handler with Dedicated Outdoor Air Systems | 2034 | Economic | MW | Before Competition Groups | 14.4899 | 0 | 0 | 2029.2502 | 0.0071405 | 26 | Commercial_2034_Economic_MW_Before Competition Groups_26 | Air Handler with Dedicated Outdoor Air Systems | 0.7141% | 0 | 14.4899 | Commercial_2034_Economic_MW_Before Competition Groups_Air Handler with Dedicated Outdoor Air Systems
Commercial | Com ¦ Demand Control Kitchen Ventilation | 2034 | Economic | MW | Before Competition Groups | 11.7227 | 0 | 0 | 2029.2502 | 0.0057769 | 27 | Commercial_2034_Economic_MW_Before Competition Groups_27 | Demand Control Kitchen Ventilation | 0.5777% | 0 | 11.7227 | Commercial_2034_Economic_MW_Before Competition Groups_Demand Control Kitchen Ventilation
Commercial | Com ¦ Water Source Heat Pump (4 ton) | 2034 | Economic | MW | Before Competition Groups | 10.5464 | 0 | 0 | 2029.2502 | 0.0051972 | 28 | Commercial_2034_Economic_MW_Before Competition Groups_28 | Water Source Heat Pump (4 ton) | 0.5197% | 0 | 10.5464 | Commercial_2034_Economic_MW_Before Competition Groups_Water Source Heat Pump (4 ton)
Commercial | Com ¦ Occupancy Sensors | 2034 | Economic | MW | Before Competition Groups | 10.4768 | 0 | 0 | 2029.2502 | 0.0051629 | 29 | Commercial_2034_Economic_MW_Before Competition Groups_29 | Occupancy Sensors | 0.5163% | 0 | 10.4768 | Commercial_2034_Economic_MW_Before Competition Groups_Occupancy Sensors
Commercial | Com ¦ ECM MOTORS FOR EVAPORATOR FANS for refrigeration (WALK-IN) | 2034 | Economic | MW | Before Competition Groups | 9.8759 | 0 | 0 | 2029.2502 | 0.0048668 | 30 | Commercial_2034_Economic_MW_Before Competition Groups_30 | ECM MOTORS FOR EVAPORATOR FANS for refrigeration (WALK-IN) | 0.4867% | 0 | 9.8759 | Commercial_2034_Economic_MW_Before Competition Groups_ECM MOTORS FOR EVAPORATOR FANS for refrigeration (WALK-IN)
Commercial | Com ¦ Freezer Case Light Sensor | 2034 | Economic | MW | Before Competition Groups | 8.5448 | 0 | 0 | 2029.2502 | 0.0042108 | 31 | Commercial_2034_Economic_MW_Before Competition Groups_31 | Freezer Case Light Sensor | 0.4211% | 0 | 8.5448 | Commercial_2034_Economic_MW_Before Competition Groups_Freezer Case Light Sensor
Commercial | Com ¦ Evaporator Fan Controls | 2034 | Economic | MW | Before Competition Groups | 8.3247 | 0 | 0 | 2029.2502 | 0.0041024 | 32 | Commercial_2034_Economic_MW_Before Competition Groups_32 | Evaporator Fan Controls | 0.4102% | 0 | 8.3247 | Commercial_2034_Economic_MW_Before Competition Groups_Evaporator Fan Controls
Commercial | Com ¦ ENERGY STAR Griddle (74% eff) | 2034 | Economic | MW | Before Competition Groups | 7.4288 | 0 | 0 | 2029.2502 | 0.0036609 | 33 | Commercial_2034_Economic_MW_Before Competition Groups_33 | ENERGY STAR Griddle (74% eff) | 0.3661% | 0 | 7.4288 | Commercial_2034_Economic_MW_Before Competition Groups_ENERGY STAR Griddle (74% eff)
Commercial | Com ¦ LED EXTERIOR AREA LIGHTS - LED fixture (200W) | 2034 | Economic | MW | Before Competition Groups | 6.9765 | 0 | 0 | 2029.2502 | 0.003438 | 34 | Commercial_2034_Economic_MW_Before Competition Groups_34 | LED EXTERIOR AREA LIGHTS - LED fixture (200W) | 0.3438% | 0 | 6.9765 | Commercial_2034_Economic_MW_Before Competition Groups_LED EXTERIOR AREA LIGHTS - LED fixture (200W)
Commercial | Com ¦ LED parking lot fixture | 2034 | Economic | MW | Before Competition Groups | 6.6509 | 0 | 0 | 2029.2502 | 0.0032775 | 35 | Commercial_2034_Economic_MW_Before Competition Groups_35 | LED parking lot fixture | 0.3278% | 0 | 6.6509 | Commercial_2034_Economic_MW_Before Competition Groups_LED parking lot fixture
Commercial | Com ¦ Door Gasket Freezer/Refrigerator | 2034 | Economic | MW | Before Competition Groups | 6.0551 | 0 | 0 | 2029.2502 | 0.0029839 | 36 | Commercial_2034_Economic_MW_Before Competition Groups_36 | Door Gasket Freezer/Refrigerator | 0.2984% | 0 | 6.0551 | Commercial_2034_Economic_MW_Before Competition Groups_Door Gasket Freezer/Refrigerator
Commercial | Com ¦ Elec Storage WH 2.30 Et | 2034 | Economic | MW | Before Competition Groups | 5.5297 | 0 | 0 | 2029.2502 | 0.002725 | 37 | Commercial_2034_Economic_MW_Before Competition Groups_37 | Elec Storage WH 2.30 Et | 0.2725% | 0 | 5.5297 | Commercial_2034_Economic_MW_Before Competition Groups_Elec Storage WH 2.30 Et
Commercial | Com ¦ Duct Insulation, R8 | 2034 | Economic | MW | Before Competition Groups | 5.0073 | 0 | 0 | 2029.2502 | 0.0024675 | 38 | Commercial_2034_Economic_MW_Before Competition Groups_38 | Duct Insulation, R8 | 0.2468% | 0 | 5.0073 | Commercial_2034_Economic_MW_Before Competition Groups_Duct Insulation, R8
Commercial | Com ¦ BEVERAGE VENDING MACHINE CONTROLS | 2034 | Economic | MW | Before Competition Groups | 5.0027 | 0 | 0 | 2029.2502 | 0.0024653 | 39 | Commercial_2034_Economic_MW_Before Competition Groups_39 | BEVERAGE VENDING MACHINE CONTROLS | 0.2465% | 0 | 5.0027 | Commercial_2034_Economic_MW_Before Competition Groups_BEVERAGE VENDING MACHINE CONTROLS
Commercial | Com ¦ LED street light fixture | 2034 | Economic | MW | Before Competition Groups | 4.2526 | 0 | 0 | 2029.2502 | 0.0020957 | 40 | Commercial_2034_Economic_MW_Before Competition Groups_40 | LED street light fixture | 0.2096% | 0 | 4.2526 | Commercial_2034_Economic_MW_Before Competition Groups_LED street light fixture
Commercial | Com ¦ CO Sensors for parking garage exhaust fans | 2034 | Economic | MW | Before Competition Groups | 3.362 | 0 | 0 | 2029.2502 | 0.0016567 | 41 | Commercial_2034_Economic_MW_Before Competition Groups_41 | CO Sensors for parking garage exhaust fans | 0.1657% | 0 | 3.362 | Commercial_2034_Economic_MW_Before Competition Groups_CO Sensors for parking garage exhaust fans
Commercial | Com ¦ Networked/Connected - Low Impact Application | 2034 | Economic | MW | Before Competition Groups | 3.3067 | 0 | 0 | 2029.2502 | 0.0016295 | 42 | Commercial_2034_Economic_MW_Before Competition Groups_42 | Networked/Connected - Low Impact Application | 0.163% | 0 | 3.3067 | Commercial_2034_Economic_MW_Before Competition Groups_Networked/Connected - Low Impact Application
Commercial | Com ¦ Temperature Adjustment in Commercial Freezers | 2034 | Economic | MW | Before Competition Groups | 3.0435 | 0 | 0 | 2029.2502 | 0.0014998 | 43 | Commercial_2034_Economic_MW_Before Competition Groups_43 | Temperature Adjustment in Commercial Freezers | 0.15% | 0 | 3.0435 | Commercial_2034_Economic_MW_Before Competition Groups_Temperature Adjustment in Commercial Freezers
Commercial | Com ¦ Networked/Connected - High Impact Application | 2034 | Economic | MW | Before Competition Groups | 2.7698 | 0 | 0 | 2029.2502 | 0.0013649 | 44 | Commercial_2034_Economic_MW_Before Competition Groups_44 | Networked/Connected - High Impact Application | 0.1365% | 0 | 2.7698 | Commercial_2034_Economic_MW_Before Competition Groups_Networked/Connected - High Impact Application
Commercial | Com ¦ Vertical Night Covers | 2034 | Economic | MW | Before Competition Groups | 2.5169 | 0 | 0 | 2029.2502 | 0.0012403 | 45 | Commercial_2034_Economic_MW_Before Competition Groups_45 | Vertical Night Covers | 0.124% | 0 | 2.5169 | Commercial_2034_Economic_MW_Before Competition Groups_Vertical Night Covers
Commercial | Com ¦ Energy Efficient Laboratory Fume Hood | 2034 | Economic | MW | Before Competition Groups | 2.4608 | 0 | 0 | 2029.2502 | 0.0012127 | 46 | Commercial_2034_Economic_MW_Before Competition Groups_46 | Energy Efficient Laboratory Fume Hood | 0.1213% | 0 | 2.4608 | Commercial_2034_Economic_MW_Before Competition Groups_Energy Efficient Laboratory Fume Hood
Commercial | Com ¦ ENERGY STAR Fryer (84% eff) | 2034 | Economic | MW | Before Competition Groups | 2.1597 | 0 | 0 | 2029.2502 | 0.0010643 | 47 | Commercial_2034_Economic_MW_Before Competition Groups_47 | ENERGY STAR Fryer (84% eff) | 0.1064% | 0 | 2.1597 | Commercial_2034_Economic_MW_Before Competition Groups_ENERGY STAR Fryer (84% eff)
Commercial | Com ¦ Outside Air Economizer | 2034 | Economic | MW | Before Competition Groups | 1.9607 | 0 | 0 | 2029.2502 | 0.00096624 | 48 | Commercial_2034_Economic_MW_Before Competition Groups_48 | Outside Air Economizer | 0.09662% | 0 | 1.9607 | Commercial_2034_Economic_MW_Before Competition Groups_Outside Air Economizer
Commercial | Com ¦ Water Heating (DHW) Pipe Insulation (Add 3/4\ Foam)" | 2034 | Economic | MW | Before Competition Groups | 1.9207 | 0 | 0 | 2029.2502 | 0.00094649 | 49 | Commercial_2034_Economic_MW_Before Competition Groups_49 | Water Heating (DHW) Pipe Insulation (Add 3/4\ Foam)" | 0.09465% | 0 | 1.9207 | Commercial_2034_Economic_MW_Before Competition Groups_Water Heating (DHW) Pipe Insulation (Add 3/4\ Foam)"
Commercial | Com ¦ ENERGY STAR Dishwasher | 2034 | Economic | MW | Before Competition Groups | 1.517 | 0 | 0 | 2029.2502 | 0.00074756 | 50 | Commercial_2034_Economic_MW_Before Competition Groups_50 | ENERGY STAR Dishwasher | 0.07476% | 0 | 1.517 | Commercial_2034_Economic_MW_Before Competition Groups_ENERGY STAR Dishwasher
Commercial | Com ¦ ENERGY STAR Steam Cookers | 2034 | Economic | MW | Before Competition Groups | 1.4145 | 0 | 0 | 2029.2502 | 0.00069704 | 51 | Commercial_2034_Economic_MW_Before Competition Groups_51 | ENERGY STAR Steam Cookers | 0.0697% | 0 | 1.4145 | Commercial_2034_Economic_MW_Before Competition Groups_ENERGY STAR Steam Cookers
Commercial | Com ¦ Suction Pipe Insulation Freezer/Refrigerator | 2034 | Economic | MW | Before Competition Groups | 1.3081 | 0 | 0 | 2029.2502 | 0.00064461 | 52 | Commercial_2034_Economic_MW_Before Competition Groups_52 | Suction Pipe Insulation Freezer/Refrigerator | 0.06446% | 0 | 1.3081 | Commercial_2034_Economic_MW_Before Competition Groups_Suction Pipe Insulation Freezer/Refrigerator
Commercial | Com ¦ Condensing Make Up Air Unit | 2034 | Economic | MW | Before Competition Groups | 1.0919 | 0 | 0 | 2029.2502 | 0.00053806 | 53 | Commercial_2034_Economic_MW_Before Competition Groups_53 | Condensing Make Up Air Unit | 0.05381% | 0 | 1.0919 | Commercial_2034_Economic_MW_Before Competition Groups_Condensing Make Up Air Unit
Commercial | Com ¦ High Efficiency Small Instantaneous Water Heater | 2034 | Economic | MW | Before Competition Groups | 0.97038 | 0 | 0 | 2029.2502 | 0.0004782 | 54 | Commercial_2034_Economic_MW_Before Competition Groups_54 | High Efficiency Small Instantaneous Water Heater | 0.04782% | 0 | 0.97038 | Commercial_2034_Economic_MW_Before Competition Groups_High Efficiency Small Instantaneous Water Heater
Commercial | Com ¦ Ozone Laundry Treatment | 2034 | Economic | MW | Before Competition Groups | 0.79522 | 0 | 0 | 2029.2502 | 0.00039188 | 55 | Commercial_2034_Economic_MW_Before Competition Groups_55 | Ozone Laundry Treatment | 0.03919% | 0 | 0.79522 | Commercial_2034_Economic_MW_Before Competition Groups_Ozone Laundry Treatment
Commercial | Com ¦ Thermostat Setback | 2034 | Economic | MW | Before Competition Groups | 0.79336 | 0 | 0 | 2029.2502 | 0.00039096 | 56 | Commercial_2034_Economic_MW_Before Competition Groups_56 | Thermostat Setback | 0.0391% | 0 | 0.79336 | Commercial_2034_Economic_MW_Before Competition Groups_Thermostat Setback
Commercial | Com ¦ PTAC (12 EER/10,000 BTU) | 2034 | Economic | MW | Before Competition Groups | 0.64633 | 0 | 0 | 2029.2502 | 0.00031851 | 57 | Commercial_2034_Economic_MW_Before Competition Groups_57 | PTAC (12 EER/10,000 BTU) | 0.03185% | 0 | 0.64633 | Commercial_2034_Economic_MW_Before Competition Groups_PTAC (12 EER/10,000 BTU)
Commercial | Com ¦ Solar Water Preheat (Pools/DHW) | 2034 | Economic | MW | Before Competition Groups | 0.44763 | 0 | 0 | 2029.2502 | 0.00022059 | 58 | Commercial_2034_Economic_MW_Before Competition Groups_58 | Solar Water Preheat (Pools/DHW) | 0.02206% | 0 | 0.44763 | Commercial_2034_Economic_MW_Before Competition Groups_Solar Water Preheat (Pools/DHW)
Commercial | COM ¦ Ductless Mini-Split Heat Pumps | 2034 | Economic | MW | Before Competition Groups | 0.43145 | 0 | 0 | 2029.2502 | 0.00021261 | 59 | Commercial_2034_Economic_MW_Before Competition Groups_59 | Ductless Mini-Split Heat Pumps | 0.02126% | 0 | 0.43145 | Commercial_2034_Economic_MW_Before Competition Groups_Ductless Mini-Split Heat Pumps
Commercial | Com ¦ ECM MOTORS FOR HVAC APPLICATION (FAN-POWERED VAV BOX) | 2034 | Economic | MW | Before Competition Groups | 0.3224 | 0 | 0 | 2029.2502 | 0.00015888 | 60 | Commercial_2034_Economic_MW_Before Competition Groups_60 | ECM MOTORS FOR HVAC APPLICATION (FAN-POWERED VAV BOX) | 0.01589% | 0 | 0.3224 | Commercial_2034_Economic_MW_Before Competition Groups_ECM MOTORS FOR HVAC APPLICATION (FAN-POWERED VAV BOX)
Commercial | Com ¦ Notched V belts for HVAC Systems | 2034 | Economic | MW | Before Competition Groups | 0.2758 | 0 | 0 | 2029.2502 | 0.00013591 | 61 | Commercial_2034_Economic_MW_Before Competition Groups_61 | Notched V belts for HVAC Systems | 0.01359% | 0 | 0.2758 | Commercial_2034_Economic_MW_Before Competition Groups_Notched V belts for HVAC Systems
Commercial | Com ¦ Efficient compressor motor | 2034 | Economic | MW | Before Competition Groups | 0.25689 | 0 | 0 | 2029.2502 | 0.00012659 | 62 | Commercial_2034_Economic_MW_Before Competition Groups_62 | Efficient compressor motor | 0.01266% | 0 | 0.25689 | Commercial_2034_Economic_MW_Before Competition Groups_Efficient compressor motor
Commercial | Com ¦ Auto Off Time Switch or Time Clock control | 2034 | Economic | MW | Before Competition Groups | 0.19712 | 0 | 0 | 2029.2502 | 9.7141e-05 | 63 | Commercial_2034_Economic_MW_Before Competition Groups_63 | Auto Off Time Switch or Time Clock control | 0.009714% | 0 | 0.19712 | Commercial_2034_Economic_MW_Before Competition Groups_Auto Off Time Switch or Time Clock control
Commercial | Com ¦ CEE Tier 2/Energy Star Clothes Washers | 2034 | Economic | MW | Before Competition Groups | 0.19219 | 0 | 0 | 2029.2502 | 9.471e-05 | 64 | Commercial_2034_Economic_MW_Before Competition Groups_64 | CEE Tier 2/Energy Star Clothes Washers | 0.009471% | 0 | 0.19219 | Commercial_2034_Economic_MW_Before Competition Groups_CEE Tier 2/Energy Star Clothes Washers
Commercial | Com ¦ HVAC Optimization | 2034 | Economic | MW | Before Competition Groups | 0.14107 | 0 | 0 | 2029.2502 | 6.9517e-05 | 65 | Commercial_2034_Economic_MW_Before Competition Groups_65 | HVAC Optimization | 0.006952% | 0 | 0.14107 | Commercial_2034_Economic_MW_Before Competition Groups_HVAC Optimization
Commercial | Com ¦ Demand controlled Circulating Systems | 2034 | Economic | MW | Before Competition Groups | 0.12323 | 0 | 0 | 2029.2502 | 6.0726e-05 | 66 | Commercial_2034_Economic_MW_Before Competition Groups_66 | Demand controlled Circulating Systems | 0.006073% | 0 | 0.12323 | Commercial_2034_Economic_MW_Before Competition Groups_Demand controlled Circulating Systems
Commercial | Com ¦ Commercial Hot Food Holding Cabinets | 2034 | Economic | MW | Before Competition Groups | 0.12295 | 0 | 0 | 2029.2502 | 6.0587e-05 | 67 | Commercial_2034_Economic_MW_Before Competition Groups_67 | Commercial Hot Food Holding Cabinets | 0.006059% | 0 | 0.12295 | Commercial_2034_Economic_MW_Before Competition Groups_Commercial Hot Food Holding Cabinets
Commercial | Com ¦ Low Flow Pre-Rinse Spray Nozzle | 2034 | Economic | MW | Before Competition Groups | 0.11195 | 0 | 0 | 2029.2502 | 5.5168e-05 | 68 | Commercial_2034_Economic_MW_Before Competition Groups_68 | Low Flow Pre-Rinse Spray Nozzle | 0.005517% | 0 | 0.11195 | Commercial_2034_Economic_MW_Before Competition Groups_Low Flow Pre-Rinse Spray Nozzle
Commercial | Com ¦ Room AC (w/ louvered sides) 14 SEER from 12 SEER code | 2034 | Economic | MW | Before Competition Groups | 0.10023 | 0 | 0 | 2029.2502 | 4.9394e-05 | 69 | Commercial_2034_Economic_MW_Before Competition Groups_69 | Room AC (w/ louvered sides) 14 SEER from 12 SEER code | 0.004939% | 0 | 0.10023 | Commercial_2034_Economic_MW_Before Competition Groups_Room AC (w/ louvered sides) 14 SEER from 12 SEER code
Commercial | Com ¦ Wall Insulation | 2034 | Economic | MW | Before Competition Groups | 0.065322 | 0 | 0 | 2029.2502 | 3.219e-05 | 70 | Commercial_2034_Economic_MW_Before Competition Groups_70 | Wall Insulation | 0.003219% | 0 | 0.065322 | Commercial_2034_Economic_MW_Before Competition Groups_Wall Insulation
Commercial | Com ¦ Energy Recovery Ventilation and Ventilation (Enhanced) | 2034 | Economic | MW | Before Competition Groups | 0.058368 | 0 | 0 | 2029.2502 | 2.8763e-05 | 71 | Commercial_2034_Economic_MW_Before Competition Groups_71 | Energy Recovery Ventilation and Ventilation (Enhanced) | 0.002876% | 0 | 0.058368 | Commercial_2034_Economic_MW_Before Competition Groups_Energy Recovery Ventilation and Ventilation (Enhanced)
Commercial | Com ¦ LED RECESSED DOWNLIGHTS | 2034 | Economic | MW | Before Competition Groups | 0.054717 | 0 | 0 | 2029.2502 | 2.6964e-05 | 72 | Commercial_2034_Economic_MW_Before Competition Groups_72 | LED RECESSED DOWNLIGHTS | 0.002696% | 0 | 0.054717 | Commercial_2034_Economic_MW_Before Competition Groups_LED RECESSED DOWNLIGHTS
Commercial | Com ¦ High Efficiency Chiller (avg of water and air cooled) | 2034 | Economic | MW | Before Competition Groups | 0.048776 | 0 | 0 | 2029.2502 | 2.4036e-05 | 73 | Commercial_2034_Economic_MW_Before Competition Groups_73 | High Efficiency Chiller (avg of water and air cooled) | 0.002404% | 0 | 0.048776 | Commercial_2034_Economic_MW_Before Competition Groups_High Efficiency Chiller (avg of water and air cooled)
Commercial | Com ¦ Condensing Unit Heaters or other Efficient Unit Heating System | 2034 | Economic | MW | Before Competition Groups | 0.042917 | 0 | 0 | 2029.2502 | 2.1149e-05 | 74 | Commercial_2034_Economic_MW_Before Competition Groups_74 | Condensing Unit Heaters or other Efficient Unit Heating System | 0.002115% | 0 | 0.042917 | Commercial_2034_Economic_MW_Before Competition Groups_Condensing Unit Heaters or other Efficient Unit Heating System
Commercial | Com ¦ VSD Air Compressor | 2034 | Economic | MW | Before Competition Groups | 0.035578 | 0 | 0 | 2029.2502 | 1.7532e-05 | 75 | Commercial_2034_Economic_MW_Before Competition Groups_75 | VSD Air Compressor | 0.001753% | 0 | 0.035578 | Commercial_2034_Economic_MW_Before Competition Groups_VSD Air Compressor
Commercial | Com ¦ EC Plug Fan for Data Center (under cabinet) | 2034 | Economic | MW | Before Competition Groups | 0.010567 | 0 | 0 | 2029.2502 | 5.2075e-06 | 76 | Commercial_2034_Economic_MW_Before Competition Groups_76 | EC Plug Fan for Data Center (under cabinet) | 0.0005207% | 0 | 0.010567 | Commercial_2034_Economic_MW_Before Competition Groups_EC Plug Fan for Data Center (under cabinet)
Commercial | Com ¦ Air Curtains | 2034 | Economic | MW | Before Competition Groups | 0.0075371 | 0 | 0 | 2029.2502 | 3.7142e-06 | 77 | Commercial_2034_Economic_MW_Before Competition Groups_77 | Air Curtains | 0.0003714% | 0 | 0.0075371 | Commercial_2034_Economic_MW_Before Competition Groups_Air Curtains
Commercial | Com ¦ Electric Convection Combination Ovens | 2034 | Economic | MW | Before Competition Groups | 0.0004459 | 0 | 0 | 2029.2502 | 2.1973e-07 | 78 | Commercial_2034_Economic_MW_Before Competition Groups_78 | Electric Convection Combination Ovens | 2.197e-05% | 0 | 0.0004459 | Commercial_2034_Economic_MW_Before Competition Groups_Electric Convection Combination Ovens
Commercial | Com ¦ Indoor Daylight Sensors/Photocell Dimming Control | 2034 | Economic | MW | Before Competition Groups | 0 | 0 | 0 | 2029.2502 | 0 | 79 | Commercial_2034_Economic_MW_Before Competition Groups_79 | Indoor Daylight Sensors/Photocell Dimming Control | 0% | 0 | 0 | Commercial_2034_Economic_MW_Before Competition Groups_Indoor Daylight Sensors/Photocell Dimming Control
Commercial | Com ¦ Variable Refrigerant Flow Heat Pump | 2034 | Economic | MW | Before Competition Groups | 0 | 0 | 0 | 2029.2502 | 0 | 80 | Commercial_2034_Economic_MW_Before Competition Groups_80 | Variable Refrigerant Flow Heat Pump | 0% | 0 | 0 | Commercial_2034_Economic_MW_Before Competition Groups_Variable Refrigerant Flow Heat Pump
Commercial | Com ¦ LED Low/High Bay | 2034 | SC A | MW | Before Competition Groups | 153.2665 | 0 | 0 | 1093.8897 | 0.14011 | 1 | Commercial_2034_SC A_MW_Before Competition Groups_1 | LED Low/High Bay | 14.01% | 0 | 153.2665 | Commercial_2034_SC A_MW_Before Competition Groups_LED Low/High Bay
Commercial | Com ¦ LED Troffer/Surface/Suspended | 2034 | SC A | MW | Before Competition Groups | 128.6567 | 0 | 0 | 1093.8897 | 0.11761 | 2 | Commercial_2034_SC A_MW_Before Competition Groups_2 | LED Troffer/Surface/Suspended | 11.76% | 0 | 128.6567 | Commercial_2034_SC A_MW_Before Competition Groups_LED Troffer/Surface/Suspended
Commercial | Com ¦ ENERGY STAR LED LAMPS (REFLECTOR LAMPs/MR16/PAR 16) | 2034 | SC A | MW | Before Competition Groups | 124.6449 | 0 | 0 | 1093.8897 | 0.11395 | 3 | Commercial_2034_SC A_MW_Before Competition Groups_3 | ENERGY STAR LED LAMPS (REFLECTOR LAMPs/MR16/PAR 16) | 11.39% | 0 | 124.6449 | Commercial_2034_SC A_MW_Before Competition Groups_ENERGY STAR LED LAMPS (REFLECTOR LAMPs/MR16/PAR 16)
Commercial | Com ¦ LED Replacement Lamp (Tube) | 2034 | SC A | MW | Before Competition Groups | 79.4358 | 0 | 0 | 1093.8897 | 0.072618 | 4 | Commercial_2034_SC A_MW_Before Competition Groups_4 | LED Replacement Lamp (Tube) | 7.262% | 0 | 79.4358 | Commercial_2034_SC A_MW_Before Competition Groups_LED Replacement Lamp (Tube)
Commercial | Com ¦ High Efficiency Air Source Heat Pump | 2034 | SC A | MW | Before Competition Groups | 77.2926 | 0 | 0 | 1093.8897 | 0.070658 | 5 | Commercial_2034_SC A_MW_Before Competition Groups_5 | High Efficiency Air Source Heat Pump | 7.066% | 0 | 77.2926 | Commercial_2034_SC A_MW_Before Competition Groups_High Efficiency Air Source Heat Pump
Commercial | Com ¦ Building Recommissioning, Operations and Maintenance (O&M) Improvements | 2034 | SC A | MW | Before Competition Groups | 73.0117 | 0 | 0 | 1093.8897 | 0.066745 | 6 | Commercial_2034_SC A_MW_Before Competition Groups_6 | Building Recommissioning, Operations and Maintenance (O&M) Improvements | 6.675% | 0 | 73.0117 | Commercial_2034_SC A_MW_Before Competition Groups_Building Recommissioning, Operations and Maintenance (O&M) Improvements
Commercial | Com ¦ Advanced BAS/Controllers | 2034 | SC A | MW | Before Competition Groups | 38.2987 | 0 | 0 | 1093.8897 | 0.035012 | 7 | Commercial_2034_SC A_MW_Before Competition Groups_7 | Advanced BAS/Controllers | 3.501% | 0 | 38.2987 | Commercial_2034_SC A_MW_Before Competition Groups_Advanced BAS/Controllers
Commercial | Com ¦ Education and Capacity Building/Energy Behavior | 2034 | SC A | MW | Before Competition Groups | 36.2149 | 0 | 0 | 1093.8897 | 0.033107 | 8 | Commercial_2034_SC A_MW_Before Competition Groups_8 | Education and Capacity Building/Energy Behavior | 3.311% | 0 | 36.2149 | Commercial_2034_SC A_MW_Before Competition Groups_Education and Capacity Building/Energy Behavior
Commercial | Com ¦ Reach-in Shaded Pole to ECM/PSC Evaporator Fan Motor | 2034 | SC A | MW | Before Competition Groups | 27.2576 | 0 | 0 | 1093.8897 | 0.024918 | 9 | Commercial_2034_SC A_MW_Before Competition Groups_9 | Reach-in Shaded Pole to ECM/PSC Evaporator Fan Motor | 2.492% | 0 | 27.2576 | Commercial_2034_SC A_MW_Before Competition Groups_Reach-in Shaded Pole to ECM/PSC Evaporator Fan Motor
Commercial | Com ¦ Data Center Storage/Server Virtualization | 2034 | SC A | MW | Before Competition Groups | 27.0496 | 0 | 0 | 1093.8897 | 0.024728 | 10 | Commercial_2034_SC A_MW_Before Competition Groups_10 | Data Center Storage/Server Virtualization | 2.473% | 0 | 27.0496 | Commercial_2034_SC A_MW_Before Competition Groups_Data Center Storage/Server Virtualization
Commercial | Com ¦ Unitary Air-Conditioning Unit | 2034 | SC A | MW | Before Competition Groups | 26.0685 | 0 | 0 | 1093.8897 | 0.023831 | 11 | Commercial_2034_SC A_MW_Before Competition Groups_11 | Unitary Air-Conditioning Unit | 2.383% | 0 | 26.0685 | Commercial_2034_SC A_MW_Before Competition Groups_Unitary Air-Conditioning Unit
Commercial | Com ¦ Adaptive Thermostats | 2034 | SC A | MW | Before Competition Groups | 25.9201 | 0 | 0 | 1093.8897 | 0.023695 | 12 | Commercial_2034_SC A_MW_Before Competition Groups_12 | Adaptive Thermostats | 2.37% | 0 | 25.9201 | Commercial_2034_SC A_MW_Before Competition Groups_Adaptive Thermostats
Commercial | Com ¦ Refrigerated Display Case Doors | 2034 | SC A | MW | Before Competition Groups | 23.6994 | 0 | 0 | 1093.8897 | 0.021665 | 13 | Commercial_2034_SC A_MW_Before Competition Groups_13 | Refrigerated Display Case Doors | 2.167% | 0 | 23.6994 | Commercial_2034_SC A_MW_Before Competition Groups_Refrigerated Display Case Doors
Commercial | Com ¦ Strip Curtains | 2034 | SC A | MW | Before Competition Groups | 22.9367 | 0 | 0 | 1093.8897 | 0.020968 | 14 | Commercial_2034_SC A_MW_Before Competition Groups_14 | Strip Curtains | 2.097% | 0 | 22.9367 | Commercial_2034_SC A_MW_Before Competition Groups_Strip Curtains
Commercial | Com ¦ LED or Equivalent Sign Lighting | 2034 | SC A | MW | Before Competition Groups | 19.7519 | 0 | 0 | 1093.8897 | 0.018057 | 15 | Commercial_2034_SC A_MW_Before Competition Groups_15 | LED or Equivalent Sign Lighting | 1.806% | 0 | 19.7519 | Commercial_2034_SC A_MW_Before Competition Groups_LED or Equivalent Sign Lighting
Commercial | Com ¦ Furnace Tune-Up | 2034 | SC A | MW | Before Competition Groups | 19.6748 | 0 | 0 | 1093.8897 | 0.017986 | 16 | Commercial_2034_SC A_MW_Before Competition Groups_16 | Furnace Tune-Up | 1.799% | 0 | 19.6748 | Commercial_2034_SC A_MW_Before Competition Groups_Furnace Tune-Up
Commercial | Com ¦ Centrally controlled desktop PC/NETWORK PC POWER MANAGEMENT SOFTWARE | 2034 | SC A | MW | Before Competition Groups | 16.3766 | 0 | 0 | 1093.8897 | 0.014971 | 17 | Commercial_2034_SC A_MW_Before Competition Groups_17 | Centrally controlled desktop PC/NETWORK PC POWER MANAGEMENT SOFTWARE | 1.497% | 0 | 16.3766 | Commercial_2034_SC A_MW_Before Competition Groups_Centrally controlled desktop PC/NETWORK PC POWER MANAGEMENT SOFTWARE
Commercial | Com ¦ ENERGY STAR LED LAMPS (General Service Lamps) | 2034 | SC A | MW | Before Competition Groups | 15.2186 | 0 | 0 | 1093.8897 | 0.013912 | 18 | Commercial_2034_SC A_MW_Before Competition Groups_18 | ENERGY STAR LED LAMPS (General Service Lamps) | 1.391% | 0 | 15.2186 | Commercial_2034_SC A_MW_Before Competition Groups_ENERGY STAR LED LAMPS (General Service Lamps)
Commercial | Com ¦ Chilled Water Optimization | 2034 | SC A | MW | Before Competition Groups | 14.8116 | 0 | 0 | 1093.8897 | 0.01354 | 19 | Commercial_2034_SC A_MW_Before Competition Groups_19 | Chilled Water Optimization | 1.354% | 0 | 14.8116 | Commercial_2034_SC A_MW_Before Competition Groups_Chilled Water Optimization
Commercial | Com ¦ Demand Control Ventilation | 2034 | SC A | MW | Before Competition Groups | 14.7093 | 0 | 0 | 1093.8897 | 0.013447 | 20 | Commercial_2034_SC A_MW_Before Competition Groups_20 | Demand Control Ventilation | 1.345% | 0 | 14.7093 | Commercial_2034_SC A_MW_Before Competition Groups_Demand Control Ventilation
Commercial | Com ¦ Variable Frequency Drive (VFD) | 2034 | SC A | MW | Before Competition Groups | 13.8366 | 0 | 0 | 1093.8897 | 0.012649 | 21 | Commercial_2034_SC A_MW_Before Competition Groups_21 | Variable Frequency Drive (VFD) | 1.265% | 0 | 13.8366 | Commercial_2034_SC A_MW_Before Competition Groups_Variable Frequency Drive (VFD)
Commercial | Com ¦ VFD on Pumps | 2034 | SC A | MW | Before Competition Groups | 12.8598 | 0 | 0 | 1093.8897 | 0.011756 | 22 | Commercial_2034_SC A_MW_Before Competition Groups_22 | VFD on Pumps | 1.176% | 0 | 12.8598 | Commercial_2034_SC A_MW_Before Competition Groups_VFD on Pumps
Commercial | Com ¦ Refrigerated Display Case LED | 2034 | SC A | MW | Before Competition Groups | 9.265 | 0 | 0 | 1093.8897 | 0.0084697 | 23 | Commercial_2034_SC A_MW_Before Competition Groups_23 | Refrigerated Display Case LED | 0.847% | 0 | 9.265 | Commercial_2034_SC A_MW_Before Competition Groups_Refrigerated Display Case LED
Commercial | Com ¦ ECM MOTORS FOR EVAPORATOR FANS for refrigeration (WALK-IN) | 2034 | SC A | MW | Before Competition Groups | 7.1002 | 0 | 0 | 1093.8897 | 0.0064908 | 24 | Commercial_2034_SC A_MW_Before Competition Groups_24 | ECM MOTORS FOR EVAPORATOR FANS for refrigeration (WALK-IN) | 0.6491% | 0 | 7.1002 | Commercial_2034_SC A_MW_Before Competition Groups_ECM MOTORS FOR EVAPORATOR FANS for refrigeration (WALK-IN)
Commercial | Com ¦ Door Gasket Freezer/Refrigerator | 2034 | SC A | MW | Before Competition Groups | 6.8138 | 0 | 0 | 1093.8897 | 0.006229 | 25 | Commercial_2034_SC A_MW_Before Competition Groups_25 | Door Gasket Freezer/Refrigerator | 0.6229% | 0 | 6.8138 | Commercial_2034_SC A_MW_Before Competition Groups_Door Gasket Freezer/Refrigerator
Commercial | Com ¦ LED EXTERIOR AREA LIGHTS - LED fixture (200W) | 2034 | SC A | MW | Before Competition Groups | 6.6671 | 0 | 0 | 1093.8897 | 0.0060948 | 26 | Commercial_2034_SC A_MW_Before Competition Groups_26 | LED EXTERIOR AREA LIGHTS - LED fixture (200W) | 0.6095% | 0 | 6.6671 | Commercial_2034_SC A_MW_Before Competition Groups_LED EXTERIOR AREA LIGHTS - LED fixture (200W)
Commercial | Com ¦ LED parking lot fixture | 2034 | SC A | MW | Before Competition Groups | 6.3915 | 0 | 0 | 1093.8897 | 0.0058429 | 27 | Commercial_2034_SC A_MW_Before Competition Groups_27 | LED parking lot fixture | 0.5843% | 0 | 6.3915 | Commercial_2034_SC A_MW_Before Competition Groups_LED parking lot fixture
Commercial | Com ¦ Demand Control Kitchen Ventilation | 2034 | SC A | MW | Before Competition Groups | 6.2318 | 0 | 0 | 1093.8897 | 0.0056969 | 28 | Commercial_2034_SC A_MW_Before Competition Groups_28 | Demand Control Kitchen Ventilation | 0.5697% | 0 | 6.2318 | Commercial_2034_SC A_MW_Before Competition Groups_Demand Control Kitchen Ventilation
Commercial | Com ¦ Air Handler with Dedicated Outdoor Air Systems | 2034 | SC A | MW | Before Competition Groups | 6.1746 | 0 | 0 | 1093.8897 | 0.0056446 | 29 | Commercial_2034_SC A_MW_Before Competition Groups_29 | Air Handler with Dedicated Outdoor Air Systems | 0.5645% | 0 | 6.1746 | Commercial_2034_SC A_MW_Before Competition Groups_Air Handler with Dedicated Outdoor Air Systems
Commercial | Com ¦ Evaporator Fan Controls | 2034 | SC A | MW | Before Competition Groups | 5.9688 | 0 | 0 | 1093.8897 | 0.0054565 | 30 | Commercial_2034_SC A_MW_Before Competition Groups_30 | Evaporator Fan Controls | 0.5456% | 0 | 5.9688 | Commercial_2034_SC A_MW_Before Competition Groups_Evaporator Fan Controls
Commercial | Com ¦ ENERGY STAR Griddle (74% eff) | 2034 | SC A | MW | Before Competition Groups | 5.0655 | 0 | 0 | 1093.8897 | 0.0046308 | 31 | Commercial_2034_SC A_MW_Before Competition Groups_31 | ENERGY STAR Griddle (74% eff) | 0.4631% | 0 | 5.0655 | Commercial_2034_SC A_MW_Before Competition Groups_ENERGY STAR Griddle (74% eff)
Commercial | Com ¦ Freezer Case Light Sensor | 2034 | SC A | MW | Before Competition Groups | 5.0417 | 0 | 0 | 1093.8897 | 0.0046089 | 32 | Commercial_2034_SC A_MW_Before Competition Groups_32 | Freezer Case Light Sensor | 0.4609% | 0 | 5.0417 | Commercial_2034_SC A_MW_Before Competition Groups_Freezer Case Light Sensor
Commercial | Com ¦ Occupancy Sensors | 2034 | SC A | MW | Before Competition Groups | 4.4325 | 0 | 0 | 1093.8897 | 0.0040521 | 33 | Commercial_2034_SC A_MW_Before Competition Groups_33 | Occupancy Sensors | 0.4052% | 0 | 4.4325 | Commercial_2034_SC A_MW_Before Competition Groups_Occupancy Sensors
Commercial | Com ¦ LED street light fixture | 2034 | SC A | MW | Before Competition Groups | 4.0118 | 0 | 0 | 1093.8897 | 0.0036675 | 34 | Commercial_2034_SC A_MW_Before Competition Groups_34 | LED street light fixture | 0.3667% | 0 | 4.0118 | Commercial_2034_SC A_MW_Before Competition Groups_LED street light fixture
Commercial | Com ¦ Water Source Heat Pump (4 ton) | 2034 | SC A | MW | Before Competition Groups | 3.6117 | 0 | 0 | 1093.8897 | 0.0033017 | 35 | Commercial_2034_SC A_MW_Before Competition Groups_35 | Water Source Heat Pump (4 ton) | 0.3302% | 0 | 3.6117 | Commercial_2034_SC A_MW_Before Competition Groups_Water Source Heat Pump (4 ton)
Commercial | Com ¦ Duct Insulation, R8 | 2034 | SC A | MW | Before Competition Groups | 3.5799 | 0 | 0 | 1093.8897 | 0.0032726 | 36 | Commercial_2034_SC A_MW_Before Competition Groups_36 | Duct Insulation, R8 | 0.3273% | 0 | 3.5799 | Commercial_2034_SC A_MW_Before Competition Groups_Duct Insulation, R8
Commercial | Com ¦ BEVERAGE VENDING MACHINE CONTROLS | 2034 | SC A | MW | Before Competition Groups | 2.5995 | 0 | 0 | 1093.8897 | 0.0023764 | 37 | Commercial_2034_SC A_MW_Before Competition Groups_37 | BEVERAGE VENDING MACHINE CONTROLS | 0.2376% | 0 | 2.5995 | Commercial_2034_SC A_MW_Before Competition Groups_BEVERAGE VENDING MACHINE CONTROLS
Commercial | Com ¦ Elec Storage WH 2.30 Et | 2034 | SC A | MW | Before Competition Groups | 2.4081 | 0 | 0 | 1093.8897 | 0.0022014 | 38 | Commercial_2034_SC A_MW_Before Competition Groups_38 | Elec Storage WH 2.30 Et | 0.2201% | 0 | 2.4081 | Commercial_2034_SC A_MW_Before Competition Groups_Elec Storage WH 2.30 Et
Commercial | Com ¦ Temperature Adjustment in Commercial Freezers | 2034 | SC A | MW | Before Competition Groups | 2.1841 | 0 | 0 | 1093.8897 | 0.0019967 | 39 | Commercial_2034_SC A_MW_Before Competition Groups_39 | Temperature Adjustment in Commercial Freezers | 0.1997% | 0 | 2.1841 | Commercial_2034_SC A_MW_Before Competition Groups_Temperature Adjustment in Commercial Freezers
Commercial | Com ¦ CO Sensors for parking garage exhaust fans | 2034 | SC A | MW | Before Competition Groups | 1.7759 | 0 | 0 | 1093.8897 | 0.0016235 | 40 | Commercial_2034_SC A_MW_Before Competition Groups_40 | CO Sensors for parking garage exhaust fans | 0.1624% | 0 | 1.7759 | Commercial_2034_SC A_MW_Before Competition Groups_CO Sensors for parking garage exhaust fans
Commercial | Com ¦ Vertical Night Covers | 2034 | SC A | MW | Before Competition Groups | 1.7694 | 0 | 0 | 1093.8897 | 0.0016175 | 41 | Commercial_2034_SC A_MW_Before Competition Groups_41 | Vertical Night Covers | 0.1618% | 0 | 1.7694 | Commercial_2034_SC A_MW_Before Competition Groups_Vertical Night Covers
Commercial | Com ¦ Energy Efficient Laboratory Fume Hood | 2034 | SC A | MW | Before Competition Groups | 1.6255 | 0 | 0 | 1093.8897 | 0.001486 | 42 | Commercial_2034_SC A_MW_Before Competition Groups_42 | Energy Efficient Laboratory Fume Hood | 0.1486% | 0 | 1.6255 | Commercial_2034_SC A_MW_Before Competition Groups_Energy Efficient Laboratory Fume Hood
Commercial | Com ¦ ENERGY STAR Fryer (84% eff) | 2034 | SC A | MW | Before Competition Groups | 1.5042 | 0 | 0 | 1093.8897 | 0.0013751 | 43 | Commercial_2034_SC A_MW_Before Competition Groups_43 | ENERGY STAR Fryer (84% eff) | 0.1375% | 0 | 1.5042 | Commercial_2034_SC A_MW_Before Competition Groups_ENERGY STAR Fryer (84% eff)
Commercial | Com ¦ Outside Air Economizer | 2034 | SC A | MW | Before Competition Groups | 1.4259 | 0 | 0 | 1093.8897 | 0.0013035 | 44 | Commercial_2034_SC A_MW_Before Competition Groups_44 | Outside Air Economizer | 0.1304% | 0 | 1.4259 | Commercial_2034_SC A_MW_Before Competition Groups_Outside Air Economizer
Commercial | Com ¦ Water Heating (DHW) Pipe Insulation (Add 3/4\ Foam)" | 2034 | SC A | MW | Before Competition Groups | 1.3844 | 0 | 0 | 1093.8897 | 0.0012656 | 45 | Commercial_2034_SC A_MW_Before Competition Groups_45 | Water Heating (DHW) Pipe Insulation (Add 3/4\ Foam)" | 0.1266% | 0 | 1.3844 | Commercial_2034_SC A_MW_Before Competition Groups_Water Heating (DHW) Pipe Insulation (Add 3/4\ Foam)"
Commercial | Com ¦ ENERGY STAR Steam Cookers | 2034 | SC A | MW | Before Competition Groups | 0.96523 | 0 | 0 | 1093.8897 | 0.00088238 | 46 | Commercial_2034_SC A_MW_Before Competition Groups_46 | ENERGY STAR Steam Cookers | 0.08824% | 0 | 0.96523 | Commercial_2034_SC A_MW_Before Competition Groups_ENERGY STAR Steam Cookers
Commercial | Com ¦ Suction Pipe Insulation Freezer/Refrigerator | 2034 | SC A | MW | Before Competition Groups | 0.91054 | 0 | 0 | 1093.8897 | 0.00083238 | 47 | Commercial_2034_SC A_MW_Before Competition Groups_47 | Suction Pipe Insulation Freezer/Refrigerator | 0.08324% | 0 | 0.91054 | Commercial_2034_SC A_MW_Before Competition Groups_Suction Pipe Insulation Freezer/Refrigerator
Commercial | Com ¦ Thermostat Setback | 2034 | SC A | MW | Before Competition Groups | 0.70388 | 0 | 0 | 1093.8897 | 0.00064346 | 48 | Commercial_2034_SC A_MW_Before Competition Groups_48 | Thermostat Setback | 0.06435% | 0 | 0.70388 | Commercial_2034_SC A_MW_Before Competition Groups_Thermostat Setback
Commercial | Com ¦ ENERGY STAR Dishwasher | 2034 | SC A | MW | Before Competition Groups | 0.69023 | 0 | 0 | 1093.8897 | 0.00063098 | 49 | Commercial_2034_SC A_MW_Before Competition Groups_49 | ENERGY STAR Dishwasher | 0.0631% | 0 | 0.69023 | Commercial_2034_SC A_MW_Before Competition Groups_ENERGY STAR Dishwasher
Commercial | Com ¦ Condensing Make Up Air Unit | 2034 | SC A | MW | Before Competition Groups | 0.48295 | 0 | 0 | 1093.8897 | 0.00044149 | 50 | Commercial_2034_SC A_MW_Before Competition Groups_50 | Condensing Make Up Air Unit | 0.04415% | 0 | 0.48295 | Commercial_2034_SC A_MW_Before Competition Groups_Condensing Make Up Air Unit
Commercial | Com ¦ Ozone Laundry Treatment | 2034 | SC A | MW | Before Competition Groups | 0.38636 | 0 | 0 | 1093.8897 | 0.0003532 | 51 | Commercial_2034_SC A_MW_Before Competition Groups_51 | Ozone Laundry Treatment | 0.03532% | 0 | 0.38636 | Commercial_2034_SC A_MW_Before Competition Groups_Ozone Laundry Treatment
Commercial | COM ¦ Ductless Mini-Split Heat Pumps | 2034 | SC A | MW | Before Competition Groups | 0.22412 | 0 | 0 | 1093.8897 | 0.00020489 | 52 | Commercial_2034_SC A_MW_Before Competition Groups_52 | Ductless Mini-Split Heat Pumps | 0.02049% | 0 | 0.22412 | Commercial_2034_SC A_MW_Before Competition Groups_Ductless Mini-Split Heat Pumps
Commercial | Com ¦ ECM MOTORS FOR HVAC APPLICATION (FAN-POWERED VAV BOX) | 2034 | SC A | MW | Before Competition Groups | 0.2138 | 0 | 0 | 1093.8897 | 0.00019545 | 53 | Commercial_2034_SC A_MW_Before Competition Groups_53 | ECM MOTORS FOR HVAC APPLICATION (FAN-POWERED VAV BOX) | 0.01954% | 0 | 0.2138 | Commercial_2034_SC A_MW_Before Competition Groups_ECM MOTORS FOR HVAC APPLICATION (FAN-POWERED VAV BOX)
Commercial | Com ¦ PTAC (12 EER/10,000 BTU) | 2034 | SC A | MW | Before Competition Groups | 0.18813 | 0 | 0 | 1093.8897 | 0.00017198 | 54 | Commercial_2034_SC A_MW_Before Competition Groups_54 | PTAC (12 EER/10,000 BTU) | 0.0172% | 0 | 0.18813 | Commercial_2034_SC A_MW_Before Competition Groups_PTAC (12 EER/10,000 BTU)
Commercial | Com ¦ Solar Water Preheat (Pools/DHW) | 2034 | SC A | MW | Before Competition Groups | 0.13485 | 0 | 0 | 1093.8897 | 0.00012328 | 55 | Commercial_2034_SC A_MW_Before Competition Groups_55 | Solar Water Preheat (Pools/DHW) | 0.01233% | 0 | 0.13485 | Commercial_2034_SC A_MW_Before Competition Groups_Solar Water Preheat (Pools/DHW)
Commercial | Com ¦ CEE Tier 2/Energy Star Clothes Washers | 2034 | SC A | MW | Before Competition Groups | 0.13434 | 0 | 0 | 1093.8897 | 0.00012281 | 56 | Commercial_2034_SC A_MW_Before Competition Groups_56 | CEE Tier 2/Energy Star Clothes Washers | 0.01228% | 0 | 0.13434 | Commercial_2034_SC A_MW_Before Competition Groups_CEE Tier 2/Energy Star Clothes Washers
Commercial | Com ¦ Notched V belts for HVAC Systems | 2034 | SC A | MW | Before Competition Groups | 0.11599 | 0 | 0 | 1093.8897 | 0.00010603 | 57 | Commercial_2034_SC A_MW_Before Competition Groups_57 | Notched V belts for HVAC Systems | 0.0106% | 0 | 0.11599 | Commercial_2034_SC A_MW_Before Competition Groups_Notched V belts for HVAC Systems
Commercial | Com ¦ Auto Off Time Switch or Time Clock control | 2034 | SC A | MW | Before Competition Groups | 0.11144 | 0 | 0 | 1093.8897 | 0.00010187 | 58 | Commercial_2034_SC A_MW_Before Competition Groups_58 | Auto Off Time Switch or Time Clock control | 0.01019% | 0 | 0.11144 | Commercial_2034_SC A_MW_Before Competition Groups_Auto Off Time Switch or Time Clock control
Commercial | Com ¦ HVAC Optimization | 2034 | SC A | MW | Before Competition Groups | 0.10384 | 0 | 0 | 1093.8897 | 9.4924e-05 | 59 | Commercial_2034_SC A_MW_Before Competition Groups_59 | HVAC Optimization | 0.009492% | 0 | 0.10384 | Commercial_2034_SC A_MW_Before Competition Groups_HVAC Optimization
Commercial | Com ¦ Demand controlled Circulating Systems | 2034 | SC A | MW | Before Competition Groups | 0.093372 | 0 | 0 | 1093.8897 | 8.5358e-05 | 60 | Commercial_2034_SC A_MW_Before Competition Groups_60 | Demand controlled Circulating Systems | 0.008536% | 0 | 0.093372 | Commercial_2034_SC A_MW_Before Competition Groups_Demand controlled Circulating Systems
Commercial | Com ¦ Low Flow Pre-Rinse Spray Nozzle | 2034 | SC A | MW | Before Competition Groups | 0.070749 | 0 | 0 | 1093.8897 | 6.4676e-05 | 61 | Commercial_2034_SC A_MW_Before Competition Groups_61 | Low Flow Pre-Rinse Spray Nozzle | 0.006468% | 0 | 0.070749 | Commercial_2034_SC A_MW_Before Competition Groups_Low Flow Pre-Rinse Spray Nozzle
Commercial | Com ¦ Commercial Hot Food Holding Cabinets | 2034 | SC A | MW | Before Competition Groups | 0.062134 | 0 | 0 | 1093.8897 | 5.6801e-05 | 62 | Commercial_2034_SC A_MW_Before Competition Groups_62 | Commercial Hot Food Holding Cabinets | 0.00568% | 0 | 0.062134 | Commercial_2034_SC A_MW_Before Competition Groups_Commercial Hot Food Holding Cabinets
Commercial | Com ¦ LED RECESSED DOWNLIGHTS | 2034 | SC A | MW | Before Competition Groups | 0.05764 | 0 | 0 | 1093.8897 | 5.2692e-05 | 63 | Commercial_2034_SC A_MW_Before Competition Groups_63 | LED RECESSED DOWNLIGHTS | 0.005269% | 0 | 0.05764 | Commercial_2034_SC A_MW_Before Competition Groups_LED RECESSED DOWNLIGHTS
Commercial | Com ¦ High Efficiency Small Instantaneous Water Heater | 2034 | SC A | MW | Before Competition Groups | 0.039866 | 0 | 0 | 1093.8897 | 3.6444e-05 | 64 | Commercial_2034_SC A_MW_Before Competition Groups_64 | High Efficiency Small Instantaneous Water Heater | 0.003644% | 0 | 0.039866 | Commercial_2034_SC A_MW_Before Competition Groups_High Efficiency Small Instantaneous Water Heater
Commercial | Com ¦ Wall Insulation | 2034 | SC A | MW | Before Competition Groups | 0.03227 | 0 | 0 | 1093.8897 | 2.95e-05 | 65 | Commercial_2034_SC A_MW_Before Competition Groups_65 | Wall Insulation | 0.00295% | 0 | 0.03227 | Commercial_2034_SC A_MW_Before Competition Groups_Wall Insulation
Commercial | Com ¦ Condensing Unit Heaters or other Efficient Unit Heating System | 2034 | SC A | MW | Before Competition Groups | 0.031121 | 0 | 0 | 1093.8897 | 2.845e-05 | 66 | Commercial_2034_SC A_MW_Before Competition Groups_66 | Condensing Unit Heaters or other Efficient Unit Heating System | 0.002845% | 0 | 0.031121 | Commercial_2034_SC A_MW_Before Competition Groups_Condensing Unit Heaters or other Efficient Unit Heating System
Commercial | Com ¦ Room AC (w/ louvered sides) 14 SEER from 12 SEER code | 2034 | SC A | MW | Before Competition Groups | 0.024834 | 0 | 0 | 1093.8897 | 2.2703e-05 | 67 | Commercial_2034_SC A_MW_Before Competition Groups_67 | Room AC (w/ louvered sides) 14 SEER from 12 SEER code | 0.00227% | 0 | 0.024834 | Commercial_2034_SC A_MW_Before Competition Groups_Room AC (w/ louvered sides) 14 SEER from 12 SEER code
Commercial | Com ¦ Air Curtains | 2034 | SC A | MW | Before Competition Groups | 0.024004 | 0 | 0 | 1093.8897 | 2.1944e-05 | 68 | Commercial_2034_SC A_MW_Before Competition Groups_68 | Air Curtains | 0.002194% | 0 | 0.024004 | Commercial_2034_SC A_MW_Before Competition Groups_Air Curtains
Commercial | Com ¦ VSD Air Compressor | 2034 | SC A | MW | Before Competition Groups | 0.022948 | 0 | 0 | 1093.8897 | 2.0978e-05 | 69 | Commercial_2034_SC A_MW_Before Competition Groups_69 | VSD Air Compressor | 0.002098% | 0 | 0.022948 | Commercial_2034_SC A_MW_Before Competition Groups_VSD Air Compressor
Commercial | Com ¦ Efficient compressor motor | 2034 | SC A | MW | Before Competition Groups | 0.012952 | 0 | 0 | 1093.8897 | 1.184e-05 | 70 | Commercial_2034_SC A_MW_Before Competition Groups_70 | Efficient compressor motor | 0.001184% | 0 | 0.012952 | Commercial_2034_SC A_MW_Before Competition Groups_Efficient compressor motor
Commercial | Com ¦ Energy Recovery Ventilation and Ventilation (Enhanced) | 2034 | SC A | MW | Before Competition Groups | 0.011728 | 0 | 0 | 1093.8897 | 1.0722e-05 | 71 | Commercial_2034_SC A_MW_Before Competition Groups_71 | Energy Recovery Ventilation and Ventilation (Enhanced) | 0.001072% | 0 | 0.011728 | Commercial_2034_SC A_MW_Before Competition Groups_Energy Recovery Ventilation and Ventilation (Enhanced)
Commercial | Com ¦ EC Plug Fan for Data Center (under cabinet) | 2034 | SC A | MW | Before Competition Groups | 0.0040348 | 0 | 0 | 1093.8897 | 3.6885e-06 | 72 | Commercial_2034_SC A_MW_Before Competition Groups_72 | EC Plug Fan for Data Center (under cabinet) | 0.0003688% | 0 | 0.0040348 | Commercial_2034_SC A_MW_Before Competition Groups_EC Plug Fan for Data Center (under cabinet)
Commercial | Com ¦ High Efficiency Chiller (avg of water and air cooled) | 2034 | SC A | MW | Before Competition Groups | 0.0037386 | 0 | 0 | 1093.8897 | 3.4177e-06 | 73 | Commercial_2034_SC A_MW_Before Competition Groups_73 | High Efficiency Chiller (avg of water and air cooled) | 0.0003418% | 0 | 0.0037386 | Commercial_2034_SC A_MW_Before Competition Groups_High Efficiency Chiller (avg of water and air cooled)
Commercial | Com ¦ LLLC - Low Impact Application | 2034 | SC A | MW | Before Competition Groups | 0.0032332 | 0 | 0 | 1093.8897 | 2.9557e-06 | 74 | Commercial_2034_SC A_MW_Before Competition Groups_74 | LLLC - Low Impact Application | 0.0002956% | 0 | 0.0032332 | Commercial_2034_SC A_MW_Before Competition Groups_LLLC - Low Impact Application
Commercial | Com ¦ LLLC - High Impact Application | 2034 | SC A | MW | Before Competition Groups | 0.0029087 | 0 | 0 | 1093.8897 | 2.659e-06 | 75 | Commercial_2034_SC A_MW_Before Competition Groups_75 | LLLC - High Impact Application | 0.0002659% | 0 | 0.0029087 | Commercial_2034_SC A_MW_Before Competition Groups_LLLC - High Impact Application
Commercial | Com ¦ Electric Convection Combination Ovens | 2034 | SC A | MW | Before Competition Groups | 0.00034474 | 0 | 0 | 1093.8897 | 3.1515e-07 | 76 | Commercial_2034_SC A_MW_Before Competition Groups_76 | Electric Convection Combination Ovens | 3.152e-05% | 0 | 0.00034474 | Commercial_2034_SC A_MW_Before Competition Groups_Electric Convection Combination Ovens
Commercial | Com ¦ Networked/Connected - High Impact Application | 2034 | SC A | MW | Before Competition Groups | 6.1734e-05 | 0 | 0 | 1093.8897 | 5.6436e-08 | 77 | Commercial_2034_SC A_MW_Before Competition Groups_77 | Networked/Connected - High Impact Application | 5.644e-06% | 0 | 6.1734e-05 | Commercial_2034_SC A_MW_Before Competition Groups_Networked/Connected - High Impact Application
Commercial | Com ¦ Networked/Connected - Low Impact Application | 2034 | SC A | MW | Before Competition Groups | 2.8364e-06 | 0 | 0 | 1093.8897 | 2.593e-09 | 78 | Commercial_2034_SC A_MW_Before Competition Groups_78 | Networked/Connected - Low Impact Application | 2.593e-07% | 0 | 2.8364e-06 | Commercial_2034_SC A_MW_Before Competition Groups_Networked/Connected - Low Impact Application
Commercial | Com ¦ Indoor Daylight Sensors/Photocell Dimming Control | 2034 | SC A | MW | Before Competition Groups | 0 | 0 | 0 | 1093.8897 | 0 | 79 | Commercial_2034_SC A_MW_Before Competition Groups_79 | Indoor Daylight Sensors/Photocell Dimming Control | 0% | 0 | 0 | Commercial_2034_SC A_MW_Before Competition Groups_Indoor Daylight Sensors/Photocell Dimming Control
Commercial | Com ¦ Variable Refrigerant Flow Heat Pump | 2034 | SC A | MW | Before Competition Groups | 0 | 0 | 0 | 1093.8897 | 0 | 80 | Commercial_2034_SC A_MW_Before Competition Groups_80 | Variable Refrigerant Flow Heat Pump | 0% | 0 | 0 | Commercial_2034_SC A_MW_Before Competition Groups_Variable Refrigerant Flow Heat Pump
Commercial | Com ¦ Education and Capacity Building/Energy Behavior | 2034 | SC B | MW | Before Competition Groups | 181.0747 | 0 | 0 | 1569.3322 | 0.11538 | 1 | Commercial_2034_SC B_MW_Before Competition Groups_1 | Education and Capacity Building/Energy Behavior | 11.54% | 0 | 181.0747 | Commercial_2034_SC B_MW_Before Competition Groups_Education and Capacity Building/Energy Behavior
Commercial | Com ¦ LED Low/High Bay | 2034 | SC B | MW | Before Competition Groups | 164.8448 | 0 | 0 | 1569.3322 | 0.10504 | 2 | Commercial_2034_SC B_MW_Before Competition Groups_2 | LED Low/High Bay | 10.5% | 0 | 164.8448 | Commercial_2034_SC B_MW_Before Competition Groups_LED Low/High Bay
Commercial | Com ¦ Building Recommissioning, Operations and Maintenance (O&M) Improvements | 2034 | SC B | MW | Before Competition Groups | 153.5879 | 0 | 0 | 1569.3322 | 0.097868 | 3 | Commercial_2034_SC B_MW_Before Competition Groups_3 | Building Recommissioning, Operations and Maintenance (O&M) Improvements | 9.787% | 0 | 153.5879 | Commercial_2034_SC B_MW_Before Competition Groups_Building Recommissioning, Operations and Maintenance (O&M) Improvements
Commercial | Com ¦ LED Troffer/Surface/Suspended | 2034 | SC B | MW | Before Competition Groups | 131.058 | 0 | 0 | 1569.3322 | 0.083512 | 4 | Commercial_2034_SC B_MW_Before Competition Groups_4 | LED Troffer/Surface/Suspended | 8.351% | 0 | 131.058 | Commercial_2034_SC B_MW_Before Competition Groups_LED Troffer/Surface/Suspended
Commercial | Com ¦ ENERGY STAR LED LAMPS (REFLECTOR LAMPs/MR16/PAR 16) | 2034 | SC B | MW | Before Competition Groups | 124.6449 | 0 | 0 | 1569.3322 | 0.079425 | 5 | Commercial_2034_SC B_MW_Before Competition Groups_5 | ENERGY STAR LED LAMPS (REFLECTOR LAMPs/MR16/PAR 16) | 7.943% | 0 | 124.6449 | Commercial_2034_SC B_MW_Before Competition Groups_ENERGY STAR LED LAMPS (REFLECTOR LAMPs/MR16/PAR 16)
Commercial | Com ¦ Unitary Air-Conditioning Unit | 2034 | SC B | MW | Before Competition Groups | 81.1468 | 0 | 0 | 1569.3322 | 0.051708 | 6 | Commercial_2034_SC B_MW_Before Competition Groups_6 | Unitary Air-Conditioning Unit | 5.171% | 0 | 81.1468 | Commercial_2034_SC B_MW_Before Competition Groups_Unitary Air-Conditioning Unit
Commercial | Com ¦ LED Replacement Lamp (Tube) | 2034 | SC B | MW | Before Competition Groups | 79.4358 | 0 | 0 | 1569.3322 | 0.050618 | 7 | Commercial_2034_SC B_MW_Before Competition Groups_7 | LED Replacement Lamp (Tube) | 5.062% | 0 | 79.4358 | Commercial_2034_SC B_MW_Before Competition Groups_LED Replacement Lamp (Tube)
Commercial | Com ¦ High Efficiency Air Source Heat Pump | 2034 | SC B | MW | Before Competition Groups | 77.2924 | 0 | 0 | 1569.3322 | 0.049252 | 8 | Commercial_2034_SC B_MW_Before Competition Groups_8 | High Efficiency Air Source Heat Pump | 4.925% | 0 | 77.2924 | Commercial_2034_SC B_MW_Before Competition Groups_High Efficiency Air Source Heat Pump
Commercial | Com ¦ Advanced BAS/Controllers | 2034 | SC B | MW | Before Competition Groups | 67.8907 | 0 | 0 | 1569.3322 | 0.043261 | 9 | Commercial_2034_SC B_MW_Before Competition Groups_9 | Advanced BAS/Controllers | 4.326% | 0 | 67.8907 | Commercial_2034_SC B_MW_Before Competition Groups_Advanced BAS/Controllers
Commercial | Com ¦ Adaptive Thermostats | 2034 | SC B | MW | Before Competition Groups | 41.3996 | 0 | 0 | 1569.3322 | 0.02638 | 10 | Commercial_2034_SC B_MW_Before Competition Groups_10 | Adaptive Thermostats | 2.638% | 0 | 41.3996 | Commercial_2034_SC B_MW_Before Competition Groups_Adaptive Thermostats
Commercial | Com ¦ Refrigerated Display Case Doors | 2034 | SC B | MW | Before Competition Groups | 36.2982 | 0 | 0 | 1569.3322 | 0.02313 | 11 | Commercial_2034_SC B_MW_Before Competition Groups_11 | Refrigerated Display Case Doors | 2.313% | 0 | 36.2982 | Commercial_2034_SC B_MW_Before Competition Groups_Refrigerated Display Case Doors
Commercial | Com ¦ Strip Curtains | 2034 | SC B | MW | Before Competition Groups | 31.7063 | 0 | 0 | 1569.3322 | 0.020204 | 12 | Commercial_2034_SC B_MW_Before Competition Groups_12 | Strip Curtains | 2.02% | 0 | 31.7063 | Commercial_2034_SC B_MW_Before Competition Groups_Strip Curtains
Commercial | Com ¦ Furnace Tune-Up | 2034 | SC B | MW | Before Competition Groups | 30.6048 | 0 | 0 | 1569.3322 | 0.019502 | 13 | Commercial_2034_SC B_MW_Before Competition Groups_13 | Furnace Tune-Up | 1.95% | 0 | 30.6048 | Commercial_2034_SC B_MW_Before Competition Groups_Furnace Tune-Up
Commercial | Com ¦ Data Center Storage/Server Virtualization | 2034 | SC B | MW | Before Competition Groups | 29.6416 | 0 | 0 | 1569.3322 | 0.018888 | 14 | Commercial_2034_SC B_MW_Before Competition Groups_14 | Data Center Storage/Server Virtualization | 1.889% | 0 | 29.6416 | Commercial_2034_SC B_MW_Before Competition Groups_Data Center Storage/Server Virtualization
Commercial | Com ¦ Demand Control Ventilation | 2034 | SC B | MW | Before Competition Groups | 29.5201 | 0 | 0 | 1569.3322 | 0.018811 | 15 | Commercial_2034_SC B_MW_Before Competition Groups_15 | Demand Control Ventilation | 1.881% | 0 | 29.5201 | Commercial_2034_SC B_MW_Before Competition Groups_Demand Control Ventilation
Commercial | Com ¦ Reach-in Shaded Pole to ECM/PSC Evaporator Fan Motor | 2034 | SC B | MW | Before Competition Groups | 29.0394 | 0 | 0 | 1569.3322 | 0.018504 | 16 | Commercial_2034_SC B_MW_Before Competition Groups_16 | Reach-in Shaded Pole to ECM/PSC Evaporator Fan Motor | 1.85% | 0 | 29.0394 | Commercial_2034_SC B_MW_Before Competition Groups_Reach-in Shaded Pole to ECM/PSC Evaporator Fan Motor
Commercial | Com ¦ LED or Equivalent Sign Lighting | 2034 | SC B | MW | Before Competition Groups | 26.4889 | 0 | 0 | 1569.3322 | 0.016879 | 17 | Commercial_2034_SC B_MW_Before Competition Groups_17 | LED or Equivalent Sign Lighting | 1.688% | 0 | 26.4889 | Commercial_2034_SC B_MW_Before Competition Groups_LED or Equivalent Sign Lighting
Commercial | Com ¦ Centrally controlled desktop PC/NETWORK PC POWER MANAGEMENT SOFTWARE | 2034 | SC B | MW | Before Competition Groups | 22.2612 | 0 | 0 | 1569.3322 | 0.014185 | 18 | Commercial_2034_SC B_MW_Before Competition Groups_18 | Centrally controlled desktop PC/NETWORK PC POWER MANAGEMENT SOFTWARE | 1.419% | 0 | 22.2612 | Commercial_2034_SC B_MW_Before Competition Groups_Centrally controlled desktop PC/NETWORK PC POWER MANAGEMENT SOFTWARE
Commercial | Com ¦ Variable Frequency Drive (VFD) | 2034 | SC B | MW | Before Competition Groups | 21.3621 | 0 | 0 | 1569.3322 | 0.013612 | 19 | Commercial_2034_SC B_MW_Before Competition Groups_19 | Variable Frequency Drive (VFD) | 1.361% | 0 | 21.3621 | Commercial_2034_SC B_MW_Before Competition Groups_Variable Frequency Drive (VFD)
Commercial | Com ¦ VFD on Pumps | 2034 | SC B | MW | Before Competition Groups | 19.982 | 0 | 0 | 1569.3322 | 0.012733 | 20 | Commercial_2034_SC B_MW_Before Competition Groups_20 | VFD on Pumps | 1.273% | 0 | 19.982 | Commercial_2034_SC B_MW_Before Competition Groups_VFD on Pumps
Commercial | Com ¦ Chilled Water Optimization | 2034 | SC B | MW | Before Competition Groups | 19.4865 | 0 | 0 | 1569.3322 | 0.012417 | 21 | Commercial_2034_SC B_MW_Before Competition Groups_21 | Chilled Water Optimization | 1.242% | 0 | 19.4865 | Commercial_2034_SC B_MW_Before Competition Groups_Chilled Water Optimization
Commercial | Com ¦ Air Handler with Dedicated Outdoor Air Systems | 2034 | SC B | MW | Before Competition Groups | 16.2492 | 0 | 0 | 1569.3322 | 0.010354 | 22 | Commercial_2034_SC B_MW_Before Competition Groups_22 | Air Handler with Dedicated Outdoor Air Systems | 1.035% | 0 | 16.2492 | Commercial_2034_SC B_MW_Before Competition Groups_Air Handler with Dedicated Outdoor Air Systems
Commercial | Com ¦ Refrigerated Display Case LED | 2034 | SC B | MW | Before Competition Groups | 15.7054 | 0 | 0 | 1569.3322 | 0.010008 | 23 | Commercial_2034_SC B_MW_Before Competition Groups_23 | Refrigerated Display Case LED | 1.001% | 0 | 15.7054 | Commercial_2034_SC B_MW_Before Competition Groups_Refrigerated Display Case LED
Commercial | Com ¦ ENERGY STAR LED LAMPS (General Service Lamps) | 2034 | SC B | MW | Before Competition Groups | 15.2186 | 0 | 0 | 1569.3322 | 0.0096975 | 24 | Commercial_2034_SC B_MW_Before Competition Groups_24 | ENERGY STAR LED LAMPS (General Service Lamps) | 0.9697% | 0 | 15.2186 | Commercial_2034_SC B_MW_Before Competition Groups_ENERGY STAR LED LAMPS (General Service Lamps)
Commercial | Com ¦ Door Gasket Freezer/Refrigerator | 2034 | SC B | MW | Before Competition Groups | 11.4049 | 0 | 0 | 1569.3322 | 0.0072673 | 25 | Commercial_2034_SC B_MW_Before Competition Groups_25 | Door Gasket Freezer/Refrigerator | 0.7267% | 0 | 11.4049 | Commercial_2034_SC B_MW_Before Competition Groups_Door Gasket Freezer/Refrigerator
Commercial | Com ¦ ECM MOTORS FOR EVAPORATOR FANS for refrigeration (WALK-IN) | 2034 | SC B | MW | Before Competition Groups | 11.0711 | 0 | 0 | 1569.3322 | 0.0070546 | 26 | Commercial_2034_SC B_MW_Before Competition Groups_26 | ECM MOTORS FOR EVAPORATOR FANS for refrigeration (WALK-IN) | 0.7055% | 0 | 11.0711 | Commercial_2034_SC B_MW_Before Competition Groups_ECM MOTORS FOR EVAPORATOR FANS for refrigeration (WALK-IN)
Commercial | Com ¦ Freezer Case Light Sensor | 2034 | SC B | MW | Before Competition Groups | 9.5717 | 0 | 0 | 1569.3322 | 0.0060992 | 27 | Commercial_2034_SC B_MW_Before Competition Groups_27 | Freezer Case Light Sensor | 0.6099% | 0 | 9.5717 | Commercial_2034_SC B_MW_Before Competition Groups_Freezer Case Light Sensor
Commercial | Com ¦ Demand Control Kitchen Ventilation | 2034 | SC B | MW | Before Competition Groups | 9.4549 | 0 | 0 | 1569.3322 | 0.0060248 | 28 | Commercial_2034_SC B_MW_Before Competition Groups_28 | Demand Control Kitchen Ventilation | 0.6025% | 0 | 9.4549 | Commercial_2034_SC B_MW_Before Competition Groups_Demand Control Kitchen Ventilation
Commercial | Com ¦ Evaporator Fan Controls | 2034 | SC B | MW | Before Competition Groups | 9.3253 | 0 | 0 | 1569.3322 | 0.0059422 | 29 | Commercial_2034_SC B_MW_Before Competition Groups_29 | Evaporator Fan Controls | 0.5942% | 0 | 9.3253 | Commercial_2034_SC B_MW_Before Competition Groups_Evaporator Fan Controls
Commercial | Com ¦ LED EXTERIOR AREA LIGHTS - LED fixture (200W) | 2034 | SC B | MW | Before Competition Groups | 6.6721 | 0 | 0 | 1569.3322 | 0.0042516 | 30 | Commercial_2034_SC B_MW_Before Competition Groups_30 | LED EXTERIOR AREA LIGHTS - LED fixture (200W) | 0.4252% | 0 | 6.6721 | Commercial_2034_SC B_MW_Before Competition Groups_LED EXTERIOR AREA LIGHTS - LED fixture (200W)
Commercial | Com ¦ Water Source Heat Pump (4 ton) | 2034 | SC B | MW | Before Competition Groups | 6.6196 | 0 | 0 | 1569.3322 | 0.0042181 | 31 | Commercial_2034_SC B_MW_Before Competition Groups_31 | Water Source Heat Pump (4 ton) | 0.4218% | 0 | 6.6196 | Commercial_2034_SC B_MW_Before Competition Groups_Water Source Heat Pump (4 ton)
Commercial | Com ¦ LED parking lot fixture | 2034 | SC B | MW | Before Competition Groups | 6.3915 | 0 | 0 | 1569.3322 | 0.0040727 | 32 | Commercial_2034_SC B_MW_Before Competition Groups_32 | LED parking lot fixture | 0.4073% | 0 | 6.3915 | Commercial_2034_SC B_MW_Before Competition Groups_LED parking lot fixture
Commercial | Com ¦ Duct Insulation, R8 | 2034 | SC B | MW | Before Competition Groups | 5.6337 | 0 | 0 | 1569.3322 | 0.0035899 | 33 | Commercial_2034_SC B_MW_Before Competition Groups_33 | Duct Insulation, R8 | 0.359% | 0 | 5.6337 | Commercial_2034_SC B_MW_Before Competition Groups_Duct Insulation, R8
Commercial | Com ¦ ENERGY STAR Griddle (74% eff) | 2034 | SC B | MW | Before Competition Groups | 5.0655 | 0 | 0 | 1569.3322 | 0.0032278 | 34 | Commercial_2034_SC B_MW_Before Competition Groups_34 | ENERGY STAR Griddle (74% eff) | 0.3228% | 0 | 5.0655 | Commercial_2034_SC B_MW_Before Competition Groups_ENERGY STAR Griddle (74% eff)
Commercial | Com ¦ Occupancy Sensors | 2034 | SC B | MW | Before Competition Groups | 4.4325 | 0 | 0 | 1569.3322 | 0.0028245 | 35 | Commercial_2034_SC B_MW_Before Competition Groups_35 | Occupancy Sensors | 0.2824% | 0 | 4.4325 | Commercial_2034_SC B_MW_Before Competition Groups_Occupancy Sensors
Commercial | Com ¦ BEVERAGE VENDING MACHINE CONTROLS | 2034 | SC B | MW | Before Competition Groups | 4.2011 | 0 | 0 | 1569.3322 | 0.002677 | 36 | Commercial_2034_SC B_MW_Before Competition Groups_36 | BEVERAGE VENDING MACHINE CONTROLS | 0.2677% | 0 | 4.2011 | Commercial_2034_SC B_MW_Before Competition Groups_BEVERAGE VENDING MACHINE CONTROLS
Commercial | Com ¦ LED street light fixture | 2034 | SC B | MW | Before Competition Groups | 4.0388 | 0 | 0 | 1569.3322 | 0.0025736 | 37 | Commercial_2034_SC B_MW_Before Competition Groups_37 | LED street light fixture | 0.2574% | 0 | 4.0388 | Commercial_2034_SC B_MW_Before Competition Groups_LED street light fixture
Commercial | Com ¦ Elec Storage WH 2.30 Et | 2034 | SC B | MW | Before Competition Groups | 3.7022 | 0 | 0 | 1569.3322 | 0.0023591 | 38 | Commercial_2034_SC B_MW_Before Competition Groups_38 | Elec Storage WH 2.30 Et | 0.2359% | 0 | 3.7022 | Commercial_2034_SC B_MW_Before Competition Groups_Elec Storage WH 2.30 Et
Commercial | Com ¦ Temperature Adjustment in Commercial Freezers | 2034 | SC B | MW | Before Competition Groups | 3.4101 | 0 | 0 | 1569.3322 | 0.002173 | 39 | Commercial_2034_SC B_MW_Before Competition Groups_39 | Temperature Adjustment in Commercial Freezers | 0.2173% | 0 | 3.4101 | Commercial_2034_SC B_MW_Before Competition Groups_Temperature Adjustment in Commercial Freezers
Commercial | Com ¦ CO Sensors for parking garage exhaust fans | 2034 | SC B | MW | Before Competition Groups | 2.997 | 0 | 0 | 1569.3322 | 0.0019098 | 40 | Commercial_2034_SC B_MW_Before Competition Groups_40 | CO Sensors for parking garage exhaust fans | 0.191% | 0 | 2.997 | Commercial_2034_SC B_MW_Before Competition Groups_CO Sensors for parking garage exhaust fans
Commercial | Com ¦ Vertical Night Covers | 2034 | SC B | MW | Before Competition Groups | 2.8194 | 0 | 0 | 1569.3322 | 0.0017965 | 41 | Commercial_2034_SC B_MW_Before Competition Groups_41 | Vertical Night Covers | 0.1797% | 0 | 2.8194 | Commercial_2034_SC B_MW_Before Competition Groups_Vertical Night Covers
Commercial | Com ¦ Energy Efficient Laboratory Fume Hood | 2034 | SC B | MW | Before Competition Groups | 2.6996 | 0 | 0 | 1569.3322 | 0.0017202 | 42 | Commercial_2034_SC B_MW_Before Competition Groups_42 | Energy Efficient Laboratory Fume Hood | 0.172% | 0 | 2.6996 | Commercial_2034_SC B_MW_Before Competition Groups_Energy Efficient Laboratory Fume Hood
Commercial | Com ¦ Water Heating (DHW) Pipe Insulation (Add 3/4\ Foam)" | 2034 | SC B | MW | Before Competition Groups | 2.1546 | 0 | 0 | 1569.3322 | 0.001373 | 43 | Commercial_2034_SC B_MW_Before Competition Groups_43 | Water Heating (DHW) Pipe Insulation (Add 3/4\ Foam)" | 0.1373% | 0 | 2.1546 | Commercial_2034_SC B_MW_Before Competition Groups_Water Heating (DHW) Pipe Insulation (Add 3/4\ Foam)"
Commercial | Com ¦ Outside Air Economizer | 2034 | SC B | MW | Before Competition Groups | 1.9485 | 0 | 0 | 1569.3322 | 0.0012416 | 44 | Commercial_2034_SC B_MW_Before Competition Groups_44 | Outside Air Economizer | 0.1242% | 0 | 1.9485 | Commercial_2034_SC B_MW_Before Competition Groups_Outside Air Economizer
Commercial | Com ¦ ENERGY STAR Fryer (84% eff) | 2034 | SC B | MW | Before Competition Groups | 1.5042 | 0 | 0 | 1569.3322 | 0.00095848 | 45 | Commercial_2034_SC B_MW_Before Competition Groups_45 | ENERGY STAR Fryer (84% eff) | 0.09585% | 0 | 1.5042 | Commercial_2034_SC B_MW_Before Competition Groups_ENERGY STAR Fryer (84% eff)
Commercial | Com ¦ Suction Pipe Insulation Freezer/Refrigerator | 2034 | SC B | MW | Before Competition Groups | 1.4659 | 0 | 0 | 1569.3322 | 0.00093406 | 46 | Commercial_2034_SC B_MW_Before Competition Groups_46 | Suction Pipe Insulation Freezer/Refrigerator | 0.09341% | 0 | 1.4659 | Commercial_2034_SC B_MW_Before Competition Groups_Suction Pipe Insulation Freezer/Refrigerator
Commercial | Com ¦ ENERGY STAR Steam Cookers | 2034 | SC B | MW | Before Competition Groups | 0.96522 | 0 | 0 | 1569.3322 | 0.00061505 | 47 | Commercial_2034_SC B_MW_Before Competition Groups_47 | ENERGY STAR Steam Cookers | 0.06151% | 0 | 0.96522 | Commercial_2034_SC B_MW_Before Competition Groups_ENERGY STAR Steam Cookers
Commercial | Com ¦ Condensing Make Up Air Unit | 2034 | SC B | MW | Before Competition Groups | 0.92991 | 0 | 0 | 1569.3322 | 0.00059255 | 48 | Commercial_2034_SC B_MW_Before Competition Groups_48 | Condensing Make Up Air Unit | 0.05926% | 0 | 0.92991 | Commercial_2034_SC B_MW_Before Competition Groups_Condensing Make Up Air Unit
Commercial | Com ¦ ENERGY STAR Dishwasher | 2034 | SC B | MW | Before Competition Groups | 0.81586 | 0 | 0 | 1569.3322 | 0.00051988 | 49 | Commercial_2034_SC B_MW_Before Competition Groups_49 | ENERGY STAR Dishwasher | 0.05199% | 0 | 0.81586 | Commercial_2034_SC B_MW_Before Competition Groups_ENERGY STAR Dishwasher
Commercial | Com ¦ Ozone Laundry Treatment | 2034 | SC B | MW | Before Competition Groups | 0.73628 | 0 | 0 | 1569.3322 | 0.00046917 | 50 | Commercial_2034_SC B_MW_Before Competition Groups_50 | Ozone Laundry Treatment | 0.04692% | 0 | 0.73628 | Commercial_2034_SC B_MW_Before Competition Groups_Ozone Laundry Treatment
Commercial | Com ¦ Thermostat Setback | 2034 | SC B | MW | Before Competition Groups | 0.70817 | 0 | 0 | 1569.3322 | 0.00045125 | 51 | Commercial_2034_SC B_MW_Before Competition Groups_51 | Thermostat Setback | 0.04513% | 0 | 0.70817 | Commercial_2034_SC B_MW_Before Competition Groups_Thermostat Setback
Commercial | Com ¦ PTAC (12 EER/10,000 BTU) | 2034 | SC B | MW | Before Competition Groups | 0.37166 | 0 | 0 | 1569.3322 | 0.00023683 | 52 | Commercial_2034_SC B_MW_Before Competition Groups_52 | PTAC (12 EER/10,000 BTU) | 0.02368% | 0 | 0.37166 | Commercial_2034_SC B_MW_Before Competition Groups_PTAC (12 EER/10,000 BTU)
Commercial | Com ¦ ECM MOTORS FOR HVAC APPLICATION (FAN-POWERED VAV BOX) | 2034 | SC B | MW | Before Competition Groups | 0.30607 | 0 | 0 | 1569.3322 | 0.00019503 | 53 | Commercial_2034_SC B_MW_Before Competition Groups_53 | ECM MOTORS FOR HVAC APPLICATION (FAN-POWERED VAV BOX) | 0.0195% | 0 | 0.30607 | Commercial_2034_SC B_MW_Before Competition Groups_ECM MOTORS FOR HVAC APPLICATION (FAN-POWERED VAV BOX)
Commercial | COM ¦ Ductless Mini-Split Heat Pumps | 2034 | SC B | MW | Before Competition Groups | 0.28536 | 0 | 0 | 1569.3322 | 0.00018184 | 54 | Commercial_2034_SC B_MW_Before Competition Groups_54 | Ductless Mini-Split Heat Pumps | 0.01818% | 0 | 0.28536 | Commercial_2034_SC B_MW_Before Competition Groups_Ductless Mini-Split Heat Pumps
Commercial | Com ¦ Solar Water Preheat (Pools/DHW) | 2034 | SC B | MW | Before Competition Groups | 0.24931 | 0 | 0 | 1569.3322 | 0.00015886 | 55 | Commercial_2034_SC B_MW_Before Competition Groups_55 | Solar Water Preheat (Pools/DHW) | 0.01589% | 0 | 0.24931 | Commercial_2034_SC B_MW_Before Competition Groups_Solar Water Preheat (Pools/DHW)
Commercial | Com ¦ Auto Off Time Switch or Time Clock control | 2034 | SC B | MW | Before Competition Groups | 0.17403 | 0 | 0 | 1569.3322 | 0.00011089 | 56 | Commercial_2034_SC B_MW_Before Competition Groups_56 | Auto Off Time Switch or Time Clock control | 0.01109% | 0 | 0.17403 | Commercial_2034_SC B_MW_Before Competition Groups_Auto Off Time Switch or Time Clock control
Commercial | Com ¦ Notched V belts for HVAC Systems | 2034 | SC B | MW | Before Competition Groups | 0.17391 | 0 | 0 | 1569.3322 | 0.00011082 | 57 | Commercial_2034_SC B_MW_Before Competition Groups_57 | Notched V belts for HVAC Systems | 0.01108% | 0 | 0.17391 | Commercial_2034_SC B_MW_Before Competition Groups_Notched V belts for HVAC Systems
Commercial | Com ¦ CEE Tier 2/Energy Star Clothes Washers | 2034 | SC B | MW | Before Competition Groups | 0.15296 | 0 | 0 | 1569.3322 | 9.7468e-05 | 58 | Commercial_2034_SC B_MW_Before Competition Groups_58 | CEE Tier 2/Energy Star Clothes Washers | 0.009747% | 0 | 0.15296 | Commercial_2034_SC B_MW_Before Competition Groups_CEE Tier 2/Energy Star Clothes Washers
Commercial | Com ¦ Demand controlled Circulating Systems | 2034 | SC B | MW | Before Competition Groups | 0.14017 | 0 | 0 | 1569.3322 | 8.9319e-05 | 59 | Commercial_2034_SC B_MW_Before Competition Groups_59 | Demand controlled Circulating Systems | 0.008932% | 0 | 0.14017 | Commercial_2034_SC B_MW_Before Competition Groups_Demand controlled Circulating Systems
Commercial | Com ¦ HVAC Optimization | 2034 | SC B | MW | Before Competition Groups | 0.10384 | 0 | 0 | 1569.3322 | 6.6166e-05 | 60 | Commercial_2034_SC B_MW_Before Competition Groups_60 | HVAC Optimization | 0.006617% | 0 | 0.10384 | Commercial_2034_SC B_MW_Before Competition Groups_HVAC Optimization
Commercial | Com ¦ Efficient compressor motor | 2034 | SC B | MW | Before Competition Groups | 0.099069 | 0 | 0 | 1569.3322 | 6.3128e-05 | 61 | Commercial_2034_SC B_MW_Before Competition Groups_61 | Efficient compressor motor | 0.006313% | 0 | 0.099069 | Commercial_2034_SC B_MW_Before Competition Groups_Efficient compressor motor
Commercial | Com ¦ High Efficiency Small Instantaneous Water Heater | 2034 | SC B | MW | Before Competition Groups | 0.090543 | 0 | 0 | 1569.3322 | 5.7695e-05 | 62 | Commercial_2034_SC B_MW_Before Competition Groups_62 | High Efficiency Small Instantaneous Water Heater | 0.00577% | 0 | 0.090543 | Commercial_2034_SC B_MW_Before Competition Groups_High Efficiency Small Instantaneous Water Heater
Commercial | Com ¦ Low Flow Pre-Rinse Spray Nozzle | 2034 | SC B | MW | Before Competition Groups | 0.083182 | 0 | 0 | 1569.3322 | 5.3005e-05 | 63 | Commercial_2034_SC B_MW_Before Competition Groups_63 | Low Flow Pre-Rinse Spray Nozzle | 0.0053% | 0 | 0.083182 | Commercial_2034_SC B_MW_Before Competition Groups_Low Flow Pre-Rinse Spray Nozzle
Commercial | Com ¦ Commercial Hot Food Holding Cabinets | 2034 | SC B | MW | Before Competition Groups | 0.080611 | 0 | 0 | 1569.3322 | 5.1366e-05 | 64 | Commercial_2034_SC B_MW_Before Competition Groups_64 | Commercial Hot Food Holding Cabinets | 0.005137% | 0 | 0.080611 | Commercial_2034_SC B_MW_Before Competition Groups_Commercial Hot Food Holding Cabinets
Commercial | Com ¦ LED RECESSED DOWNLIGHTS | 2034 | SC B | MW | Before Competition Groups | 0.063804 | 0 | 0 | 1569.3322 | 4.0657e-05 | 65 | Commercial_2034_SC B_MW_Before Competition Groups_65 | LED RECESSED DOWNLIGHTS | 0.004066% | 0 | 0.063804 | Commercial_2034_SC B_MW_Before Competition Groups_LED RECESSED DOWNLIGHTS
Commercial | Com ¦ Room AC (w/ louvered sides) 14 SEER from 12 SEER code | 2034 | SC B | MW | Before Competition Groups | 0.060722 | 0 | 0 | 1569.3322 | 3.8693e-05 | 66 | Commercial_2034_SC B_MW_Before Competition Groups_66 | Room AC (w/ louvered sides) 14 SEER from 12 SEER code | 0.003869% | 0 | 0.060722 | Commercial_2034_SC B_MW_Before Competition Groups_Room AC (w/ louvered sides) 14 SEER from 12 SEER code
Commercial | Com ¦ Wall Insulation | 2034 | SC B | MW | Before Competition Groups | 0.053044 | 0 | 0 | 1569.3322 | 3.38e-05 | 67 | Commercial_2034_SC B_MW_Before Competition Groups_67 | Wall Insulation | 0.00338% | 0 | 0.053044 | Commercial_2034_SC B_MW_Before Competition Groups_Wall Insulation
Commercial | Com ¦ Condensing Unit Heaters or other Efficient Unit Heating System | 2034 | SC B | MW | Before Competition Groups | 0.048225 | 0 | 0 | 1569.3322 | 3.0729e-05 | 68 | Commercial_2034_SC B_MW_Before Competition Groups_68 | Condensing Unit Heaters or other Efficient Unit Heating System | 0.003073% | 0 | 0.048225 | Commercial_2034_SC B_MW_Before Competition Groups_Condensing Unit Heaters or other Efficient Unit Heating System
Commercial | Com ¦ Energy Recovery Ventilation and Ventilation (Enhanced) | 2034 | SC B | MW | Before Competition Groups | 0.041903 | 0 | 0 | 1569.3322 | 2.6701e-05 | 69 | Commercial_2034_SC B_MW_Before Competition Groups_69 | Energy Recovery Ventilation and Ventilation (Enhanced) | 0.00267% | 0 | 0.041903 | Commercial_2034_SC B_MW_Before Competition Groups_Energy Recovery Ventilation and Ventilation (Enhanced)
Commercial | Com ¦ High Efficiency Chiller (avg of water and air cooled) | 2034 | SC B | MW | Before Competition Groups | 0.034843 | 0 | 0 | 1569.3322 | 2.2202e-05 | 70 | Commercial_2034_SC B_MW_Before Competition Groups_70 | High Efficiency Chiller (avg of water and air cooled) | 0.00222% | 0 | 0.034843 | Commercial_2034_SC B_MW_Before Competition Groups_High Efficiency Chiller (avg of water and air cooled)
Commercial | Com ¦ VSD Air Compressor | 2034 | SC B | MW | Before Competition Groups | 0.026072 | 0 | 0 | 1569.3322 | 1.6613e-05 | 71 | Commercial_2034_SC B_MW_Before Competition Groups_71 | VSD Air Compressor | 0.001661% | 0 | 0.026072 | Commercial_2034_SC B_MW_Before Competition Groups_VSD Air Compressor
Commercial | Com ¦ Air Curtains | 2034 | SC B | MW | Before Competition Groups | 0.0068542 | 0 | 0 | 1569.3322 | 4.3676e-06 | 72 | Commercial_2034_SC B_MW_Before Competition Groups_72 | Air Curtains | 0.0004368% | 0 | 0.0068542 | Commercial_2034_SC B_MW_Before Competition Groups_Air Curtains
Commercial | Com ¦ EC Plug Fan for Data Center (under cabinet) | 2034 | SC B | MW | Before Competition Groups | 0.0058992 | 0 | 0 | 1569.3322 | 3.759e-06 | 73 | Commercial_2034_SC B_MW_Before Competition Groups_73 | EC Plug Fan for Data Center (under cabinet) | 0.0003759% | 0 | 0.0058992 | Commercial_2034_SC B_MW_Before Competition Groups_EC Plug Fan for Data Center (under cabinet)
Commercial | Com ¦ Electric Convection Combination Ovens | 2034 | SC B | MW | Before Competition Groups | 0.00036626 | 0 | 0 | 1569.3322 | 2.3339e-07 | 74 | Commercial_2034_SC B_MW_Before Competition Groups_74 | Electric Convection Combination Ovens | 2.334e-05% | 0 | 0.00036626 | Commercial_2034_SC B_MW_Before Competition Groups_Electric Convection Combination Ovens
Commercial | Com ¦ LLLC - Low Impact Application | 2034 | SC B | MW | Before Competition Groups | 4.1299e-19 | 0 | 0 | 1569.3322 | 2.6316e-22 | 75 | Commercial_2034_SC B_MW_Before Competition Groups_75 | LLLC - Low Impact Application | 2.632e-20% | 0 | 4.1299e-19 | Commercial_2034_SC B_MW_Before Competition Groups_LLLC - Low Impact Application
Commercial | Com ¦ LLLC - High Impact Application | 2034 | SC B | MW | Before Competition Groups | 1.4456e-19 | 0 | 0 | 1569.3322 | 9.2117e-23 | 76 | Commercial_2034_SC B_MW_Before Competition Groups_76 | LLLC - High Impact Application | 9.212e-21% | 0 | 1.4456e-19 | Commercial_2034_SC B_MW_Before Competition Groups_LLLC - High Impact Application
Commercial | Com ¦ Networked/Connected - High Impact Application | 2034 | SC B | MW | Before Competition Groups | 1.5859e-21 | 0 | 0 | 1569.3322 | 1.0106e-24 | 77 | Commercial_2034_SC B_MW_Before Competition Groups_77 | Networked/Connected - High Impact Application | 1.011e-22% | 0 | 1.5859e-21 | Commercial_2034_SC B_MW_Before Competition Groups_Networked/Connected - High Impact Application
Commercial | Com ¦ Networked/Connected - Low Impact Application | 2034 | SC B | MW | Before Competition Groups | 9.1201e-22 | 0 | 0 | 1569.3322 | 5.8114e-25 | 78 | Commercial_2034_SC B_MW_Before Competition Groups_78 | Networked/Connected - Low Impact Application | 5.811e-23% | 0 | 9.1201e-22 | Commercial_2034_SC B_MW_Before Competition Groups_Networked/Connected - Low Impact Application
Commercial | Com ¦ Indoor Daylight Sensors/Photocell Dimming Control | 2034 | SC B | MW | Before Competition Groups | 0 | 0 | 0 | 1569.3322 | 0 | 79 | Commercial_2034_SC B_MW_Before Competition Groups_79 | Indoor Daylight Sensors/Photocell Dimming Control | 0% | 0 | 0 | Commercial_2034_SC B_MW_Before Competition Groups_Indoor Daylight Sensors/Photocell Dimming Control
Commercial | Com ¦ Variable Refrigerant Flow Heat Pump | 2034 | SC B | MW | Before Competition Groups | 0 | 0 | 0 | 1569.3322 | 0 | 80 | Commercial_2034_SC B_MW_Before Competition Groups_80 | Variable Refrigerant Flow Heat Pump | 0% | 0 | 0 | Commercial_2034_SC B_MW_Before Competition Groups_Variable Refrigerant Flow Heat Pump
Commercial | Com ¦ LED Low/High Bay | 2034 | SC C | MW | Before Competition Groups | 164.6879 | 0 | 0 | 1178.2025 | 0.13978 | 1 | Commercial_2034_SC C_MW_Before Competition Groups_1 | LED Low/High Bay | 13.98% | 0 | 164.6879 | Commercial_2034_SC C_MW_Before Competition Groups_LED Low/High Bay
Commercial | Com ¦ LED Troffer/Surface/Suspended | 2034 | SC C | MW | Before Competition Groups | 130.9297 | 0 | 0 | 1178.2025 | 0.11113 | 2 | Commercial_2034_SC C_MW_Before Competition Groups_2 | LED Troffer/Surface/Suspended | 11.11% | 0 | 130.9297 | Commercial_2034_SC C_MW_Before Competition Groups_LED Troffer/Surface/Suspended
Commercial | Com ¦ ENERGY STAR LED LAMPS (REFLECTOR LAMPs/MR16/PAR 16) | 2034 | SC C | MW | Before Competition Groups | 124.6449 | 0 | 0 | 1178.2025 | 0.10579 | 3 | Commercial_2034_SC C_MW_Before Competition Groups_3 | ENERGY STAR LED LAMPS (REFLECTOR LAMPs/MR16/PAR 16) | 10.58% | 0 | 124.6449 | Commercial_2034_SC C_MW_Before Competition Groups_ENERGY STAR LED LAMPS (REFLECTOR LAMPs/MR16/PAR 16)
Commercial | Com ¦ LED Replacement Lamp (Tube) | 2034 | SC C | MW | Before Competition Groups | 79.4358 | 0 | 0 | 1178.2025 | 0.067421 | 4 | Commercial_2034_SC C_MW_Before Competition Groups_4 | LED Replacement Lamp (Tube) | 6.742% | 0 | 79.4358 | Commercial_2034_SC C_MW_Before Competition Groups_LED Replacement Lamp (Tube)
Commercial | Com ¦ High Efficiency Air Source Heat Pump | 2034 | SC C | MW | Before Competition Groups | 77.2926 | 0 | 0 | 1178.2025 | 0.065602 | 5 | Commercial_2034_SC C_MW_Before Competition Groups_5 | High Efficiency Air Source Heat Pump | 6.56% | 0 | 77.2926 | Commercial_2034_SC C_MW_Before Competition Groups_High Efficiency Air Source Heat Pump
Commercial | Com ¦ Building Recommissioning, Operations and Maintenance (O&M) Improvements | 2034 | SC C | MW | Before Competition Groups | 75.2535 | 0 | 0 | 1178.2025 | 0.063871 | 6 | Commercial_2034_SC C_MW_Before Competition Groups_6 | Building Recommissioning, Operations and Maintenance (O&M) Improvements | 6.387% | 0 | 75.2535 | Commercial_2034_SC C_MW_Before Competition Groups_Building Recommissioning, Operations and Maintenance (O&M) Improvements
Commercial | Com ¦ Unitary Air-Conditioning Unit | 2034 | SC C | MW | Before Competition Groups | 59.4919 | 0 | 0 | 1178.2025 | 0.050494 | 7 | Commercial_2034_SC C_MW_Before Competition Groups_7 | Unitary Air-Conditioning Unit | 5.049% | 0 | 59.4919 | Commercial_2034_SC C_MW_Before Competition Groups_Unitary Air-Conditioning Unit
Commercial | Com ¦ Advanced BAS/Controllers | 2034 | SC C | MW | Before Competition Groups | 40.58 | 0 | 0 | 1178.2025 | 0.034442 | 8 | Commercial_2034_SC C_MW_Before Competition Groups_8 | Advanced BAS/Controllers | 3.444% | 0 | 40.58 | Commercial_2034_SC C_MW_Before Competition Groups_Advanced BAS/Controllers
Commercial | Com ¦ Education and Capacity Building/Energy Behavior | 2034 | SC C | MW | Before Competition Groups | 36.2149 | 0 | 0 | 1178.2025 | 0.030737 | 9 | Commercial_2034_SC C_MW_Before Competition Groups_9 | Education and Capacity Building/Energy Behavior | 3.074% | 0 | 36.2149 | Commercial_2034_SC C_MW_Before Competition Groups_Education and Capacity Building/Energy Behavior
Commercial | Com ¦ Refrigerated Display Case Doors | 2034 | SC C | MW | Before Competition Groups | 30.1343 | 0 | 0 | 1178.2025 | 0.025577 | 10 | Commercial_2034_SC C_MW_Before Competition Groups_10 | Refrigerated Display Case Doors | 2.558% | 0 | 30.1343 | Commercial_2034_SC C_MW_Before Competition Groups_Refrigerated Display Case Doors
Commercial | Com ¦ Adaptive Thermostats | 2034 | SC C | MW | Before Competition Groups | 28.7125 | 0 | 0 | 1178.2025 | 0.02437 | 11 | Commercial_2034_SC C_MW_Before Competition Groups_11 | Adaptive Thermostats | 2.437% | 0 | 28.7125 | Commercial_2034_SC C_MW_Before Competition Groups_Adaptive Thermostats
Commercial | Com ¦ Reach-in Shaded Pole to ECM/PSC Evaporator Fan Motor | 2034 | SC C | MW | Before Competition Groups | 27.2576 | 0 | 0 | 1178.2025 | 0.023135 | 12 | Commercial_2034_SC C_MW_Before Competition Groups_12 | Reach-in Shaded Pole to ECM/PSC Evaporator Fan Motor | 2.313% | 0 | 27.2576 | Commercial_2034_SC C_MW_Before Competition Groups_Reach-in Shaded Pole to ECM/PSC Evaporator Fan Motor
Commercial | Com ¦ Data Center Storage/Server Virtualization | 2034 | SC C | MW | Before Competition Groups | 27.0496 | 0 | 0 | 1178.2025 | 0.022958 | 13 | Commercial_2034_SC C_MW_Before Competition Groups_13 | Data Center Storage/Server Virtualization | 2.296% | 0 | 27.0496 | Commercial_2034_SC C_MW_Before Competition Groups_Data Center Storage/Server Virtualization
Commercial | Com ¦ LED or Equivalent Sign Lighting | 2034 | SC C | MW | Before Competition Groups | 26.4889 | 0 | 0 | 1178.2025 | 0.022482 | 14 | Commercial_2034_SC C_MW_Before Competition Groups_14 | LED or Equivalent Sign Lighting | 2.248% | 0 | 26.4889 | Commercial_2034_SC C_MW_Before Competition Groups_LED or Equivalent Sign Lighting
Commercial | Com ¦ Strip Curtains | 2034 | SC C | MW | Before Competition Groups | 22.9374 | 0 | 0 | 1178.2025 | 0.019468 | 15 | Commercial_2034_SC C_MW_Before Competition Groups_15 | Strip Curtains | 1.947% | 0 | 22.9374 | Commercial_2034_SC C_MW_Before Competition Groups_Strip Curtains
Commercial | Com ¦ Furnace Tune-Up | 2034 | SC C | MW | Before Competition Groups | 19.6748 | 0 | 0 | 1178.2025 | 0.016699 | 16 | Commercial_2034_SC C_MW_Before Competition Groups_16 | Furnace Tune-Up | 1.67% | 0 | 19.6748 | Commercial_2034_SC C_MW_Before Competition Groups_Furnace Tune-Up
Commercial | Com ¦ Chilled Water Optimization | 2034 | SC C | MW | Before Competition Groups | 19.4871 | 0 | 0 | 1178.2025 | 0.01654 | 17 | Commercial_2034_SC C_MW_Before Competition Groups_17 | Chilled Water Optimization | 1.654% | 0 | 19.4871 | Commercial_2034_SC C_MW_Before Competition Groups_Chilled Water Optimization
Commercial | Com ¦ Demand Control Ventilation | 2034 | SC C | MW | Before Competition Groups | 18.3297 | 0 | 0 | 1178.2025 | 0.015557 | 18 | Commercial_2034_SC C_MW_Before Competition Groups_18 | Demand Control Ventilation | 1.556% | 0 | 18.3297 | Commercial_2034_SC C_MW_Before Competition Groups_Demand Control Ventilation
Commercial | Com ¦ Centrally controlled desktop PC/NETWORK PC POWER MANAGEMENT SOFTWARE | 2034 | SC C | MW | Before Competition Groups | 16.3766 | 0 | 0 | 1178.2025 | 0.0139 | 19 | Commercial_2034_SC C_MW_Before Competition Groups_19 | Centrally controlled desktop PC/NETWORK PC POWER MANAGEMENT SOFTWARE | 1.39% | 0 | 16.3766 | Commercial_2034_SC C_MW_Before Competition Groups_Centrally controlled desktop PC/NETWORK PC POWER MANAGEMENT SOFTWARE
Commercial | Com ¦ ENERGY STAR LED LAMPS (General Service Lamps) | 2034 | SC C | MW | Before Competition Groups | 15.2186 | 0 | 0 | 1178.2025 | 0.012917 | 20 | Commercial_2034_SC C_MW_Before Competition Groups_20 | ENERGY STAR LED LAMPS (General Service Lamps) | 1.292% | 0 | 15.2186 | Commercial_2034_SC C_MW_Before Competition Groups_ENERGY STAR LED LAMPS (General Service Lamps)
Commercial | Com ¦ Variable Frequency Drive (VFD) | 2034 | SC C | MW | Before Competition Groups | 13.8366 | 0 | 0 | 1178.2025 | 0.011744 | 21 | Commercial_2034_SC C_MW_Before Competition Groups_21 | Variable Frequency Drive (VFD) | 1.174% | 0 | 13.8366 | Commercial_2034_SC C_MW_Before Competition Groups_Variable Frequency Drive (VFD)
Commercial | Com ¦ VFD on Pumps | 2034 | SC C | MW | Before Competition Groups | 12.9252 | 0 | 0 | 1178.2025 | 0.01097 | 22 | Commercial_2034_SC C_MW_Before Competition Groups_22 | VFD on Pumps | 1.097% | 0 | 12.9252 | Commercial_2034_SC C_MW_Before Competition Groups_VFD on Pumps
Commercial | Com ¦ Refrigerated Display Case LED | 2034 | SC C | MW | Before Competition Groups | 11.7004 | 0 | 0 | 1178.2025 | 0.0099307 | 23 | Commercial_2034_SC C_MW_Before Competition Groups_23 | Refrigerated Display Case LED | 0.9931% | 0 | 11.7004 | Commercial_2034_SC C_MW_Before Competition Groups_Refrigerated Display Case LED
Commercial | Com ¦ Air Handler with Dedicated Outdoor Air Systems | 2034 | SC C | MW | Before Competition Groups | 7.7775 | 0 | 0 | 1178.2025 | 0.0066011 | 24 | Commercial_2034_SC C_MW_Before Competition Groups_24 | Air Handler with Dedicated Outdoor Air Systems | 0.6601% | 0 | 7.7775 | Commercial_2034_SC C_MW_Before Competition Groups_Air Handler with Dedicated Outdoor Air Systems
Commercial | Com ¦ Door Gasket Freezer/Refrigerator | 2034 | SC C | MW | Before Competition Groups | 7.2861 | 0 | 0 | 1178.2025 | 0.006184 | 25 | Commercial_2034_SC C_MW_Before Competition Groups_25 | Door Gasket Freezer/Refrigerator | 0.6184% | 0 | 7.2861 | Commercial_2034_SC C_MW_Before Competition Groups_Door Gasket Freezer/Refrigerator
Commercial | Com ¦ ECM MOTORS FOR EVAPORATOR FANS for refrigeration (WALK-IN) | 2034 | SC C | MW | Before Competition Groups | 7.1002 | 0 | 0 | 1178.2025 | 0.0060263 | 26 | Commercial_2034_SC C_MW_Before Competition Groups_26 | ECM MOTORS FOR EVAPORATOR FANS for refrigeration (WALK-IN) | 0.6026% | 0 | 7.1002 | Commercial_2034_SC C_MW_Before Competition Groups_ECM MOTORS FOR EVAPORATOR FANS for refrigeration (WALK-IN)
Commercial | Com ¦ LED EXTERIOR AREA LIGHTS - LED fixture (200W) | 2034 | SC C | MW | Before Competition Groups | 6.6671 | 0 | 0 | 1178.2025 | 0.0056587 | 27 | Commercial_2034_SC C_MW_Before Competition Groups_27 | LED EXTERIOR AREA LIGHTS - LED fixture (200W) | 0.5659% | 0 | 6.6671 | Commercial_2034_SC C_MW_Before Competition Groups_LED EXTERIOR AREA LIGHTS - LED fixture (200W)
Commercial | Com ¦ Demand Control Kitchen Ventilation | 2034 | SC C | MW | Before Competition Groups | 6.5181 | 0 | 0 | 1178.2025 | 0.0055322 | 28 | Commercial_2034_SC C_MW_Before Competition Groups_28 | Demand Control Kitchen Ventilation | 0.5532% | 0 | 6.5181 | Commercial_2034_SC C_MW_Before Competition Groups_Demand Control Kitchen Ventilation
Commercial | Com ¦ LED parking lot fixture | 2034 | SC C | MW | Before Competition Groups | 6.3915 | 0 | 0 | 1178.2025 | 0.0054248 | 29 | Commercial_2034_SC C_MW_Before Competition Groups_29 | LED parking lot fixture | 0.5425% | 0 | 6.3915 | Commercial_2034_SC C_MW_Before Competition Groups_LED parking lot fixture
Commercial | Com ¦ Freezer Case Light Sensor | 2034 | SC C | MW | Before Competition Groups | 6.1265 | 0 | 0 | 1178.2025 | 0.0051999 | 30 | Commercial_2034_SC C_MW_Before Competition Groups_30 | Freezer Case Light Sensor | 0.52% | 0 | 6.1265 | Commercial_2034_SC C_MW_Before Competition Groups_Freezer Case Light Sensor
Commercial | Com ¦ Evaporator Fan Controls | 2034 | SC C | MW | Before Competition Groups | 5.9688 | 0 | 0 | 1178.2025 | 0.005066 | 31 | Commercial_2034_SC C_MW_Before Competition Groups_31 | Evaporator Fan Controls | 0.5066% | 0 | 5.9688 | Commercial_2034_SC C_MW_Before Competition Groups_Evaporator Fan Controls
Commercial | Com ¦ ENERGY STAR Griddle (74% eff) | 2034 | SC C | MW | Before Competition Groups | 5.0655 | 0 | 0 | 1178.2025 | 0.0042994 | 32 | Commercial_2034_SC C_MW_Before Competition Groups_32 | ENERGY STAR Griddle (74% eff) | 0.4299% | 0 | 5.0655 | Commercial_2034_SC C_MW_Before Competition Groups_ENERGY STAR Griddle (74% eff)
Commercial | Com ¦ Water Source Heat Pump (4 ton) | 2034 | SC C | MW | Before Competition Groups | 4.8537 | 0 | 0 | 1178.2025 | 0.0041195 | 33 | Commercial_2034_SC C_MW_Before Competition Groups_33 | Water Source Heat Pump (4 ton) | 0.412% | 0 | 4.8537 | Commercial_2034_SC C_MW_Before Competition Groups_Water Source Heat Pump (4 ton)
Commercial | Com ¦ Occupancy Sensors | 2034 | SC C | MW | Before Competition Groups | 4.4325 | 0 | 0 | 1178.2025 | 0.0037621 | 34 | Commercial_2034_SC C_MW_Before Competition Groups_34 | Occupancy Sensors | 0.3762% | 0 | 4.4325 | Commercial_2034_SC C_MW_Before Competition Groups_Occupancy Sensors
Commercial | Com ¦ LED street light fixture | 2034 | SC C | MW | Before Competition Groups | 4.0388 | 0 | 0 | 1178.2025 | 0.003428 | 35 | Commercial_2034_SC C_MW_Before Competition Groups_35 | LED street light fixture | 0.3428% | 0 | 4.0388 | Commercial_2034_SC C_MW_Before Competition Groups_LED street light fixture
Commercial | Com ¦ Duct Insulation, R8 | 2034 | SC C | MW | Before Competition Groups | 3.6463 | 0 | 0 | 1178.2025 | 0.0030948 | 36 | Commercial_2034_SC C_MW_Before Competition Groups_36 | Duct Insulation, R8 | 0.3095% | 0 | 3.6463 | Commercial_2034_SC C_MW_Before Competition Groups_Duct Insulation, R8
Commercial | Com ¦ BEVERAGE VENDING MACHINE CONTROLS | 2034 | SC C | MW | Before Competition Groups | 2.6398 | 0 | 0 | 1178.2025 | 0.0022405 | 37 | Commercial_2034_SC C_MW_Before Competition Groups_37 | BEVERAGE VENDING MACHINE CONTROLS | 0.2241% | 0 | 2.6398 | Commercial_2034_SC C_MW_Before Competition Groups_BEVERAGE VENDING MACHINE CONTROLS
Commercial | Com ¦ Elec Storage WH 2.30 Et | 2034 | SC C | MW | Before Competition Groups | 2.4128 | 0 | 0 | 1178.2025 | 0.0020478 | 38 | Commercial_2034_SC C_MW_Before Competition Groups_38 | Elec Storage WH 2.30 Et | 0.2048% | 0 | 2.4128 | Commercial_2034_SC C_MW_Before Competition Groups_Elec Storage WH 2.30 Et
Commercial | Com ¦ Temperature Adjustment in Commercial Freezers | 2034 | SC C | MW | Before Competition Groups | 2.1841 | 0 | 0 | 1178.2025 | 0.0018538 | 39 | Commercial_2034_SC C_MW_Before Competition Groups_39 | Temperature Adjustment in Commercial Freezers | 0.1854% | 0 | 2.1841 | Commercial_2034_SC C_MW_Before Competition Groups_Temperature Adjustment in Commercial Freezers
Commercial | Com ¦ CO Sensors for parking garage exhaust fans | 2034 | SC C | MW | Before Competition Groups | 1.9899 | 0 | 0 | 1178.2025 | 0.001689 | 40 | Commercial_2034_SC C_MW_Before Competition Groups_40 | CO Sensors for parking garage exhaust fans | 0.1689% | 0 | 1.9899 | Commercial_2034_SC C_MW_Before Competition Groups_CO Sensors for parking garage exhaust fans
Commercial | Com ¦ Vertical Night Covers | 2034 | SC C | MW | Before Competition Groups | 1.8046 | 0 | 0 | 1178.2025 | 0.0015316 | 41 | Commercial_2034_SC C_MW_Before Competition Groups_41 | Vertical Night Covers | 0.1532% | 0 | 1.8046 | Commercial_2034_SC C_MW_Before Competition Groups_Vertical Night Covers
Commercial | Com ¦ Energy Efficient Laboratory Fume Hood | 2034 | SC C | MW | Before Competition Groups | 1.7565 | 0 | 0 | 1178.2025 | 0.0014908 | 42 | Commercial_2034_SC C_MW_Before Competition Groups_42 | Energy Efficient Laboratory Fume Hood | 0.1491% | 0 | 1.7565 | Commercial_2034_SC C_MW_Before Competition Groups_Energy Efficient Laboratory Fume Hood
Commercial | Com ¦ ENERGY STAR Fryer (84% eff) | 2034 | SC C | MW | Before Competition Groups | 1.5042 | 0 | 0 | 1178.2025 | 0.0012767 | 43 | Commercial_2034_SC C_MW_Before Competition Groups_43 | ENERGY STAR Fryer (84% eff) | 0.1277% | 0 | 1.5042 | Commercial_2034_SC C_MW_Before Competition Groups_ENERGY STAR Fryer (84% eff)
Commercial | Com ¦ Outside Air Economizer | 2034 | SC C | MW | Before Competition Groups | 1.4259 | 0 | 0 | 1178.2025 | 0.0012102 | 44 | Commercial_2034_SC C_MW_Before Competition Groups_44 | Outside Air Economizer | 0.121% | 0 | 1.4259 | Commercial_2034_SC C_MW_Before Competition Groups_Outside Air Economizer
Commercial | Com ¦ Water Heating (DHW) Pipe Insulation (Add 3/4\ Foam)" | 2034 | SC C | MW | Before Competition Groups | 1.3844 | 0 | 0 | 1178.2025 | 0.001175 | 45 | Commercial_2034_SC C_MW_Before Competition Groups_45 | Water Heating (DHW) Pipe Insulation (Add 3/4\ Foam)" | 0.1175% | 0 | 1.3844 | Commercial_2034_SC C_MW_Before Competition Groups_Water Heating (DHW) Pipe Insulation (Add 3/4\ Foam)"
Commercial | Com ¦ ENERGY STAR Steam Cookers | 2034 | SC C | MW | Before Competition Groups | 0.96523 | 0 | 0 | 1178.2025 | 0.00081924 | 46 | Commercial_2034_SC C_MW_Before Competition Groups_46 | ENERGY STAR Steam Cookers | 0.08192% | 0 | 0.96523 | Commercial_2034_SC C_MW_Before Competition Groups_ENERGY STAR Steam Cookers
Commercial | Com ¦ Suction Pipe Insulation Freezer/Refrigerator | 2034 | SC C | MW | Before Competition Groups | 0.93922 | 0 | 0 | 1178.2025 | 0.00079716 | 47 | Commercial_2034_SC C_MW_Before Competition Groups_47 | Suction Pipe Insulation Freezer/Refrigerator | 0.07972% | 0 | 0.93922 | Commercial_2034_SC C_MW_Before Competition Groups_Suction Pipe Insulation Freezer/Refrigerator
Commercial | Com ¦ ENERGY STAR Dishwasher | 2034 | SC C | MW | Before Competition Groups | 0.75391 | 0 | 0 | 1178.2025 | 0.00063988 | 48 | Commercial_2034_SC C_MW_Before Competition Groups_48 | ENERGY STAR Dishwasher | 0.06399% | 0 | 0.75391 | Commercial_2034_SC C_MW_Before Competition Groups_ENERGY STAR Dishwasher
Commercial | Com ¦ Condensing Make Up Air Unit | 2034 | SC C | MW | Before Competition Groups | 0.75128 | 0 | 0 | 1178.2025 | 0.00063765 | 49 | Commercial_2034_SC C_MW_Before Competition Groups_49 | Condensing Make Up Air Unit | 0.06377% | 0 | 0.75128 | Commercial_2034_SC C_MW_Before Competition Groups_Condensing Make Up Air Unit
Commercial | Com ¦ Thermostat Setback | 2034 | SC C | MW | Before Competition Groups | 0.70388 | 0 | 0 | 1178.2025 | 0.00059741 | 50 | Commercial_2034_SC C_MW_Before Competition Groups_50 | Thermostat Setback | 0.05974% | 0 | 0.70388 | Commercial_2034_SC C_MW_Before Competition Groups_Thermostat Setback
Commercial | Com ¦ Ozone Laundry Treatment | 2034 | SC C | MW | Before Competition Groups | 0.48446 | 0 | 0 | 1178.2025 | 0.00041119 | 51 | Commercial_2034_SC C_MW_Before Competition Groups_51 | Ozone Laundry Treatment | 0.04112% | 0 | 0.48446 | Commercial_2034_SC C_MW_Before Competition Groups_Ozone Laundry Treatment
Commercial | COM ¦ Ductless Mini-Split Heat Pumps | 2034 | SC C | MW | Before Competition Groups | 0.22412 | 0 | 0 | 1178.2025 | 0.00019023 | 52 | Commercial_2034_SC C_MW_Before Competition Groups_52 | Ductless Mini-Split Heat Pumps | 0.01902% | 0 | 0.22412 | Commercial_2034_SC C_MW_Before Competition Groups_Ductless Mini-Split Heat Pumps
Commercial | Com ¦ ECM MOTORS FOR HVAC APPLICATION (FAN-POWERED VAV BOX) | 2034 | SC C | MW | Before Competition Groups | 0.21583 | 0 | 0 | 1178.2025 | 0.00018318 | 53 | Commercial_2034_SC C_MW_Before Competition Groups_53 | ECM MOTORS FOR HVAC APPLICATION (FAN-POWERED VAV BOX) | 0.01832% | 0 | 0.21583 | Commercial_2034_SC C_MW_Before Competition Groups_ECM MOTORS FOR HVAC APPLICATION (FAN-POWERED VAV BOX)
Commercial | Com ¦ PTAC (12 EER/10,000 BTU) | 2034 | SC C | MW | Before Competition Groups | 0.20167 | 0 | 0 | 1178.2025 | 0.00017117 | 54 | Commercial_2034_SC C_MW_Before Competition Groups_54 | PTAC (12 EER/10,000 BTU) | 0.01712% | 0 | 0.20167 | Commercial_2034_SC C_MW_Before Competition Groups_PTAC (12 EER/10,000 BTU)
Commercial | Com ¦ CEE Tier 2/Energy Star Clothes Washers | 2034 | SC C | MW | Before Competition Groups | 0.13816 | 0 | 0 | 1178.2025 | 0.00011726 | 55 | Commercial_2034_SC C_MW_Before Competition Groups_55 | CEE Tier 2/Energy Star Clothes Washers | 0.01173% | 0 | 0.13816 | Commercial_2034_SC C_MW_Before Competition Groups_CEE Tier 2/Energy Star Clothes Washers
Commercial | Com ¦ Solar Water Preheat (Pools/DHW) | 2034 | SC C | MW | Before Competition Groups | 0.13485 | 0 | 0 | 1178.2025 | 0.00011446 | 56 | Commercial_2034_SC C_MW_Before Competition Groups_56 | Solar Water Preheat (Pools/DHW) | 0.01145% | 0 | 0.13485 | Commercial_2034_SC C_MW_Before Competition Groups_Solar Water Preheat (Pools/DHW)
Commercial | Com ¦ Notched V belts for HVAC Systems | 2034 | SC C | MW | Before Competition Groups | 0.11984 | 0 | 0 | 1178.2025 | 0.00010171 | 57 | Commercial_2034_SC C_MW_Before Competition Groups_57 | Notched V belts for HVAC Systems | 0.01017% | 0 | 0.11984 | Commercial_2034_SC C_MW_Before Competition Groups_Notched V belts for HVAC Systems
Commercial | Com ¦ Auto Off Time Switch or Time Clock control | 2034 | SC C | MW | Before Competition Groups | 0.11144 | 0 | 0 | 1178.2025 | 9.4585e-05 | 58 | Commercial_2034_SC C_MW_Before Competition Groups_58 | Auto Off Time Switch or Time Clock control | 0.009458% | 0 | 0.11144 | Commercial_2034_SC C_MW_Before Competition Groups_Auto Off Time Switch or Time Clock control
Commercial | Com ¦ HVAC Optimization | 2034 | SC C | MW | Before Competition Groups | 0.10384 | 0 | 0 | 1178.2025 | 8.8131e-05 | 59 | Commercial_2034_SC C_MW_Before Competition Groups_59 | HVAC Optimization | 0.008813% | 0 | 0.10384 | Commercial_2034_SC C_MW_Before Competition Groups_HVAC Optimization
Commercial | Com ¦ Demand controlled Circulating Systems | 2034 | SC C | MW | Before Competition Groups | 0.093375 | 0 | 0 | 1178.2025 | 7.9252e-05 | 60 | Commercial_2034_SC C_MW_Before Competition Groups_60 | Demand controlled Circulating Systems | 0.007925% | 0 | 0.093375 | Commercial_2034_SC C_MW_Before Competition Groups_Demand controlled Circulating Systems
Commercial | Com ¦ LLLC - High Impact Application | 2034 | SC C | MW | Before Competition Groups | 0.086433 | 0 | 0 | 1178.2025 | 7.336e-05 | 61 | Commercial_2034_SC C_MW_Before Competition Groups_61 | LLLC - High Impact Application | 0.007336% | 0 | 0.086433 | Commercial_2034_SC C_MW_Before Competition Groups_LLLC - High Impact Application
Commercial | Com ¦ Low Flow Pre-Rinse Spray Nozzle | 2034 | SC C | MW | Before Competition Groups | 0.070749 | 0 | 0 | 1178.2025 | 6.0048e-05 | 62 | Commercial_2034_SC C_MW_Before Competition Groups_62 | Low Flow Pre-Rinse Spray Nozzle | 0.006005% | 0 | 0.070749 | Commercial_2034_SC C_MW_Before Competition Groups_Low Flow Pre-Rinse Spray Nozzle
Commercial | Com ¦ LED RECESSED DOWNLIGHTS | 2034 | SC C | MW | Before Competition Groups | 0.063804 | 0 | 0 | 1178.2025 | 5.4153e-05 | 63 | Commercial_2034_SC C_MW_Before Competition Groups_63 | LED RECESSED DOWNLIGHTS | 0.005415% | 0 | 0.063804 | Commercial_2034_SC C_MW_Before Competition Groups_LED RECESSED DOWNLIGHTS
Commercial | Com ¦ Commercial Hot Food Holding Cabinets | 2034 | SC C | MW | Before Competition Groups | 0.062134 | 0 | 0 | 1178.2025 | 5.2736e-05 | 64 | Commercial_2034_SC C_MW_Before Competition Groups_64 | Commercial Hot Food Holding Cabinets | 0.005274% | 0 | 0.062134 | Commercial_2034_SC C_MW_Before Competition Groups_Commercial Hot Food Holding Cabinets
Commercial | Com ¦ LLLC - Low Impact Application | 2034 | SC C | MW | Before Competition Groups | 0.057346 | 0 | 0 | 1178.2025 | 4.8673e-05 | 65 | Commercial_2034_SC C_MW_Before Competition Groups_65 | LLLC - Low Impact Application | 0.004867% | 0 | 0.057346 | Commercial_2034_SC C_MW_Before Competition Groups_LLLC - Low Impact Application
Commercial | Com ¦ High Efficiency Small Instantaneous Water Heater | 2034 | SC C | MW | Before Competition Groups | 0.043786 | 0 | 0 | 1178.2025 | 3.7163e-05 | 66 | Commercial_2034_SC C_MW_Before Competition Groups_66 | High Efficiency Small Instantaneous Water Heater | 0.003716% | 0 | 0.043786 | Commercial_2034_SC C_MW_Before Competition Groups_High Efficiency Small Instantaneous Water Heater
Commercial | Com ¦ Efficient compressor motor | 2034 | SC C | MW | Before Competition Groups | 0.03795 | 0 | 0 | 1178.2025 | 3.221e-05 | 67 | Commercial_2034_SC C_MW_Before Competition Groups_67 | Efficient compressor motor | 0.003221% | 0 | 0.03795 | Commercial_2034_SC C_MW_Before Competition Groups_Efficient compressor motor
Commercial | Com ¦ High Efficiency Chiller (avg of water and air cooled) | 2034 | SC C | MW | Before Competition Groups | 0.034846 | 0 | 0 | 1178.2025 | 2.9575e-05 | 68 | Commercial_2034_SC C_MW_Before Competition Groups_68 | High Efficiency Chiller (avg of water and air cooled) | 0.002958% | 0 | 0.034846 | Commercial_2034_SC C_MW_Before Competition Groups_High Efficiency Chiller (avg of water and air cooled)
Commercial | Com ¦ Room AC (w/ louvered sides) 14 SEER from 12 SEER code | 2034 | SC C | MW | Before Competition Groups | 0.034039 | 0 | 0 | 1178.2025 | 2.8891e-05 | 69 | Commercial_2034_SC C_MW_Before Competition Groups_69 | Room AC (w/ louvered sides) 14 SEER from 12 SEER code | 0.002889% | 0 | 0.034039 | Commercial_2034_SC C_MW_Before Competition Groups_Room AC (w/ louvered sides) 14 SEER from 12 SEER code
Commercial | Com ¦ Wall Insulation | 2034 | SC C | MW | Before Competition Groups | 0.033934 | 0 | 0 | 1178.2025 | 2.8802e-05 | 70 | Commercial_2034_SC C_MW_Before Competition Groups_70 | Wall Insulation | 0.00288% | 0 | 0.033934 | Commercial_2034_SC C_MW_Before Competition Groups_Wall Insulation
Commercial | Com ¦ Condensing Unit Heaters or other Efficient Unit Heating System | 2034 | SC C | MW | Before Competition Groups | 0.031121 | 0 | 0 | 1178.2025 | 2.6414e-05 | 71 | Commercial_2034_SC C_MW_Before Competition Groups_71 | Condensing Unit Heaters or other Efficient Unit Heating System | 0.002641% | 0 | 0.031121 | Commercial_2034_SC C_MW_Before Competition Groups_Condensing Unit Heaters or other Efficient Unit Heating System
Commercial | Com ¦ Air Curtains | 2034 | SC C | MW | Before Competition Groups | 0.025508 | 0 | 0 | 1178.2025 | 2.165e-05 | 72 | Commercial_2034_SC C_MW_Before Competition Groups_72 | Air Curtains | 0.002165% | 0 | 0.025508 | Commercial_2034_SC C_MW_Before Competition Groups_Air Curtains
Commercial | Com ¦ VSD Air Compressor | 2034 | SC C | MW | Before Competition Groups | 0.022948 | 0 | 0 | 1178.2025 | 1.9477e-05 | 73 | Commercial_2034_SC C_MW_Before Competition Groups_73 | VSD Air Compressor | 0.001948% | 0 | 0.022948 | Commercial_2034_SC C_MW_Before Competition Groups_VSD Air Compressor
Commercial | Com ¦ Energy Recovery Ventilation and Ventilation (Enhanced) | 2034 | SC C | MW | Before Competition Groups | 0.016645 | 0 | 0 | 1178.2025 | 1.4127e-05 | 74 | Commercial_2034_SC C_MW_Before Competition Groups_74 | Energy Recovery Ventilation and Ventilation (Enhanced) | 0.001413% | 0 | 0.016645 | Commercial_2034_SC C_MW_Before Competition Groups_Energy Recovery Ventilation and Ventilation (Enhanced)
Commercial | Com ¦ EC Plug Fan for Data Center (under cabinet) | 2034 | SC C | MW | Before Competition Groups | 0.0042038 | 0 | 0 | 1178.2025 | 3.568e-06 | 75 | Commercial_2034_SC C_MW_Before Competition Groups_75 | EC Plug Fan for Data Center (under cabinet) | 0.0003568% | 0 | 0.0042038 | Commercial_2034_SC C_MW_Before Competition Groups_EC Plug Fan for Data Center (under cabinet)
Commercial | Com ¦ Electric Convection Combination Ovens | 2034 | SC C | MW | Before Competition Groups | 0.00034474 | 0 | 0 | 1178.2025 | 2.926e-07 | 76 | Commercial_2034_SC C_MW_Before Competition Groups_76 | Electric Convection Combination Ovens | 2.926e-05% | 0 | 0.00034474 | Commercial_2034_SC C_MW_Before Competition Groups_Electric Convection Combination Ovens
Commercial | Com ¦ Networked/Connected - High Impact Application | 2034 | SC C | MW | Before Competition Groups | 0.00024708 | 0 | 0 | 1178.2025 | 2.0971e-07 | 77 | Commercial_2034_SC C_MW_Before Competition Groups_77 | Networked/Connected - High Impact Application | 2.097e-05% | 0 | 0.00024708 | Commercial_2034_SC C_MW_Before Competition Groups_Networked/Connected - High Impact Application
Commercial | Com ¦ Networked/Connected - Low Impact Application | 2034 | SC C | MW | Before Competition Groups | 1.2074e-05 | 0 | 0 | 1178.2025 | 1.0248e-08 | 78 | Commercial_2034_SC C_MW_Before Competition Groups_78 | Networked/Connected - Low Impact Application | 1.025e-06% | 0 | 1.2074e-05 | Commercial_2034_SC C_MW_Before Competition Groups_Networked/Connected - Low Impact Application
Commercial | Com ¦ Indoor Daylight Sensors/Photocell Dimming Control | 2034 | SC C | MW | Before Competition Groups | 0 | 0 | 0 | 1178.2025 | 0 | 79 | Commercial_2034_SC C_MW_Before Competition Groups_79 | Indoor Daylight Sensors/Photocell Dimming Control | 0% | 0 | 0 | Commercial_2034_SC C_MW_Before Competition Groups_Indoor Daylight Sensors/Photocell Dimming Control
Commercial | Com ¦ Variable Refrigerant Flow Heat Pump | 2034 | SC C | MW | Before Competition Groups | 0 | 0 | 0 | 1178.2025 | 0 | 80 | Commercial_2034_SC C_MW_Before Competition Groups_80 | Variable Refrigerant Flow Heat Pump | 0% | 0 | 0 | Commercial_2034_SC C_MW_Before Competition Groups_Variable Refrigerant Flow Heat Pump
Commercial | Com ¦ LED Low/High Bay | 2034 | SC D | MW | Before Competition Groups | 141.9266 | 0 | 0 | 1105.469 | 0.12839 | 1 | Commercial_2034_SC D_MW_Before Competition Groups_1 | LED Low/High Bay | 12.84% | 0 | 141.9266 | Commercial_2034_SC D_MW_Before Competition Groups_LED Low/High Bay
Commercial | Com ¦ ENERGY STAR LED LAMPS (REFLECTOR LAMPs/MR16/PAR 16) | 2034 | SC D | MW | Before Competition Groups | 124.6444 | 0 | 0 | 1105.469 | 0.11275 | 2 | Commercial_2034_SC D_MW_Before Competition Groups_2 | ENERGY STAR LED LAMPS (REFLECTOR LAMPs/MR16/PAR 16) | 11.28% | 0 | 124.6444 | Commercial_2034_SC D_MW_Before Competition Groups_ENERGY STAR LED LAMPS (REFLECTOR LAMPs/MR16/PAR 16)
Commercial | Com ¦ LED Troffer/Surface/Suspended | 2034 | SC D | MW | Before Competition Groups | 121.9278 | 0 | 0 | 1105.469 | 0.1103 | 3 | Commercial_2034_SC D_MW_Before Competition Groups_3 | LED Troffer/Surface/Suspended | 11.03% | 0 | 121.9278 | Commercial_2034_SC D_MW_Before Competition Groups_LED Troffer/Surface/Suspended
Commercial | Com ¦ LED Replacement Lamp (Tube) | 2034 | SC D | MW | Before Competition Groups | 79.4358 | 0 | 0 | 1105.469 | 0.071857 | 4 | Commercial_2034_SC D_MW_Before Competition Groups_4 | LED Replacement Lamp (Tube) | 7.186% | 0 | 79.4358 | Commercial_2034_SC D_MW_Before Competition Groups_LED Replacement Lamp (Tube)
Commercial | Com ¦ High Efficiency Air Source Heat Pump | 2034 | SC D | MW | Before Competition Groups | 77.2926 | 0 | 0 | 1105.469 | 0.069918 | 5 | Commercial_2034_SC D_MW_Before Competition Groups_5 | High Efficiency Air Source Heat Pump | 6.992% | 0 | 77.2926 | Commercial_2034_SC D_MW_Before Competition Groups_High Efficiency Air Source Heat Pump
Commercial | Com ¦ Building Recommissioning, Operations and Maintenance (O&M) Improvements | 2034 | SC D | MW | Before Competition Groups | 74.8271 | 0 | 0 | 1105.469 | 0.067688 | 6 | Commercial_2034_SC D_MW_Before Competition Groups_6 | Building Recommissioning, Operations and Maintenance (O&M) Improvements | 6.769% | 0 | 74.8271 | Commercial_2034_SC D_MW_Before Competition Groups_Building Recommissioning, Operations and Maintenance (O&M) Improvements
Commercial | Com ¦ Unitary Air-Conditioning Unit | 2034 | SC D | MW | Before Competition Groups | 51.1692 | 0 | 0 | 1105.469 | 0.046287 | 7 | Commercial_2034_SC D_MW_Before Competition Groups_7 | Unitary Air-Conditioning Unit | 4.629% | 0 | 51.1692 | Commercial_2034_SC D_MW_Before Competition Groups_Unitary Air-Conditioning Unit
Commercial | Com ¦ Advanced BAS/Controllers | 2034 | SC D | MW | Before Competition Groups | 43.0783 | 0 | 0 | 1105.469 | 0.038968 | 8 | Commercial_2034_SC D_MW_Before Competition Groups_8 | Advanced BAS/Controllers | 3.897% | 0 | 43.0783 | Commercial_2034_SC D_MW_Before Competition Groups_Advanced BAS/Controllers
Commercial | Com ¦ Education and Capacity Building/Energy Behavior | 2034 | SC D | MW | Before Competition Groups | 36.2149 | 0 | 0 | 1105.469 | 0.03276 | 9 | Commercial_2034_SC D_MW_Before Competition Groups_9 | Education and Capacity Building/Energy Behavior | 3.276% | 0 | 36.2149 | Commercial_2034_SC D_MW_Before Competition Groups_Education and Capacity Building/Energy Behavior
Commercial | Com ¦ Adaptive Thermostats | 2034 | SC D | MW | Before Competition Groups | 27.5153 | 0 | 0 | 1105.469 | 0.02489 | 10 | Commercial_2034_SC D_MW_Before Competition Groups_10 | Adaptive Thermostats | 2.489% | 0 | 27.5153 | Commercial_2034_SC D_MW_Before Competition Groups_Adaptive Thermostats
Commercial | Com ¦ Reach-in Shaded Pole to ECM/PSC Evaporator Fan Motor | 2034 | SC D | MW | Before Competition Groups | 27.2576 | 0 | 0 | 1105.469 | 0.024657 | 11 | Commercial_2034_SC D_MW_Before Competition Groups_11 | Reach-in Shaded Pole to ECM/PSC Evaporator Fan Motor | 2.466% | 0 | 27.2576 | Commercial_2034_SC D_MW_Before Competition Groups_Reach-in Shaded Pole to ECM/PSC Evaporator Fan Motor
Commercial | Com ¦ Data Center Storage/Server Virtualization | 2034 | SC D | MW | Before Competition Groups | 27.0496 | 0 | 0 | 1105.469 | 0.024469 | 12 | Commercial_2034_SC D_MW_Before Competition Groups_12 | Data Center Storage/Server Virtualization | 2.447% | 0 | 27.0496 | Commercial_2034_SC D_MW_Before Competition Groups_Data Center Storage/Server Virtualization
Commercial | Com ¦ Strip Curtains | 2034 | SC D | MW | Before Competition Groups | 22.9281 | 0 | 0 | 1105.469 | 0.020741 | 13 | Commercial_2034_SC D_MW_Before Competition Groups_13 | Strip Curtains | 2.074% | 0 | 22.9281 | Commercial_2034_SC D_MW_Before Competition Groups_Strip Curtains
Commercial | Com ¦ Refrigerated Display Case Doors | 2034 | SC D | MW | Before Competition Groups | 21.9118 | 0 | 0 | 1105.469 | 0.019821 | 14 | Commercial_2034_SC D_MW_Before Competition Groups_14 | Refrigerated Display Case Doors | 1.982% | 0 | 21.9118 | Commercial_2034_SC D_MW_Before Competition Groups_Refrigerated Display Case Doors
Commercial | Com ¦ Furnace Tune-Up | 2034 | SC D | MW | Before Competition Groups | 19.6748 | 0 | 0 | 1105.469 | 0.017798 | 15 | Commercial_2034_SC D_MW_Before Competition Groups_15 | Furnace Tune-Up | 1.78% | 0 | 19.6748 | Commercial_2034_SC D_MW_Before Competition Groups_Furnace Tune-Up
Commercial | Com ¦ Chilled Water Optimization | 2034 | SC D | MW | Before Competition Groups | 19.4871 | 0 | 0 | 1105.469 | 0.017628 | 16 | Commercial_2034_SC D_MW_Before Competition Groups_16 | Chilled Water Optimization | 1.763% | 0 | 19.4871 | Commercial_2034_SC D_MW_Before Competition Groups_Chilled Water Optimization
Commercial | Com ¦ LED or Equivalent Sign Lighting | 2034 | SC D | MW | Before Competition Groups | 17.3673 | 0 | 0 | 1105.469 | 0.01571 | 17 | Commercial_2034_SC D_MW_Before Competition Groups_17 | LED or Equivalent Sign Lighting | 1.571% | 0 | 17.3673 | Commercial_2034_SC D_MW_Before Competition Groups_LED or Equivalent Sign Lighting
Commercial | Com ¦ Centrally controlled desktop PC/NETWORK PC POWER MANAGEMENT SOFTWARE | 2034 | SC D | MW | Before Competition Groups | 16.3594 | 0 | 0 | 1105.469 | 0.014799 | 18 | Commercial_2034_SC D_MW_Before Competition Groups_18 | Centrally controlled desktop PC/NETWORK PC POWER MANAGEMENT SOFTWARE | 1.48% | 0 | 16.3594 | Commercial_2034_SC D_MW_Before Competition Groups_Centrally controlled desktop PC/NETWORK PC POWER MANAGEMENT SOFTWARE
Commercial | Com ¦ ENERGY STAR LED LAMPS (General Service Lamps) | 2034 | SC D | MW | Before Competition Groups | 15.2182 | 0 | 0 | 1105.469 | 0.013766 | 19 | Commercial_2034_SC D_MW_Before Competition Groups_19 | ENERGY STAR LED LAMPS (General Service Lamps) | 1.377% | 0 | 15.2182 | Commercial_2034_SC D_MW_Before Competition Groups_ENERGY STAR LED LAMPS (General Service Lamps)
Commercial | Com ¦ Demand Control Ventilation | 2034 | SC D | MW | Before Competition Groups | 14.2089 | 0 | 0 | 1105.469 | 0.012853 | 20 | Commercial_2034_SC D_MW_Before Competition Groups_20 | Demand Control Ventilation | 1.285% | 0 | 14.2089 | Commercial_2034_SC D_MW_Before Competition Groups_Demand Control Ventilation
Commercial | Com ¦ Variable Frequency Drive (VFD) | 2034 | SC D | MW | Before Competition Groups | 13.4608 | 0 | 0 | 1105.469 | 0.012177 | 21 | Commercial_2034_SC D_MW_Before Competition Groups_21 | Variable Frequency Drive (VFD) | 1.218% | 0 | 13.4608 | Commercial_2034_SC D_MW_Before Competition Groups_Variable Frequency Drive (VFD)
Commercial | Com ¦ VFD on Pumps | 2034 | SC D | MW | Before Competition Groups | 12.4963 | 0 | 0 | 1105.469 | 0.011304 | 22 | Commercial_2034_SC D_MW_Before Competition Groups_22 | VFD on Pumps | 1.13% | 0 | 12.4963 | Commercial_2034_SC D_MW_Before Competition Groups_VFD on Pumps
Commercial | Com ¦ Refrigerated Display Case LED | 2034 | SC D | MW | Before Competition Groups | 9.4297 | 0 | 0 | 1105.469 | 0.0085301 | 23 | Commercial_2034_SC D_MW_Before Competition Groups_23 | Refrigerated Display Case LED | 0.853% | 0 | 9.4297 | Commercial_2034_SC D_MW_Before Competition Groups_Refrigerated Display Case LED
Commercial | Com ¦ ECM MOTORS FOR EVAPORATOR FANS for refrigeration (WALK-IN) | 2034 | SC D | MW | Before Competition Groups | 7.0265 | 0 | 0 | 1105.469 | 0.0063561 | 24 | Commercial_2034_SC D_MW_Before Competition Groups_24 | ECM MOTORS FOR EVAPORATOR FANS for refrigeration (WALK-IN) | 0.6356% | 0 | 7.0265 | Commercial_2034_SC D_MW_Before Competition Groups_ECM MOTORS FOR EVAPORATOR FANS for refrigeration (WALK-IN)
Commercial | Com ¦ Door Gasket Freezer/Refrigerator | 2034 | SC D | MW | Before Competition Groups | 6.6563 | 0 | 0 | 1105.469 | 0.0060213 | 25 | Commercial_2034_SC D_MW_Before Competition Groups_25 | Door Gasket Freezer/Refrigerator | 0.6021% | 0 | 6.6563 | Commercial_2034_SC D_MW_Before Competition Groups_Door Gasket Freezer/Refrigerator
Commercial | Com ¦ LED EXTERIOR AREA LIGHTS - LED fixture (200W) | 2034 | SC D | MW | Before Competition Groups | 6.619 | 0 | 0 | 1105.469 | 0.0059875 | 26 | Commercial_2034_SC D_MW_Before Competition Groups_26 | LED EXTERIOR AREA LIGHTS - LED fixture (200W) | 0.5988% | 0 | 6.619 | Commercial_2034_SC D_MW_Before Competition Groups_LED EXTERIOR AREA LIGHTS - LED fixture (200W)
Commercial | Com ¦ LED parking lot fixture | 2034 | SC D | MW | Before Competition Groups | 6.3915 | 0 | 0 | 1105.469 | 0.0057817 | 27 | Commercial_2034_SC D_MW_Before Competition Groups_27 | LED parking lot fixture | 0.5782% | 0 | 6.3915 | Commercial_2034_SC D_MW_Before Competition Groups_LED parking lot fixture
Commercial | Com ¦ Demand Control Kitchen Ventilation | 2034 | SC D | MW | Before Competition Groups | 6.1063 | 0 | 0 | 1105.469 | 0.0055237 | 28 | Commercial_2034_SC D_MW_Before Competition Groups_28 | Demand Control Kitchen Ventilation | 0.5524% | 0 | 6.1063 | Commercial_2034_SC D_MW_Before Competition Groups_Demand Control Kitchen Ventilation
Commercial | Com ¦ Evaporator Fan Controls | 2034 | SC D | MW | Before Competition Groups | 5.9688 | 0 | 0 | 1105.469 | 0.0053993 | 29 | Commercial_2034_SC D_MW_Before Competition Groups_29 | Evaporator Fan Controls | 0.5399% | 0 | 5.9688 | Commercial_2034_SC D_MW_Before Competition Groups_Evaporator Fan Controls
Commercial | Com ¦ Air Handler with Dedicated Outdoor Air Systems | 2034 | SC D | MW | Before Competition Groups | 5.7611 | 0 | 0 | 1105.469 | 0.0052115 | 30 | Commercial_2034_SC D_MW_Before Competition Groups_30 | Air Handler with Dedicated Outdoor Air Systems | 0.5211% | 0 | 5.7611 | Commercial_2034_SC D_MW_Before Competition Groups_Air Handler with Dedicated Outdoor Air Systems
Commercial | Com ¦ ENERGY STAR Griddle (74% eff) | 2034 | SC D | MW | Before Competition Groups | 5.0655 | 0 | 0 | 1105.469 | 0.0045823 | 31 | Commercial_2034_SC D_MW_Before Competition Groups_31 | ENERGY STAR Griddle (74% eff) | 0.4582% | 0 | 5.0655 | Commercial_2034_SC D_MW_Before Competition Groups_ENERGY STAR Griddle (74% eff)
Commercial | Com ¦ Occupancy Sensors | 2034 | SC D | MW | Before Competition Groups | 4.4325 | 0 | 0 | 1105.469 | 0.0040096 | 32 | Commercial_2034_SC D_MW_Before Competition Groups_32 | Occupancy Sensors | 0.401% | 0 | 4.4325 | Commercial_2034_SC D_MW_Before Competition Groups_Occupancy Sensors
Commercial | Com ¦ Freezer Case Light Sensor | 2034 | SC D | MW | Before Competition Groups | 4.1828 | 0 | 0 | 1105.469 | 0.0037837 | 33 | Commercial_2034_SC D_MW_Before Competition Groups_33 | Freezer Case Light Sensor | 0.3784% | 0 | 4.1828 | Commercial_2034_SC D_MW_Before Competition Groups_Freezer Case Light Sensor
Commercial | Com ¦ Water Source Heat Pump (4 ton) | 2034 | SC D | MW | Before Competition Groups | 4.0143 | 0 | 0 | 1105.469 | 0.0036313 | 34 | Commercial_2034_SC D_MW_Before Competition Groups_34 | Water Source Heat Pump (4 ton) | 0.3631% | 0 | 4.0143 | Commercial_2034_SC D_MW_Before Competition Groups_Water Source Heat Pump (4 ton)
Commercial | Com ¦ Duct Insulation, R8 | 2034 | SC D | MW | Before Competition Groups | 3.6268 | 0 | 0 | 1105.469 | 0.0032808 | 35 | Commercial_2034_SC D_MW_Before Competition Groups_35 | Duct Insulation, R8 | 0.3281% | 0 | 3.6268 | Commercial_2034_SC D_MW_Before Competition Groups_Duct Insulation, R8
Commercial | Com ¦ LED street light fixture | 2034 | SC D | MW | Before Competition Groups | 3.2094 | 0 | 0 | 1105.469 | 0.0029032 | 36 | Commercial_2034_SC D_MW_Before Competition Groups_36 | LED street light fixture | 0.2903% | 0 | 3.2094 | Commercial_2034_SC D_MW_Before Competition Groups_LED street light fixture
Commercial | Com ¦ BEVERAGE VENDING MACHINE CONTROLS | 2034 | SC D | MW | Before Competition Groups | 2.5394 | 0 | 0 | 1105.469 | 0.0022971 | 37 | Commercial_2034_SC D_MW_Before Competition Groups_37 | BEVERAGE VENDING MACHINE CONTROLS | 0.2297% | 0 | 2.5394 | Commercial_2034_SC D_MW_Before Competition Groups_BEVERAGE VENDING MACHINE CONTROLS
Commercial | Com ¦ Elec Storage WH 2.30 Et | 2034 | SC D | MW | Before Competition Groups | 2.1871 | 0 | 0 | 1105.469 | 0.0019785 | 38 | Commercial_2034_SC D_MW_Before Competition Groups_38 | Elec Storage WH 2.30 Et | 0.1978% | 0 | 2.1871 | Commercial_2034_SC D_MW_Before Competition Groups_Elec Storage WH 2.30 Et
Commercial | Com ¦ Temperature Adjustment in Commercial Freezers | 2034 | SC D | MW | Before Competition Groups | 2.1841 | 0 | 0 | 1105.469 | 0.0019758 | 39 | Commercial_2034_SC D_MW_Before Competition Groups_39 | Temperature Adjustment in Commercial Freezers | 0.1976% | 0 | 2.1841 | Commercial_2034_SC D_MW_Before Competition Groups_Temperature Adjustment in Commercial Freezers
Commercial | Com ¦ Vertical Night Covers | 2034 | SC D | MW | Before Competition Groups | 1.7237 | 0 | 0 | 1105.469 | 0.0015593 | 40 | Commercial_2034_SC D_MW_Before Competition Groups_40 | Vertical Night Covers | 0.1559% | 0 | 1.7237 | Commercial_2034_SC D_MW_Before Competition Groups_Vertical Night Covers
Commercial | Com ¦ CO Sensors for parking garage exhaust fans | 2034 | SC D | MW | Before Competition Groups | 1.5695 | 0 | 0 | 1105.469 | 0.0014198 | 41 | Commercial_2034_SC D_MW_Before Competition Groups_41 | CO Sensors for parking garage exhaust fans | 0.142% | 0 | 1.5695 | Commercial_2034_SC D_MW_Before Competition Groups_CO Sensors for parking garage exhaust fans
Commercial | Com ¦ ENERGY STAR Fryer (84% eff) | 2034 | SC D | MW | Before Competition Groups | 1.4931 | 0 | 0 | 1105.469 | 0.0013507 | 42 | Commercial_2034_SC D_MW_Before Competition Groups_42 | ENERGY STAR Fryer (84% eff) | 0.1351% | 0 | 1.4931 | Commercial_2034_SC D_MW_Before Competition Groups_ENERGY STAR Fryer (84% eff)
Commercial | Com ¦ Energy Efficient Laboratory Fume Hood | 2034 | SC D | MW | Before Competition Groups | 1.4434 | 0 | 0 | 1105.469 | 0.0013057 | 43 | Commercial_2034_SC D_MW_Before Competition Groups_43 | Energy Efficient Laboratory Fume Hood | 0.1306% | 0 | 1.4434 | Commercial_2034_SC D_MW_Before Competition Groups_Energy Efficient Laboratory Fume Hood
Commercial | Com ¦ Outside Air Economizer | 2034 | SC D | MW | Before Competition Groups | 1.4259 | 0 | 0 | 1105.469 | 0.0012899 | 44 | Commercial_2034_SC D_MW_Before Competition Groups_44 | Outside Air Economizer | 0.129% | 0 | 1.4259 | Commercial_2034_SC D_MW_Before Competition Groups_Outside Air Economizer
Commercial | Com ¦ Water Heating (DHW) Pipe Insulation (Add 3/4\ Foam)" | 2034 | SC D | MW | Before Competition Groups | 1.3168 | 0 | 0 | 1105.469 | 0.0011912 | 45 | Commercial_2034_SC D_MW_Before Competition Groups_45 | Water Heating (DHW) Pipe Insulation (Add 3/4\ Foam)" | 0.1191% | 0 | 1.3168 | Commercial_2034_SC D_MW_Before Competition Groups_Water Heating (DHW) Pipe Insulation (Add 3/4\ Foam)"
Commercial | Com ¦ ENERGY STAR Steam Cookers | 2034 | SC D | MW | Before Competition Groups | 0.96031 | 0 | 0 | 1105.469 | 0.00086869 | 46 | Commercial_2034_SC D_MW_Before Competition Groups_46 | ENERGY STAR Steam Cookers | 0.08687% | 0 | 0.96031 | Commercial_2034_SC D_MW_Before Competition Groups_ENERGY STAR Steam Cookers
Commercial | Com ¦ Suction Pipe Insulation Freezer/Refrigerator | 2034 | SC D | MW | Before Competition Groups | 0.86742 | 0 | 0 | 1105.469 | 0.00078466 | 47 | Commercial_2034_SC D_MW_Before Competition Groups_47 | Suction Pipe Insulation Freezer/Refrigerator | 0.07847% | 0 | 0.86742 | Commercial_2034_SC D_MW_Before Competition Groups_Suction Pipe Insulation Freezer/Refrigerator
Commercial | Com ¦ Thermostat Setback | 2034 | SC D | MW | Before Competition Groups | 0.70388 | 0 | 0 | 1105.469 | 0.00063672 | 48 | Commercial_2034_SC D_MW_Before Competition Groups_48 | Thermostat Setback | 0.06367% | 0 | 0.70388 | Commercial_2034_SC D_MW_Before Competition Groups_Thermostat Setback
Commercial | Com ¦ ENERGY STAR Dishwasher | 2034 | SC D | MW | Before Competition Groups | 0.66762 | 0 | 0 | 1105.469 | 0.00060392 | 49 | Commercial_2034_SC D_MW_Before Competition Groups_49 | ENERGY STAR Dishwasher | 0.06039% | 0 | 0.66762 | Commercial_2034_SC D_MW_Before Competition Groups_ENERGY STAR Dishwasher
Commercial | Com ¦ Condensing Make Up Air Unit | 2034 | SC D | MW | Before Competition Groups | 0.40073 | 0 | 0 | 1105.469 | 0.00036249 | 50 | Commercial_2034_SC D_MW_Before Competition Groups_50 | Condensing Make Up Air Unit | 0.03625% | 0 | 0.40073 | Commercial_2034_SC D_MW_Before Competition Groups_Condensing Make Up Air Unit
Commercial | Com ¦ Ozone Laundry Treatment | 2034 | SC D | MW | Before Competition Groups | 0.33831 | 0 | 0 | 1105.469 | 0.00030604 | 51 | Commercial_2034_SC D_MW_Before Competition Groups_51 | Ozone Laundry Treatment | 0.0306% | 0 | 0.33831 | Commercial_2034_SC D_MW_Before Competition Groups_Ozone Laundry Treatment
Commercial | COM ¦ Ductless Mini-Split Heat Pumps | 2034 | SC D | MW | Before Competition Groups | 0.22412 | 0 | 0 | 1105.469 | 0.00020274 | 52 | Commercial_2034_SC D_MW_Before Competition Groups_52 | Ductless Mini-Split Heat Pumps | 0.02027% | 0 | 0.22412 | Commercial_2034_SC D_MW_Before Competition Groups_Ductless Mini-Split Heat Pumps
Commercial | Com ¦ ECM MOTORS FOR HVAC APPLICATION (FAN-POWERED VAV BOX) | 2034 | SC D | MW | Before Competition Groups | 0.20474 | 0 | 0 | 1105.469 | 0.0001852 | 53 | Commercial_2034_SC D_MW_Before Competition Groups_53 | ECM MOTORS FOR HVAC APPLICATION (FAN-POWERED VAV BOX) | 0.01852% | 0 | 0.20474 | Commercial_2034_SC D_MW_Before Competition Groups_ECM MOTORS FOR HVAC APPLICATION (FAN-POWERED VAV BOX)
Commercial | Com ¦ PTAC (12 EER/10,000 BTU) | 2034 | SC D | MW | Before Competition Groups | 0.19434 | 0 | 0 | 1105.469 | 0.0001758 | 54 | Commercial_2034_SC D_MW_Before Competition Groups_54 | PTAC (12 EER/10,000 BTU) | 0.01758% | 0 | 0.19434 | Commercial_2034_SC D_MW_Before Competition Groups_PTAC (12 EER/10,000 BTU)
Commercial | Com ¦ Solar Water Preheat (Pools/DHW) | 2034 | SC D | MW | Before Competition Groups | 0.13485 | 0 | 0 | 1105.469 | 0.00012199 | 55 | Commercial_2034_SC D_MW_Before Competition Groups_55 | Solar Water Preheat (Pools/DHW) | 0.0122% | 0 | 0.13485 | Commercial_2034_SC D_MW_Before Competition Groups_Solar Water Preheat (Pools/DHW)
Commercial | Com ¦ CEE Tier 2/Energy Star Clothes Washers | 2034 | SC D | MW | Before Competition Groups | 0.13151 | 0 | 0 | 1105.469 | 0.00011896 | 56 | Commercial_2034_SC D_MW_Before Competition Groups_56 | CEE Tier 2/Energy Star Clothes Washers | 0.0119% | 0 | 0.13151 | Commercial_2034_SC D_MW_Before Competition Groups_CEE Tier 2/Energy Star Clothes Washers
Commercial | Com ¦ Auto Off Time Switch or Time Clock control | 2034 | SC D | MW | Before Competition Groups | 0.11144 | 0 | 0 | 1105.469 | 0.00010081 | 57 | Commercial_2034_SC D_MW_Before Competition Groups_57 | Auto Off Time Switch or Time Clock control | 0.01008% | 0 | 0.11144 | Commercial_2034_SC D_MW_Before Competition Groups_Auto Off Time Switch or Time Clock control
Commercial | Com ¦ Notched V belts for HVAC Systems | 2034 | SC D | MW | Before Competition Groups | 0.10634 | 0 | 0 | 1105.469 | 9.6194e-05 | 58 | Commercial_2034_SC D_MW_Before Competition Groups_58 | Notched V belts for HVAC Systems | 0.009619% | 0 | 0.10634 | Commercial_2034_SC D_MW_Before Competition Groups_Notched V belts for HVAC Systems
Commercial | Com ¦ HVAC Optimization | 2034 | SC D | MW | Before Competition Groups | 0.10384 | 0 | 0 | 1105.469 | 9.3929e-05 | 59 | Commercial_2034_SC D_MW_Before Competition Groups_59 | HVAC Optimization | 0.009393% | 0 | 0.10384 | Commercial_2034_SC D_MW_Before Competition Groups_HVAC Optimization
Commercial | Com ¦ Demand controlled Circulating Systems | 2034 | SC D | MW | Before Competition Groups | 0.092302 | 0 | 0 | 1105.469 | 8.3496e-05 | 60 | Commercial_2034_SC D_MW_Before Competition Groups_60 | Demand controlled Circulating Systems | 0.00835% | 0 | 0.092302 | Commercial_2034_SC D_MW_Before Competition Groups_Demand controlled Circulating Systems
Commercial | Com ¦ Low Flow Pre-Rinse Spray Nozzle | 2034 | SC D | MW | Before Competition Groups | 0.070524 | 0 | 0 | 1105.469 | 6.3796e-05 | 61 | Commercial_2034_SC D_MW_Before Competition Groups_61 | Low Flow Pre-Rinse Spray Nozzle | 0.00638% | 0 | 0.070524 | Commercial_2034_SC D_MW_Before Competition Groups_Low Flow Pre-Rinse Spray Nozzle
Commercial | Com ¦ Commercial Hot Food Holding Cabinets | 2034 | SC D | MW | Before Competition Groups | 0.062134 | 0 | 0 | 1105.469 | 5.6206e-05 | 62 | Commercial_2034_SC D_MW_Before Competition Groups_62 | Commercial Hot Food Holding Cabinets | 0.005621% | 0 | 0.062134 | Commercial_2034_SC D_MW_Before Competition Groups_Commercial Hot Food Holding Cabinets
Commercial | Com ¦ LED RECESSED DOWNLIGHTS | 2034 | SC D | MW | Before Competition Groups | 0.052764 | 0 | 0 | 1105.469 | 4.773e-05 | 63 | Commercial_2034_SC D_MW_Before Competition Groups_63 | LED RECESSED DOWNLIGHTS | 0.004773% | 0 | 0.052764 | Commercial_2034_SC D_MW_Before Competition Groups_LED RECESSED DOWNLIGHTS
Commercial | Com ¦ High Efficiency Small Instantaneous Water Heater | 2034 | SC D | MW | Before Competition Groups | 0.036748 | 0 | 0 | 1105.469 | 3.3242e-05 | 64 | Commercial_2034_SC D_MW_Before Competition Groups_64 | High Efficiency Small Instantaneous Water Heater | 0.003324% | 0 | 0.036748 | Commercial_2034_SC D_MW_Before Competition Groups_High Efficiency Small Instantaneous Water Heater
Commercial | Com ¦ Room AC (w/ louvered sides) 14 SEER from 12 SEER code | 2034 | SC D | MW | Before Competition Groups | 0.034007 | 0 | 0 | 1105.469 | 3.0762e-05 | 65 | Commercial_2034_SC D_MW_Before Competition Groups_65 | Room AC (w/ louvered sides) 14 SEER from 12 SEER code | 0.003076% | 0 | 0.034007 | Commercial_2034_SC D_MW_Before Competition Groups_Room AC (w/ louvered sides) 14 SEER from 12 SEER code
Commercial | Com ¦ Condensing Unit Heaters or other Efficient Unit Heating System | 2034 | SC D | MW | Before Competition Groups | 0.031002 | 0 | 0 | 1105.469 | 2.8044e-05 | 66 | Commercial_2034_SC D_MW_Before Competition Groups_66 | Condensing Unit Heaters or other Efficient Unit Heating System | 0.002804% | 0 | 0.031002 | Commercial_2034_SC D_MW_Before Competition Groups_Condensing Unit Heaters or other Efficient Unit Heating System
Commercial | Com ¦ Wall Insulation | 2034 | SC D | MW | Before Competition Groups | 0.030471 | 0 | 0 | 1105.469 | 2.7564e-05 | 67 | Commercial_2034_SC D_MW_Before Competition Groups_67 | Wall Insulation | 0.002756% | 0 | 0.030471 | Commercial_2034_SC D_MW_Before Competition Groups_Wall Insulation
Commercial | Com ¦ VSD Air Compressor | 2034 | SC D | MW | Before Competition Groups | 0.022948 | 0 | 0 | 1105.469 | 2.0759e-05 | 68 | Commercial_2034_SC D_MW_Before Competition Groups_68 | VSD Air Compressor | 0.002076% | 0 | 0.022948 | Commercial_2034_SC D_MW_Before Competition Groups_VSD Air Compressor
Commercial | Com ¦ Air Curtains | 2034 | SC D | MW | Before Competition Groups | 0.022355 | 0 | 0 | 1105.469 | 2.0222e-05 | 69 | Commercial_2034_SC D_MW_Before Competition Groups_69 | Air Curtains | 0.002022% | 0 | 0.022355 | Commercial_2034_SC D_MW_Before Competition Groups_Air Curtains
Commercial | Com ¦ High Efficiency Chiller (avg of water and air cooled) | 2034 | SC D | MW | Before Competition Groups | 0.016152 | 0 | 0 | 1105.469 | 1.4611e-05 | 70 | Commercial_2034_SC D_MW_Before Competition Groups_70 | High Efficiency Chiller (avg of water and air cooled) | 0.001461% | 0 | 0.016152 | Commercial_2034_SC D_MW_Before Competition Groups_High Efficiency Chiller (avg of water and air cooled)
Commercial | Com ¦ Energy Recovery Ventilation and Ventilation (Enhanced) | 2034 | SC D | MW | Before Competition Groups | 0.010823 | 0 | 0 | 1105.469 | 9.7904e-06 | 71 | Commercial_2034_SC D_MW_Before Competition Groups_71 | Energy Recovery Ventilation and Ventilation (Enhanced) | 0.000979% | 0 | 0.010823 | Commercial_2034_SC D_MW_Before Competition Groups_Energy Recovery Ventilation and Ventilation (Enhanced)
Commercial | Com ¦ Efficient compressor motor | 2034 | SC D | MW | Before Competition Groups | 0.0065328 | 0 | 0 | 1105.469 | 5.9096e-06 | 72 | Commercial_2034_SC D_MW_Before Competition Groups_72 | Efficient compressor motor | 0.000591% | 0 | 0.0065328 | Commercial_2034_SC D_MW_Before Competition Groups_Efficient compressor motor
Commercial | Com ¦ EC Plug Fan for Data Center (under cabinet) | 2034 | SC D | MW | Before Competition Groups | 0.0037493 | 0 | 0 | 1105.469 | 3.3916e-06 | 73 | Commercial_2034_SC D_MW_Before Competition Groups_73 | EC Plug Fan for Data Center (under cabinet) | 0.0003392% | 0 | 0.0037493 | Commercial_2034_SC D_MW_Before Competition Groups_EC Plug Fan for Data Center (under cabinet)
Commercial | Com ¦ LLLC - High Impact Application | 2034 | SC D | MW | Before Competition Groups | 0.00077182 | 0 | 0 | 1105.469 | 6.9818e-07 | 74 | Commercial_2034_SC D_MW_Before Competition Groups_74 | LLLC - High Impact Application | 6.982e-05% | 0 | 0.00077182 | Commercial_2034_SC D_MW_Before Competition Groups_LLLC - High Impact Application
Commercial | Com ¦ Electric Convection Combination Ovens | 2034 | SC D | MW | Before Competition Groups | 0.00034474 | 0 | 0 | 1105.469 | 3.1185e-07 | 75 | Commercial_2034_SC D_MW_Before Competition Groups_75 | Electric Convection Combination Ovens | 3.119e-05% | 0 | 0.00034474 | Commercial_2034_SC D_MW_Before Competition Groups_Electric Convection Combination Ovens
Commercial | Com ¦ LLLC - Low Impact Application | 2034 | SC D | MW | Before Competition Groups | 8.9561e-05 | 0 | 0 | 1105.469 | 8.1016e-08 | 76 | Commercial_2034_SC D_MW_Before Competition Groups_76 | LLLC - Low Impact Application | 8.102e-06% | 0 | 8.9561e-05 | Commercial_2034_SC D_MW_Before Competition Groups_LLLC - Low Impact Application
Commercial | Com ¦ Networked/Connected - Low Impact Application | 2034 | SC D | MW | Before Competition Groups | 1.9296e-08 | 0 | 0 | 1105.469 | 1.7455e-11 | 77 | Commercial_2034_SC D_MW_Before Competition Groups_77 | Networked/Connected - Low Impact Application | 1.745e-09% | 0 | 1.9296e-08 | Commercial_2034_SC D_MW_Before Competition Groups_Networked/Connected - Low Impact Application
Commercial | Com ¦ Networked/Connected - High Impact Application | 2034 | SC D | MW | Before Competition Groups | 2.8834e-09 | 0 | 0 | 1105.469 | 2.6083e-12 | 78 | Commercial_2034_SC D_MW_Before Competition Groups_78 | Networked/Connected - High Impact Application | 2.608e-10% | 0 | 2.8834e-09 | Commercial_2034_SC D_MW_Before Competition Groups_Networked/Connected - High Impact Application
Commercial | Com ¦ Indoor Daylight Sensors/Photocell Dimming Control | 2034 | SC D | MW | Before Competition Groups | 0 | 0 | 0 | 1105.469 | 0 | 79 | Commercial_2034_SC D_MW_Before Competition Groups_79 | Indoor Daylight Sensors/Photocell Dimming Control | 0% | 0 | 0 | Commercial_2034_SC D_MW_Before Competition Groups_Indoor Daylight Sensors/Photocell Dimming Control
Commercial | Com ¦ Variable Refrigerant Flow Heat Pump | 2034 | SC D | MW | Before Competition Groups | 0 | 0 | 0 | 1105.469 | 0 | 80 | Commercial_2034_SC D_MW_Before Competition Groups_80 | Variable Refrigerant Flow Heat Pump | 0% | 0 | 0 | Commercial_2034_SC D_MW_Before Competition Groups_Variable Refrigerant Flow Heat Pump
Commercial | Com ¦ Central Lighting Control System | 2034 | Technical | MW | Before Competition Groups | 260.9785 | 0 | 0 | 3048.3717 | 0.085612 | 1 | Commercial_2034_Technical_MW_Before Competition Groups_1 | Central Lighting Control System | 8.561% | 0 | 260.9785 | Commercial_2034_Technical_MW_Before Competition Groups_Central Lighting Control System
Commercial | Com ¦ Building Recommissioning, Operations and Maintenance (O&M) Improvements | 2034 | Technical | MW | Before Competition Groups | 228.4145 | 0 | 0 | 3048.3717 | 0.07493 | 2 | Commercial_2034_Technical_MW_Before Competition Groups_2 | Building Recommissioning, Operations and Maintenance (O&M) Improvements | 7.493% | 0 | 228.4145 | Commercial_2034_Technical_MW_Before Competition Groups_Building Recommissioning, Operations and Maintenance (O&M) Improvements
Commercial | Com ¦ Education and Capacity Building/Energy Behavior | 2034 | Technical | MW | Before Competition Groups | 205.8775 | 0 | 0 | 3048.3717 | 0.067537 | 3 | Commercial_2034_Technical_MW_Before Competition Groups_3 | Education and Capacity Building/Energy Behavior | 6.754% | 0 | 205.8775 | Commercial_2034_Technical_MW_Before Competition Groups_Education and Capacity Building/Energy Behavior
Commercial | Com ¦ High Efficiency Air Source Heat Pump | 2034 | Technical | MW | Before Competition Groups | 195.3446 | 0 | 0 | 3048.3717 | 0.064082 | 4 | Commercial_2034_Technical_MW_Before Competition Groups_4 | High Efficiency Air Source Heat Pump | 6.408% | 0 | 195.3446 | Commercial_2034_Technical_MW_Before Competition Groups_High Efficiency Air Source Heat Pump
Commercial | Com ¦ LED Low/High Bay | 2034 | Technical | MW | Before Competition Groups | 164.2217 | 0 | 0 | 3048.3717 | 0.053872 | 5 | Commercial_2034_Technical_MW_Before Competition Groups_5 | LED Low/High Bay | 5.387% | 0 | 164.2217 | Commercial_2034_Technical_MW_Before Competition Groups_LED Low/High Bay
Commercial | Com ¦ Variable Refrigerant Flow Heat Pump | 2034 | Technical | MW | Before Competition Groups | 146.9024 | 0 | 0 | 3048.3717 | 0.04819 | 6 | Commercial_2034_Technical_MW_Before Competition Groups_6 | Variable Refrigerant Flow Heat Pump | 4.819% | 0 | 146.9024 | Commercial_2034_Technical_MW_Before Competition Groups_Variable Refrigerant Flow Heat Pump
Commercial | Com ¦ ENERGY STAR LED LAMPS (REFLECTOR LAMPs/MR16/PAR 16) | 2034 | Technical | MW | Before Competition Groups | 137.2456 | 0 | 0 | 3048.3717 | 0.045023 | 7 | Commercial_2034_Technical_MW_Before Competition Groups_7 | ENERGY STAR LED LAMPS (REFLECTOR LAMPs/MR16/PAR 16) | 4.502% | 0 | 137.2456 | Commercial_2034_Technical_MW_Before Competition Groups_ENERGY STAR LED LAMPS (REFLECTOR LAMPs/MR16/PAR 16)
Commercial | Com ¦ Unitary Air-Conditioning Unit | 2034 | Technical | MW | Before Competition Groups | 129.8825 | 0 | 0 | 3048.3717 | 0.042607 | 8 | Commercial_2034_Technical_MW_Before Competition Groups_8 | Unitary Air-Conditioning Unit | 4.261% | 0 | 129.8825 | Commercial_2034_Technical_MW_Before Competition Groups_Unitary Air-Conditioning Unit
Commercial | Com ¦ LED Troffer/Surface/Suspended | 2034 | Technical | MW | Before Competition Groups | 122.3058 | 0 | 0 | 3048.3717 | 0.040122 | 9 | Commercial_2034_Technical_MW_Before Competition Groups_9 | LED Troffer/Surface/Suspended | 4.012% | 0 | 122.3058 | Commercial_2034_Technical_MW_Before Competition Groups_LED Troffer/Surface/Suspended
Commercial | Com ¦ LLLC - Low Impact Application | 2034 | Technical | MW | Before Competition Groups | 113.3358 | 0 | 0 | 3048.3717 | 0.037179 | 10 | Commercial_2034_Technical_MW_Before Competition Groups_10 | LLLC - Low Impact Application | 3.718% | 0 | 113.3358 | Commercial_2034_Technical_MW_Before Competition Groups_LLLC - Low Impact Application
Commercial | Com ¦ LLLC - High Impact Application | 2034 | Technical | MW | Before Competition Groups | 104.7437 | 0 | 0 | 3048.3717 | 0.034361 | 11 | Commercial_2034_Technical_MW_Before Competition Groups_11 | LLLC - High Impact Application | 3.436% | 0 | 104.7437 | Commercial_2034_Technical_MW_Before Competition Groups_LLLC - High Impact Application
Commercial | Com ¦ Advanced BAS/Controllers | 2034 | Technical | MW | Before Competition Groups | 97.1698 | 0 | 0 | 3048.3717 | 0.031876 | 12 | Commercial_2034_Technical_MW_Before Competition Groups_12 | Advanced BAS/Controllers | 3.188% | 0 | 97.1698 | Commercial_2034_Technical_MW_Before Competition Groups_Advanced BAS/Controllers
Commercial | Com ¦ Networked/Connected - Low Impact Application | 2034 | Technical | MW | Before Competition Groups | 96.0499 | 0 | 0 | 3048.3717 | 0.031509 | 13 | Commercial_2034_Technical_MW_Before Competition Groups_13 | Networked/Connected - Low Impact Application | 3.151% | 0 | 96.0499 | Commercial_2034_Technical_MW_Before Competition Groups_Networked/Connected - Low Impact Application
Commercial | Com ¦ LED Replacement Lamp (Tube) | 2034 | Technical | MW | Before Competition Groups | 95.2054 | 0 | 0 | 3048.3717 | 0.031232 | 14 | Commercial_2034_Technical_MW_Before Competition Groups_14 | LED Replacement Lamp (Tube) | 3.123% | 0 | 95.2054 | Commercial_2034_Technical_MW_Before Competition Groups_LED Replacement Lamp (Tube)
Commercial | Com ¦ Networked/Connected - High Impact Application | 2034 | Technical | MW | Before Competition Groups | 91.1592 | 0 | 0 | 3048.3717 | 0.029904 | 15 | Commercial_2034_Technical_MW_Before Competition Groups_15 | Networked/Connected - High Impact Application | 2.99% | 0 | 91.1592 | Commercial_2034_Technical_MW_Before Competition Groups_Networked/Connected - High Impact Application
Commercial | Com ¦ Smart Strip Plug Outlets | 2034 | Technical | MW | Before Competition Groups | 73.9734 | 0 | 0 | 3048.3717 | 0.024267 | 16 | Commercial_2034_Technical_MW_Before Competition Groups_16 | Smart Strip Plug Outlets | 2.427% | 0 | 73.9734 | Commercial_2034_Technical_MW_Before Competition Groups_Smart Strip Plug Outlets
Commercial | Com ¦ Refrigerated Display Case Doors | 2034 | Technical | MW | Before Competition Groups | 56.0271 | 0 | 0 | 3048.3717 | 0.018379 | 17 | Commercial_2034_Technical_MW_Before Competition Groups_17 | Refrigerated Display Case Doors | 1.838% | 0 | 56.0271 | Commercial_2034_Technical_MW_Before Competition Groups_Refrigerated Display Case Doors
Commercial | Com ¦ Adaptive Thermostats | 2034 | Technical | MW | Before Competition Groups | 43.4004 | 0 | 0 | 3048.3717 | 0.014237 | 18 | Commercial_2034_Technical_MW_Before Competition Groups_18 | Adaptive Thermostats | 1.424% | 0 | 43.4004 | Commercial_2034_Technical_MW_Before Competition Groups_Adaptive Thermostats
Commercial | Com ¦ Data Center Storage/Server Virtualization | 2034 | Technical | MW | Before Competition Groups | 37.4333 | 0 | 0 | 3048.3717 | 0.01228 | 19 | Commercial_2034_Technical_MW_Before Competition Groups_19 | Data Center Storage/Server Virtualization | 1.228% | 0 | 37.4333 | Commercial_2034_Technical_MW_Before Competition Groups_Data Center Storage/Server Virtualization
Commercial | Com ¦ Reach-in Shaded Pole to ECM/PSC Evaporator Fan Motor | 2034 | Technical | MW | Before Competition Groups | 37.2156 | 0 | 0 | 3048.3717 | 0.012208 | 20 | Commercial_2034_Technical_MW_Before Competition Groups_20 | Reach-in Shaded Pole to ECM/PSC Evaporator Fan Motor | 1.221% | 0 | 37.2156 | Commercial_2034_Technical_MW_Before Competition Groups_Reach-in Shaded Pole to ECM/PSC Evaporator Fan Motor
Commercial | Com ¦ Demand Control Ventilation | 2034 | Technical | MW | Before Competition Groups | 36.1811 | 0 | 0 | 3048.3717 | 0.011869 | 21 | Commercial_2034_Technical_MW_Before Competition Groups_21 | Demand Control Ventilation | 1.187% | 0 | 36.1811 | Commercial_2034_Technical_MW_Before Competition Groups_Demand Control Ventilation
Commercial | Com ¦ Strip Curtains | 2034 | Technical | MW | Before Competition Groups | 32.2004 | 0 | 0 | 3048.3717 | 0.010563 | 22 | Commercial_2034_Technical_MW_Before Competition Groups_22 | Strip Curtains | 1.056% | 0 | 32.2004 | Commercial_2034_Technical_MW_Before Competition Groups_Strip Curtains
Commercial | Com ¦ Chilled Water Optimization | 2034 | Technical | MW | Before Competition Groups | 32.0664 | 0 | 0 | 3048.3717 | 0.010519 | 23 | Commercial_2034_Technical_MW_Before Competition Groups_23 | Chilled Water Optimization | 1.052% | 0 | 32.0664 | Commercial_2034_Technical_MW_Before Competition Groups_Chilled Water Optimization
Commercial | Com ¦ LED or Equivalent Sign Lighting | 2034 | Technical | MW | Before Competition Groups | 27.8918 | 0 | 0 | 3048.3717 | 0.0091498 | 24 | Commercial_2034_Technical_MW_Before Competition Groups_24 | LED or Equivalent Sign Lighting | 0.915% | 0 | 27.8918 | Commercial_2034_Technical_MW_Before Competition Groups_LED or Equivalent Sign Lighting
Commercial | Com ¦ Furnace Tune-Up | 2034 | Technical | MW | Before Competition Groups | 27.2763 | 0 | 0 | 3048.3717 | 0.0089478 | 25 | Commercial_2034_Technical_MW_Before Competition Groups_25 | Furnace Tune-Up | 0.8948% | 0 | 27.2763 | Commercial_2034_Technical_MW_Before Competition Groups_Furnace Tune-Up
Commercial | Com ¦ Adding reflective (White) roof treatment or a green roof | 2034 | Technical | MW | Before Competition Groups | 25.8589 | 0 | 0 | 3048.3717 | 0.0084828 | 26 | Commercial_2034_Technical_MW_Before Competition Groups_26 | Adding reflective (White) roof treatment or a green roof | 0.8483% | 0 | 25.8589 | Commercial_2034_Technical_MW_Before Competition Groups_Adding reflective (White) roof treatment or a green roof
Commercial | Com ¦ Centrally controlled desktop PC/NETWORK PC POWER MANAGEMENT SOFTWARE | 2034 | Technical | MW | Before Competition Groups | 25.1453 | 0 | 0 | 3048.3717 | 0.0082488 | 27 | Commercial_2034_Technical_MW_Before Competition Groups_27 | Centrally controlled desktop PC/NETWORK PC POWER MANAGEMENT SOFTWARE | 0.8249% | 0 | 25.1453 | Commercial_2034_Technical_MW_Before Competition Groups_Centrally controlled desktop PC/NETWORK PC POWER MANAGEMENT SOFTWARE
Commercial | Com ¦ Door Gasket Freezer/Refrigerator | 2034 | Technical | MW | Before Competition Groups | 23.9595 | 0 | 0 | 3048.3717 | 0.0078598 | 28 | Commercial_2034_Technical_MW_Before Competition Groups_28 | Door Gasket Freezer/Refrigerator | 0.786% | 0 | 23.9595 | Commercial_2034_Technical_MW_Before Competition Groups_Door Gasket Freezer/Refrigerator
Commercial | Com ¦ Refrigeration Optimization | 2034 | Technical | MW | Before Competition Groups | 22.8213 | 0 | 0 | 3048.3717 | 0.0074864 | 29 | Commercial_2034_Technical_MW_Before Competition Groups_29 | Refrigeration Optimization | 0.7486% | 0 | 22.8213 | Commercial_2034_Technical_MW_Before Competition Groups_Refrigeration Optimization
Commercial | Com ¦ Refrigerated Display Case LED | 2034 | Technical | MW | Before Competition Groups | 22.577 | 0 | 0 | 3048.3717 | 0.0074062 | 30 | Commercial_2034_Technical_MW_Before Competition Groups_30 | Refrigerated Display Case LED | 0.7406% | 0 | 22.577 | Commercial_2034_Technical_MW_Before Competition Groups_Refrigerated Display Case LED
Commercial | Com ¦ Ground Source Heat Pump | 2034 | Technical | MW | Before Competition Groups | 19.7538 | 0 | 0 | 3048.3717 | 0.0064801 | 31 | Commercial_2034_Technical_MW_Before Competition Groups_31 | Ground Source Heat Pump | 0.648% | 0 | 19.7538 | Commercial_2034_Technical_MW_Before Competition Groups_Ground Source Heat Pump
Commercial | Com ¦ HOTEL OCCUPANCY CONTROLS (HVAC + LIGHTING) | 2034 | Technical | MW | Before Competition Groups | 19.7303 | 0 | 0 | 3048.3717 | 0.0064724 | 32 | Commercial_2034_Technical_MW_Before Competition Groups_32 | HOTEL OCCUPANCY CONTROLS (HVAC + LIGHTING) | 0.6472% | 0 | 19.7303 | Commercial_2034_Technical_MW_Before Competition Groups_HOTEL OCCUPANCY CONTROLS (HVAC + LIGHTING)
Commercial | Com ¦ Variable Frequency Drive (VFD) | 2034 | Technical | MW | Before Competition Groups | 18.9848 | 0 | 0 | 3048.3717 | 0.0062278 | 33 | Commercial_2034_Technical_MW_Before Competition Groups_33 | Variable Frequency Drive (VFD) | 0.6228% | 0 | 18.9848 | Commercial_2034_Technical_MW_Before Competition Groups_Variable Frequency Drive (VFD)
Commercial | Com ¦ VFD on Pumps | 2034 | Technical | MW | Before Competition Groups | 17.7675 | 0 | 0 | 3048.3717 | 0.0058285 | 34 | Commercial_2034_Technical_MW_Before Competition Groups_34 | VFD on Pumps | 0.5829% | 0 | 17.7675 | Commercial_2034_Technical_MW_Before Competition Groups_VFD on Pumps
Commercial | Com ¦ ENERGY STAR LED LAMPS (General Service Lamps) | 2034 | Technical | MW | Before Competition Groups | 16.4825 | 0 | 0 | 3048.3717 | 0.005407 | 35 | Commercial_2034_Technical_MW_Before Competition Groups_35 | ENERGY STAR LED LAMPS (General Service Lamps) | 0.5407% | 0 | 16.4825 | Commercial_2034_Technical_MW_Before Competition Groups_ENERGY STAR LED LAMPS (General Service Lamps)
Commercial | Com ¦ ENERGY STAR FREEZER | 2034 | Technical | MW | Before Competition Groups | 15.9726 | 0 | 0 | 3048.3717 | 0.0052397 | 36 | Commercial_2034_Technical_MW_Before Competition Groups_36 | ENERGY STAR FREEZER | 0.524% | 0 | 15.9726 | Commercial_2034_Technical_MW_Before Competition Groups_ENERGY STAR FREEZER
Commercial | Com ¦ Indoor Daylight Sensors/Photocell Dimming Control | 2034 | Technical | MW | Before Competition Groups | 15.036 | 0 | 0 | 3048.3717 | 0.0049325 | 37 | Commercial_2034_Technical_MW_Before Competition Groups_37 | Indoor Daylight Sensors/Photocell Dimming Control | 0.4932% | 0 | 15.036 | Commercial_2034_Technical_MW_Before Competition Groups_Indoor Daylight Sensors/Photocell Dimming Control
Commercial | Com ¦ Air Handler with Dedicated Outdoor Air Systems | 2034 | Technical | MW | Before Competition Groups | 14.4899 | 0 | 0 | 3048.3717 | 0.0047533 | 38 | Commercial_2034_Technical_MW_Before Competition Groups_38 | Air Handler with Dedicated Outdoor Air Systems | 0.4753% | 0 | 14.4899 | Commercial_2034_Technical_MW_Before Competition Groups_Air Handler with Dedicated Outdoor Air Systems
Commercial | Com ¦ ENERGY STAR ICE MACHINES - Ice Making Head | 2034 | Technical | MW | Before Competition Groups | 14.4791 | 0 | 0 | 3048.3717 | 0.0047498 | 39 | Commercial_2034_Technical_MW_Before Competition Groups_39 | ENERGY STAR ICE MACHINES - Ice Making Head | 0.475% | 0 | 14.4791 | Commercial_2034_Technical_MW_Before Competition Groups_ENERGY STAR ICE MACHINES - Ice Making Head
Commercial | Com ¦ Demand Control Kitchen Ventilation | 2034 | Technical | MW | Before Competition Groups | 12.5755 | 0 | 0 | 3048.3717 | 0.0041253 | 40 | Commercial_2034_Technical_MW_Before Competition Groups_40 | Demand Control Kitchen Ventilation | 0.4125% | 0 | 12.5755 | Commercial_2034_Technical_MW_Before Competition Groups_Demand Control Kitchen Ventilation
Commercial | Com ¦ Water Source Heat Pump (4 ton) | 2034 | Technical | MW | Before Competition Groups | 10.5464 | 0 | 0 | 3048.3717 | 0.0034597 | 41 | Commercial_2034_Technical_MW_Before Competition Groups_41 | Water Source Heat Pump (4 ton) | 0.346% | 0 | 10.5464 | Commercial_2034_Technical_MW_Before Competition Groups_Water Source Heat Pump (4 ton)
Commercial | Com ¦ Occupancy Sensors | 2034 | Technical | MW | Before Competition Groups | 10.4768 | 0 | 0 | 3048.3717 | 0.0034369 | 42 | Commercial_2034_Technical_MW_Before Competition Groups_42 | Occupancy Sensors | 0.3437% | 0 | 10.4768 | Commercial_2034_Technical_MW_Before Competition Groups_Occupancy Sensors
Commercial | Com ¦ ECM MOTORS FOR EVAPORATOR FANS for refrigeration (WALK-IN) | 2034 | Technical | MW | Before Competition Groups | 9.8759 | 0 | 0 | 3048.3717 | 0.0032397 | 43 | Commercial_2034_Technical_MW_Before Competition Groups_43 | ECM MOTORS FOR EVAPORATOR FANS for refrigeration (WALK-IN) | 0.324% | 0 | 9.8759 | Commercial_2034_Technical_MW_Before Competition Groups_ECM MOTORS FOR EVAPORATOR FANS for refrigeration (WALK-IN)
Commercial | Com ¦ High R-Value Glass Doors/no-heat glass door | 2034 | Technical | MW | Before Competition Groups | 9.3473 | 0 | 0 | 3048.3717 | 0.0030663 | 44 | Commercial_2034_Technical_MW_Before Competition Groups_44 | High R-Value Glass Doors/no-heat glass door | 0.3066% | 0 | 9.3473 | Commercial_2034_Technical_MW_Before Competition Groups_High R-Value Glass Doors/no-heat glass door
Commercial | Com ¦ Freezer Case Light Sensor | 2034 | Technical | MW | Before Competition Groups | 8.5448 | 0 | 0 | 3048.3717 | 0.0028031 | 45 | Commercial_2034_Technical_MW_Before Competition Groups_45 | Freezer Case Light Sensor | 0.2803% | 0 | 8.5448 | Commercial_2034_Technical_MW_Before Competition Groups_Freezer Case Light Sensor
Commercial | Com ¦ Evaporator Fan Controls | 2034 | Technical | MW | Before Competition Groups | 8.3247 | 0 | 0 | 3048.3717 | 0.0027309 | 46 | Commercial_2034_Technical_MW_Before Competition Groups_46 | Evaporator Fan Controls | 0.2731% | 0 | 8.3247 | Commercial_2034_Technical_MW_Before Competition Groups_Evaporator Fan Controls
Commercial | Com ¦ Condensing Make Up Air Unit | 2034 | Technical | MW | Before Competition Groups | 7.7617 | 0 | 0 | 3048.3717 | 0.0025462 | 47 | Commercial_2034_Technical_MW_Before Competition Groups_47 | Condensing Make Up Air Unit | 0.2546% | 0 | 7.7617 | Commercial_2034_Technical_MW_Before Competition Groups_Condensing Make Up Air Unit
Commercial | Com ¦ ENERGY STAR Refrigerator | 2034 | Technical | MW | Before Competition Groups | 7.7038 | 0 | 0 | 3048.3717 | 0.0025272 | 48 | Commercial_2034_Technical_MW_Before Competition Groups_48 | ENERGY STAR Refrigerator | 0.2527% | 0 | 7.7038 | Commercial_2034_Technical_MW_Before Competition Groups_ENERGY STAR Refrigerator
Commercial | Com ¦ ENERGY STAR Griddle (74% eff) | 2034 | Technical | MW | Before Competition Groups | 7.4288 | 0 | 0 | 3048.3717 | 0.002437 | 49 | Commercial_2034_Technical_MW_Before Competition Groups_49 | ENERGY STAR Griddle (74% eff) | 0.2437% | 0 | 7.4288 | Commercial_2034_Technical_MW_Before Competition Groups_ENERGY STAR Griddle (74% eff)
Commercial | Com ¦ Super-High Efficiency Furnaces (Emerging Tech) | 2034 | Technical | MW | Before Competition Groups | 7.4006 | 0 | 0 | 3048.3717 | 0.0024277 | 50 | Commercial_2034_Technical_MW_Before Competition Groups_50 | Super-High Efficiency Furnaces (Emerging Tech) | 0.2428% | 0 | 7.4006 | Commercial_2034_Technical_MW_Before Competition Groups_Super-High Efficiency Furnaces (Emerging Tech)
Commercial | Com ¦ LED EXTERIOR AREA LIGHTS - LED fixture (200W) | 2034 | Technical | MW | Before Competition Groups | 6.9765 | 0 | 0 | 3048.3717 | 0.0022886 | 51 | Commercial_2034_Technical_MW_Before Competition Groups_51 | LED EXTERIOR AREA LIGHTS - LED fixture (200W) | 0.2289% | 0 | 6.9765 | Commercial_2034_Technical_MW_Before Competition Groups_LED EXTERIOR AREA LIGHTS - LED fixture (200W)
Commercial | Com ¦ LED parking lot fixture | 2034 | Technical | MW | Before Competition Groups | 6.6509 | 0 | 0 | 3048.3717 | 0.0021818 | 52 | Commercial_2034_Technical_MW_Before Competition Groups_52 | LED parking lot fixture | 0.2182% | 0 | 6.6509 | Commercial_2034_Technical_MW_Before Competition Groups_LED parking lot fixture
Commercial | Com ¦ Refrigeration Commissioning | 2034 | Technical | MW | Before Competition Groups | 5.7982 | 0 | 0 | 3048.3717 | 0.0019021 | 53 | Commercial_2034_Technical_MW_Before Competition Groups_53 | Refrigeration Commissioning | 0.1902% | 0 | 5.7982 | Commercial_2034_Technical_MW_Before Competition Groups_Refrigeration Commissioning
Commercial | Com ¦ Elec Storage WH 2.30 Et | 2034 | Technical | MW | Before Competition Groups | 5.5297 | 0 | 0 | 3048.3717 | 0.001814 | 54 | Commercial_2034_Technical_MW_Before Competition Groups_54 | Elec Storage WH 2.30 Et | 0.1814% | 0 | 5.5297 | Commercial_2034_Technical_MW_Before Competition Groups_Elec Storage WH 2.30 Et
Commercial | Com ¦ Duct Insulation, R8 | 2034 | Technical | MW | Before Competition Groups | 5.0073 | 0 | 0 | 3048.3717 | 0.0016426 | 55 | Commercial_2034_Technical_MW_Before Competition Groups_55 | Duct Insulation, R8 | 0.1643% | 0 | 5.0073 | Commercial_2034_Technical_MW_Before Competition Groups_Duct Insulation, R8
Commercial | Com ¦ BEVERAGE VENDING MACHINE CONTROLS | 2034 | Technical | MW | Before Competition Groups | 5.0027 | 0 | 0 | 3048.3717 | 0.0016411 | 56 | Commercial_2034_Technical_MW_Before Competition Groups_56 | BEVERAGE VENDING MACHINE CONTROLS | 0.1641% | 0 | 5.0027 | Commercial_2034_Technical_MW_Before Competition Groups_BEVERAGE VENDING MACHINE CONTROLS
Commercial | Com ¦ LED street light fixture | 2034 | Technical | MW | Before Competition Groups | 4.2526 | 0 | 0 | 3048.3717 | 0.001395 | 57 | Commercial_2034_Technical_MW_Before Competition Groups_57 | LED street light fixture | 0.1395% | 0 | 4.2526 | Commercial_2034_Technical_MW_Before Competition Groups_LED street light fixture
Commercial | Com ¦ Roof Insulation/Ceiling Insulation (R25 Code to R35) | 2034 | Technical | MW | Before Competition Groups | 4.1346 | 0 | 0 | 3048.3717 | 0.0013563 | 58 | Commercial_2034_Technical_MW_Before Competition Groups_58 | Roof Insulation/Ceiling Insulation (R25 Code to R35) | 0.1356% | 0 | 4.1346 | Commercial_2034_Technical_MW_Before Competition Groups_Roof Insulation/Ceiling Insulation (R25 Code to R35)
Commercial | Com ¦ CO Sensors for parking garage exhaust fans | 2034 | Technical | MW | Before Competition Groups | 3.362 | 0 | 0 | 3048.3717 | 0.0011029 | 59 | Commercial_2034_Technical_MW_Before Competition Groups_59 | CO Sensors for parking garage exhaust fans | 0.1103% | 0 | 3.362 | Commercial_2034_Technical_MW_Before Competition Groups_CO Sensors for parking garage exhaust fans
Commercial | Com ¦ Anti-sweat heat (ASH) controls - Cooler/Freezer | 2034 | Technical | MW | Before Competition Groups | 3.3541 | 0 | 0 | 3048.3717 | 0.0011003 | 60 | Commercial_2034_Technical_MW_Before Competition Groups_60 | Anti-sweat heat (ASH) controls - Cooler/Freezer | 0.11% | 0 | 3.3541 | Commercial_2034_Technical_MW_Before Competition Groups_Anti-sweat heat (ASH) controls - Cooler/Freezer
Commercial | Com ¦ Temperature Adjustment in Commercial Freezers | 2034 | Technical | MW | Before Competition Groups | 3.0435 | 0 | 0 | 3048.3717 | 0.0009984 | 61 | Commercial_2034_Technical_MW_Before Competition Groups_61 | Temperature Adjustment in Commercial Freezers | 0.09984% | 0 | 3.0435 | Commercial_2034_Technical_MW_Before Competition Groups_Temperature Adjustment in Commercial Freezers
Commercial | Com ¦ Vertical Night Covers | 2034 | Technical | MW | Before Competition Groups | 2.5169 | 0 | 0 | 3048.3717 | 0.00082564 | 62 | Commercial_2034_Technical_MW_Before Competition Groups_62 | Vertical Night Covers | 0.08256% | 0 | 2.5169 | Commercial_2034_Technical_MW_Before Competition Groups_Vertical Night Covers
Commercial | Com ¦ Energy Efficient Laboratory Fume Hood | 2034 | Technical | MW | Before Competition Groups | 2.4608 | 0 | 0 | 3048.3717 | 0.00080725 | 63 | Commercial_2034_Technical_MW_Before Competition Groups_63 | Energy Efficient Laboratory Fume Hood | 0.08072% | 0 | 2.4608 | Commercial_2034_Technical_MW_Before Competition Groups_Energy Efficient Laboratory Fume Hood
Commercial | Com ¦ ENERGY STAR Fryer (84% eff) | 2034 | Technical | MW | Before Competition Groups | 2.1597 | 0 | 0 | 3048.3717 | 0.00070847 | 64 | Commercial_2034_Technical_MW_Before Competition Groups_64 | ENERGY STAR Fryer (84% eff) | 0.07085% | 0 | 2.1597 | Commercial_2034_Technical_MW_Before Competition Groups_ENERGY STAR Fryer (84% eff)
Commercial | Com ¦ Outside Air Economizer | 2034 | Technical | MW | Before Competition Groups | 1.9607 | 0 | 0 | 3048.3717 | 0.00064321 | 65 | Commercial_2034_Technical_MW_Before Competition Groups_65 | Outside Air Economizer | 0.06432% | 0 | 1.9607 | Commercial_2034_Technical_MW_Before Competition Groups_Outside Air Economizer
Commercial | Com ¦ Water Heating (DHW) Pipe Insulation (Add 3/4\ Foam)" | 2034 | Technical | MW | Before Competition Groups | 1.9207 | 0 | 0 | 3048.3717 | 0.00063006 | 66 | Commercial_2034_Technical_MW_Before Competition Groups_66 | Water Heating (DHW) Pipe Insulation (Add 3/4\ Foam)" | 0.06301% | 0 | 1.9207 | Commercial_2034_Technical_MW_Before Competition Groups_Water Heating (DHW) Pipe Insulation (Add 3/4\ Foam)"
Commercial | Com ¦ Room AC (w/ louvered sides) 14 SEER from 12 SEER code | 2034 | Technical | MW | Before Competition Groups | 1.7911 | 0 | 0 | 3048.3717 | 0.00058755 | 67 | Commercial_2034_Technical_MW_Before Competition Groups_67 | Room AC (w/ louvered sides) 14 SEER from 12 SEER code | 0.05876% | 0 | 1.7911 | Commercial_2034_Technical_MW_Before Competition Groups_Room AC (w/ louvered sides) 14 SEER from 12 SEER code
Commercial | Com ¦ High Efficiency Small Instantaneous Water Heater | 2034 | Technical | MW | Before Competition Groups | 1.5574 | 0 | 0 | 3048.3717 | 0.00051089 | 68 | Commercial_2034_Technical_MW_Before Competition Groups_68 | High Efficiency Small Instantaneous Water Heater | 0.05109% | 0 | 1.5574 | Commercial_2034_Technical_MW_Before Competition Groups_High Efficiency Small Instantaneous Water Heater
Commercial | Com ¦ ENERGY STAR Dishwasher | 2034 | Technical | MW | Before Competition Groups | 1.517 | 0 | 0 | 3048.3717 | 0.00049764 | 69 | Commercial_2034_Technical_MW_Before Competition Groups_69 | ENERGY STAR Dishwasher | 0.04976% | 0 | 1.517 | Commercial_2034_Technical_MW_Before Competition Groups_ENERGY STAR Dishwasher
Commercial | Com ¦ ENERGY STAR Steam Cookers | 2034 | Technical | MW | Before Competition Groups | 1.4145 | 0 | 0 | 3048.3717 | 0.00046401 | 70 | Commercial_2034_Technical_MW_Before Competition Groups_70 | ENERGY STAR Steam Cookers | 0.0464% | 0 | 1.4145 | Commercial_2034_Technical_MW_Before Competition Groups_ENERGY STAR Steam Cookers
Commercial | Com ¦ LED RECESSED DOWNLIGHTS | 2034 | Technical | MW | Before Competition Groups | 1.4138 | 0 | 0 | 3048.3717 | 0.00046379 | 71 | Commercial_2034_Technical_MW_Before Competition Groups_71 | LED RECESSED DOWNLIGHTS | 0.04638% | 0 | 1.4138 | Commercial_2034_Technical_MW_Before Competition Groups_LED RECESSED DOWNLIGHTS
Commercial | Com ¦ Suction Pipe Insulation Freezer/Refrigerator | 2034 | Technical | MW | Before Competition Groups | 1.3081 | 0 | 0 | 3048.3717 | 0.00042911 | 72 | Commercial_2034_Technical_MW_Before Competition Groups_72 | Suction Pipe Insulation Freezer/Refrigerator | 0.04291% | 0 | 1.3081 | Commercial_2034_Technical_MW_Before Competition Groups_Suction Pipe Insulation Freezer/Refrigerator
Commercial | Com ¦ Evaporator Coil Defrost (Cooler) | 2034 | Technical | MW | Before Competition Groups | 1.1129 | 0 | 0 | 3048.3717 | 0.00036508 | 73 | Commercial_2034_Technical_MW_Before Competition Groups_73 | Evaporator Coil Defrost (Cooler) | 0.03651% | 0 | 1.1129 | Commercial_2034_Technical_MW_Before Competition Groups_Evaporator Coil Defrost (Cooler)
Commercial | Com ¦ Ozone Laundry Treatment | 2034 | Technical | MW | Before Competition Groups | 0.79522 | 0 | 0 | 3048.3717 | 0.00026087 | 74 | Commercial_2034_Technical_MW_Before Competition Groups_74 | Ozone Laundry Treatment | 0.02609% | 0 | 0.79522 | Commercial_2034_Technical_MW_Before Competition Groups_Ozone Laundry Treatment
Commercial | Com ¦ Thermostat Setback | 2034 | Technical | MW | Before Competition Groups | 0.79336 | 0 | 0 | 3048.3717 | 0.00026026 | 75 | Commercial_2034_Technical_MW_Before Competition Groups_75 | Thermostat Setback | 0.02603% | 0 | 0.79336 | Commercial_2034_Technical_MW_Before Competition Groups_Thermostat Setback
Commercial | Com ¦ SYNCHRONOUS BELT | 2034 | Technical | MW | Before Competition Groups | 0.73405 | 0 | 0 | 3048.3717 | 0.0002408 | 76 | Commercial_2034_Technical_MW_Before Competition Groups_76 | SYNCHRONOUS BELT | 0.02408% | 0 | 0.73405 | Commercial_2034_Technical_MW_Before Competition Groups_SYNCHRONOUS BELT
Commercial | Com ¦ PTAC (12 EER/10,000 BTU) | 2034 | Technical | MW | Before Competition Groups | 0.65905 | 0 | 0 | 3048.3717 | 0.0002162 | 77 | Commercial_2034_Technical_MW_Before Competition Groups_77 | PTAC (12 EER/10,000 BTU) | 0.02162% | 0 | 0.65905 | Commercial_2034_Technical_MW_Before Competition Groups_PTAC (12 EER/10,000 BTU)
Commercial | Com ¦ Wall Insulation | 2034 | Technical | MW | Before Competition Groups | 0.6025 | 0 | 0 | 3048.3717 | 0.00019765 | 78 | Commercial_2034_Technical_MW_Before Competition Groups_78 | Wall Insulation | 0.01976% | 0 | 0.6025 | Commercial_2034_Technical_MW_Before Competition Groups_Wall Insulation
Commercial | Com ¦ Solar Preheat Make up Air | 2034 | Technical | MW | Before Competition Groups | 0.59498 | 0 | 0 | 3048.3717 | 0.00019518 | 79 | Commercial_2034_Technical_MW_Before Competition Groups_79 | Solar Preheat Make up Air | 0.01952% | 0 | 0.59498 | Commercial_2034_Technical_MW_Before Competition Groups_Solar Preheat Make up Air
Commercial | Com ¦ Efficient compressor motor | 2034 | Technical | MW | Before Competition Groups | 0.45286 | 0 | 0 | 3048.3717 | 0.00014856 | 80 | Commercial_2034_Technical_MW_Before Competition Groups_80 | Efficient compressor motor | 0.01486% | 0 | 0.45286 | Commercial_2034_Technical_MW_Before Competition Groups_Efficient compressor motor
Commercial | Com ¦ Solar Water Preheat (Pools/DHW) | 2034 | Technical | MW | Before Competition Groups | 0.44763 | 0 | 0 | 3048.3717 | 0.00014684 | 81 | Commercial_2034_Technical_MW_Before Competition Groups_81 | Solar Water Preheat (Pools/DHW) | 0.01468% | 0 | 0.44763 | Commercial_2034_Technical_MW_Before Competition Groups_Solar Water Preheat (Pools/DHW)
Commercial | Com ¦ High Efficiency Chiller (avg of water and air cooled) | 2034 | Technical | MW | Before Competition Groups | 0.44644 | 0 | 0 | 3048.3717 | 0.00014645 | 82 | Commercial_2034_Technical_MW_Before Competition Groups_82 | High Efficiency Chiller (avg of water and air cooled) | 0.01465% | 0 | 0.44644 | Commercial_2034_Technical_MW_Before Competition Groups_High Efficiency Chiller (avg of water and air cooled)
Commercial | COM ¦ Ductless Mini-Split Heat Pumps | 2034 | Technical | MW | Before Competition Groups | 0.43145 | 0 | 0 | 3048.3717 | 0.00014153 | 83 | Commercial_2034_Technical_MW_Before Competition Groups_83 | Ductless Mini-Split Heat Pumps | 0.01415% | 0 | 0.43145 | Commercial_2034_Technical_MW_Before Competition Groups_Ductless Mini-Split Heat Pumps
Commercial | Com ¦ Heat Pump Water Heater (50 Gallons) | 2034 | Technical | MW | Before Competition Groups | 0.40298 | 0 | 0 | 3048.3717 | 0.0001322 | 84 | Commercial_2034_Technical_MW_Before Competition Groups_84 | Heat Pump Water Heater (50 Gallons) | 0.01322% | 0 | 0.40298 | Commercial_2034_Technical_MW_Before Competition Groups_Heat Pump Water Heater (50 Gallons)
Commercial | Com ¦ Notched V belts for HVAC Systems | 2034 | Technical | MW | Before Competition Groups | 0.36703 | 0 | 0 | 3048.3717 | 0.0001204 | 85 | Commercial_2034_Technical_MW_Before Competition Groups_85 | Notched V belts for HVAC Systems | 0.01204% | 0 | 0.36703 | Commercial_2034_Technical_MW_Before Competition Groups_Notched V belts for HVAC Systems
Commercial | Com ¦ ECM MOTORS FOR HVAC APPLICATION (FAN-POWERED VAV BOX) | 2034 | Technical | MW | Before Competition Groups | 0.32444 | 0 | 0 | 3048.3717 | 0.00010643 | 86 | Commercial_2034_Technical_MW_Before Competition Groups_86 | ECM MOTORS FOR HVAC APPLICATION (FAN-POWERED VAV BOX) | 0.01064% | 0 | 0.32444 | Commercial_2034_Technical_MW_Before Competition Groups_ECM MOTORS FOR HVAC APPLICATION (FAN-POWERED VAV BOX)
Commercial | Com ¦ Commercial Hot Food Holding Cabinets | 2034 | Technical | MW | Before Competition Groups | 0.32411 | 0 | 0 | 3048.3717 | 0.00010632 | 87 | Commercial_2034_Technical_MW_Before Competition Groups_87 | Commercial Hot Food Holding Cabinets | 0.01063% | 0 | 0.32411 | Commercial_2034_Technical_MW_Before Competition Groups_Commercial Hot Food Holding Cabinets
Commercial | Com ¦ HVAC Optimization | 2034 | Technical | MW | Before Competition Groups | 0.25021 | 0 | 0 | 3048.3717 | 8.2079e-05 | 88 | Commercial_2034_Technical_MW_Before Competition Groups_88 | HVAC Optimization | 0.008208% | 0 | 0.25021 | Commercial_2034_Technical_MW_Before Competition Groups_HVAC Optimization
Commercial | Com ¦ Auto Off Time Switch or Time Clock control | 2034 | Technical | MW | Before Competition Groups | 0.19712 | 0 | 0 | 3048.3717 | 6.4665e-05 | 89 | Commercial_2034_Technical_MW_Before Competition Groups_89 | Auto Off Time Switch or Time Clock control | 0.006466% | 0 | 0.19712 | Commercial_2034_Technical_MW_Before Competition Groups_Auto Off Time Switch or Time Clock control
Commercial | Com ¦ CEE Tier 2/Energy Star Clothes Washers | 2034 | Technical | MW | Before Competition Groups | 0.19219 | 0 | 0 | 3048.3717 | 6.3047e-05 | 90 | Commercial_2034_Technical_MW_Before Competition Groups_90 | CEE Tier 2/Energy Star Clothes Washers | 0.006305% | 0 | 0.19219 | Commercial_2034_Technical_MW_Before Competition Groups_CEE Tier 2/Energy Star Clothes Washers
Commercial | Com ¦ Solar Electric Water Heater (50 Gallon) | 2034 | Technical | MW | Before Competition Groups | 0.1661 | 0 | 0 | 3048.3717 | 5.4487e-05 | 91 | Commercial_2034_Technical_MW_Before Competition Groups_91 | Solar Electric Water Heater (50 Gallon) | 0.005449% | 0 | 0.1661 | Commercial_2034_Technical_MW_Before Competition Groups_Solar Electric Water Heater (50 Gallon)
Commercial | Com ¦ Demand controlled Circulating Systems | 2034 | Technical | MW | Before Competition Groups | 0.12323 | 0 | 0 | 3048.3717 | 4.0424e-05 | 92 | Commercial_2034_Technical_MW_Before Competition Groups_92 | Demand controlled Circulating Systems | 0.004042% | 0 | 0.12323 | Commercial_2034_Technical_MW_Before Competition Groups_Demand controlled Circulating Systems
Commercial | Com ¦ Low Flow Pre-Rinse Spray Nozzle | 2034 | Technical | MW | Before Competition Groups | 0.11195 | 0 | 0 | 3048.3717 | 3.6724e-05 | 93 | Commercial_2034_Technical_MW_Before Competition Groups_93 | Low Flow Pre-Rinse Spray Nozzle | 0.003672% | 0 | 0.11195 | Commercial_2034_Technical_MW_Before Competition Groups_Low Flow Pre-Rinse Spray Nozzle
Commercial | Com ¦ Condensing Unit Heaters or other Efficient Unit Heating System | 2034 | Technical | MW | Before Competition Groups | 0.042917 | 0 | 0 | 3048.3717 | 1.4079e-05 | 94 | Commercial_2034_Technical_MW_Before Competition Groups_94 | Condensing Unit Heaters or other Efficient Unit Heating System | 0.001408% | 0 | 0.042917 | Commercial_2034_Technical_MW_Before Competition Groups_Condensing Unit Heaters or other Efficient Unit Heating System
Commercial | Com ¦ VSD Air Compressor | 2034 | Technical | MW | Before Competition Groups | 0.035578 | 0 | 0 | 3048.3717 | 1.1671e-05 | 95 | Commercial_2034_Technical_MW_Before Competition Groups_95 | VSD Air Compressor | 0.001167% | 0 | 0.035578 | Commercial_2034_Technical_MW_Before Competition Groups_VSD Air Compressor
Commercial | Com ¦ eCube | 2034 | Technical | MW | Before Competition Groups | 0.034845 | 0 | 0 | 3048.3717 | 1.1431e-05 | 96 | Commercial_2034_Technical_MW_Before Competition Groups_96 | eCube | 0.001143% | 0 | 0.034845 | Commercial_2034_Technical_MW_Before Competition Groups_eCube
Commercial | Com ¦ EC Plug Fan for Data Center (under cabinet) | 2034 | Technical | MW | Before Competition Groups | 0.025096 | 0 | 0 | 3048.3717 | 8.2326e-06 | 97 | Commercial_2034_Technical_MW_Before Competition Groups_97 | EC Plug Fan for Data Center (under cabinet) | 0.0008233% | 0 | 0.025096 | Commercial_2034_Technical_MW_Before Competition Groups_EC Plug Fan for Data Center (under cabinet)
Commercial | Com ¦ Exterior Photocell | 2034 | Technical | MW | Before Competition Groups | 0.013961 | 0 | 0 | 3048.3717 | 4.5798e-06 | 98 | Commercial_2034_Technical_MW_Before Competition Groups_98 | Exterior Photocell | 0.000458% | 0 | 0.013961 | Commercial_2034_Technical_MW_Before Competition Groups_Exterior Photocell
Commercial | Com ¦ Air Curtains | 2034 | Technical | MW | Before Competition Groups | 0.0075371 | 0 | 0 | 3048.3717 | 2.4725e-06 | 99 | Commercial_2034_Technical_MW_Before Competition Groups_99 | Air Curtains | 0.0002472% | 0 | 0.0075371 | Commercial_2034_Technical_MW_Before Competition Groups_Air Curtains
Commercial | Com ¦ High Efficiency Induction Cooking | 2034 | Technical | MW | Before Competition Groups | 0.0014442 | 0 | 0 | 3048.3717 | 4.7377e-07 | 100 | Commercial_2034_Technical_MW_Before Competition Groups_100 | High Efficiency Induction Cooking | 4.738e-05% | 0 | 0.0014442 | Commercial_2034_Technical_MW_Before Competition Groups_High Efficiency Induction Cooking
Commercial | Com ¦ Electric Convection Combination Ovens | 2034 | Technical | MW | Before Competition Groups | 0.0004459 | 0 | 0 | 3048.3717 | 1.4627e-07 | 101 | Commercial_2034_Technical_MW_Before Competition Groups_101 | Electric Convection Combination Ovens | 1.463e-05% | 0 | 0.0004459 | Commercial_2034_Technical_MW_Before Competition Groups_Electric Convection Combination Ovens
Commercial | Com ¦ Building Recommissioning, Operations and Maintenance (O&M) Improvements | 2035 | Economic | MW | Before Competition Groups | 223.8233 | 0 | 0 | 2043.1441 | 0.10955 | 1 | Commercial_2035_Economic_MW_Before Competition Groups_1 | Building Recommissioning, Operations and Maintenance (O&M) Improvements | 10.95% | 0 | 223.8233 | Commercial_2035_Economic_MW_Before Competition Groups_Building Recommissioning, Operations and Maintenance (O&M) Improvements
Commercial | Com ¦ High Efficiency Air Source Heat Pump | 2035 | Economic | MW | Before Competition Groups | 203.6569 | 0 | 0 | 2043.1441 | 0.099678 | 2 | Commercial_2035_Economic_MW_Before Competition Groups_2 | High Efficiency Air Source Heat Pump | 9.968% | 0 | 203.6569 | Commercial_2035_Economic_MW_Before Competition Groups_High Efficiency Air Source Heat Pump
Commercial | Com ¦ Education and Capacity Building/Energy Behavior | 2035 | Economic | MW | Before Competition Groups | 201.4641 | 0 | 0 | 2043.1441 | 0.098605 | 3 | Commercial_2035_Economic_MW_Before Competition Groups_3 | Education and Capacity Building/Energy Behavior | 9.86% | 0 | 201.4641 | Commercial_2035_Economic_MW_Before Competition Groups_Education and Capacity Building/Energy Behavior
Commercial | Com ¦ LED Low/High Bay | 2035 | Economic | MW | Before Competition Groups | 160.9208 | 0 | 0 | 2043.1441 | 0.078761 | 4 | Commercial_2035_Economic_MW_Before Competition Groups_4 | LED Low/High Bay | 7.876% | 0 | 160.9208 | Commercial_2035_Economic_MW_Before Competition Groups_LED Low/High Bay
Commercial | Com ¦ Unitary Air-Conditioning Unit | 2035 | Economic | MW | Before Competition Groups | 134.8078 | 0 | 0 | 2043.1441 | 0.065981 | 5 | Commercial_2035_Economic_MW_Before Competition Groups_5 | Unitary Air-Conditioning Unit | 6.598% | 0 | 134.8078 | Commercial_2035_Economic_MW_Before Competition Groups_Unitary Air-Conditioning Unit
Commercial | Com ¦ ENERGY STAR LED LAMPS (REFLECTOR LAMPs/MR16/PAR 16) | 2035 | Economic | MW | Before Competition Groups | 124.345 | 0 | 0 | 2043.1441 | 0.06086 | 6 | Commercial_2035_Economic_MW_Before Competition Groups_6 | ENERGY STAR LED LAMPS (REFLECTOR LAMPs/MR16/PAR 16) | 6.086% | 0 | 124.345 | Commercial_2035_Economic_MW_Before Competition Groups_ENERGY STAR LED LAMPS (REFLECTOR LAMPs/MR16/PAR 16)
Commercial | Com ¦ LED Troffer/Surface/Suspended | 2035 | Economic | MW | Before Competition Groups | 119.8475 | 0 | 0 | 2043.1441 | 0.058658 | 7 | Commercial_2035_Economic_MW_Before Competition Groups_7 | LED Troffer/Surface/Suspended | 5.866% | 0 | 119.8475 | Commercial_2035_Economic_MW_Before Competition Groups_LED Troffer/Surface/Suspended
Commercial | Com ¦ LED Replacement Lamp (Tube) | 2035 | Economic | MW | Before Competition Groups | 99.161 | 0 | 0 | 2043.1441 | 0.048534 | 8 | Commercial_2035_Economic_MW_Before Competition Groups_8 | LED Replacement Lamp (Tube) | 4.853% | 0 | 99.161 | Commercial_2035_Economic_MW_Before Competition Groups_LED Replacement Lamp (Tube)
Commercial | Com ¦ Advanced BAS/Controllers | 2035 | Economic | MW | Before Competition Groups | 97.6396 | 0 | 0 | 2043.1441 | 0.047789 | 9 | Commercial_2035_Economic_MW_Before Competition Groups_9 | Advanced BAS/Controllers | 4.779% | 0 | 97.6396 | Commercial_2035_Economic_MW_Before Competition Groups_Advanced BAS/Controllers
Commercial | Com ¦ LLLC - High Impact Application | 2035 | Economic | MW | Before Competition Groups | 63.9256 | 0 | 0 | 2043.1441 | 0.031288 | 10 | Commercial_2035_Economic_MW_Before Competition Groups_10 | LLLC - High Impact Application | 3.129% | 0 | 63.9256 | Commercial_2035_Economic_MW_Before Competition Groups_LLLC - High Impact Application
Commercial | Com ¦ Refrigerated Display Case Doors | 2035 | Economic | MW | Before Competition Groups | 45.2527 | 0 | 0 | 2043.1441 | 0.022149 | 11 | Commercial_2035_Economic_MW_Before Competition Groups_11 | Refrigerated Display Case Doors | 2.215% | 0 | 45.2527 | Commercial_2035_Economic_MW_Before Competition Groups_Refrigerated Display Case Doors
Commercial | Com ¦ Adaptive Thermostats | 2035 | Economic | MW | Before Competition Groups | 43.7551 | 0 | 0 | 2043.1441 | 0.021416 | 12 | Commercial_2035_Economic_MW_Before Competition Groups_12 | Adaptive Thermostats | 2.142% | 0 | 43.7551 | Commercial_2035_Economic_MW_Before Competition Groups_Adaptive Thermostats
Commercial | Com ¦ LLLC - Low Impact Application | 2035 | Economic | MW | Before Competition Groups | 39.3584 | 0 | 0 | 2043.1441 | 0.019264 | 13 | Commercial_2035_Economic_MW_Before Competition Groups_13 | LLLC - Low Impact Application | 1.926% | 0 | 39.3584 | Commercial_2035_Economic_MW_Before Competition Groups_LLLC - Low Impact Application
Commercial | Com ¦ Reach-in Shaded Pole to ECM/PSC Evaporator Fan Motor | 2035 | Economic | MW | Before Competition Groups | 38.7616 | 0 | 0 | 2043.1441 | 0.018972 | 14 | Commercial_2035_Economic_MW_Before Competition Groups_14 | Reach-in Shaded Pole to ECM/PSC Evaporator Fan Motor | 1.897% | 0 | 38.7616 | Commercial_2035_Economic_MW_Before Competition Groups_Reach-in Shaded Pole to ECM/PSC Evaporator Fan Motor
Commercial | Com ¦ Data Center Storage/Server Virtualization | 2035 | Economic | MW | Before Competition Groups | 37.5281 | 0 | 0 | 2043.1441 | 0.018368 | 15 | Commercial_2035_Economic_MW_Before Competition Groups_15 | Data Center Storage/Server Virtualization | 1.837% | 0 | 37.5281 | Commercial_2035_Economic_MW_Before Competition Groups_Data Center Storage/Server Virtualization
Commercial | Com ¦ Demand Control Ventilation | 2035 | Economic | MW | Before Competition Groups | 36.1412 | 0 | 0 | 2043.1441 | 0.017689 | 16 | Commercial_2035_Economic_MW_Before Competition Groups_16 | Demand Control Ventilation | 1.769% | 0 | 36.1412 | Commercial_2035_Economic_MW_Before Competition Groups_Demand Control Ventilation
Commercial | Com ¦ Chilled Water Optimization | 2035 | Economic | MW | Before Competition Groups | 33.499 | 0 | 0 | 2043.1441 | 0.016396 | 17 | Commercial_2035_Economic_MW_Before Competition Groups_17 | Chilled Water Optimization | 1.64% | 0 | 33.499 | Commercial_2035_Economic_MW_Before Competition Groups_Chilled Water Optimization
Commercial | Com ¦ Strip Curtains | 2035 | Economic | MW | Before Competition Groups | 32.4272 | 0 | 0 | 2043.1441 | 0.015871 | 18 | Commercial_2035_Economic_MW_Before Competition Groups_18 | Strip Curtains | 1.587% | 0 | 32.4272 | Commercial_2035_Economic_MW_Before Competition Groups_Strip Curtains
Commercial | Com ¦ LED or Equivalent Sign Lighting | 2035 | Economic | MW | Before Competition Groups | 28.1235 | 0 | 0 | 2043.1441 | 0.013765 | 19 | Commercial_2035_Economic_MW_Before Competition Groups_19 | LED or Equivalent Sign Lighting | 1.376% | 0 | 28.1235 | Commercial_2035_Economic_MW_Before Competition Groups_LED or Equivalent Sign Lighting
Commercial | Com ¦ Furnace Tune-Up | 2035 | Economic | MW | Before Competition Groups | 26.7281 | 0 | 0 | 2043.1441 | 0.013082 | 20 | Commercial_2035_Economic_MW_Before Competition Groups_20 | Furnace Tune-Up | 1.308% | 0 | 26.7281 | Commercial_2035_Economic_MW_Before Competition Groups_Furnace Tune-Up
Commercial | Com ¦ Centrally controlled desktop PC/NETWORK PC POWER MANAGEMENT SOFTWARE | 2035 | Economic | MW | Before Competition Groups | 25.3321 | 0 | 0 | 2043.1441 | 0.012399 | 21 | Commercial_2035_Economic_MW_Before Competition Groups_21 | Centrally controlled desktop PC/NETWORK PC POWER MANAGEMENT SOFTWARE | 1.24% | 0 | 25.3321 | Commercial_2035_Economic_MW_Before Competition Groups_Centrally controlled desktop PC/NETWORK PC POWER MANAGEMENT SOFTWARE
Commercial | Com ¦ Variable Frequency Drive (VFD) | 2035 | Economic | MW | Before Competition Groups | 18.6032 | 0 | 0 | 2043.1441 | 0.0091052 | 22 | Commercial_2035_Economic_MW_Before Competition Groups_22 | Variable Frequency Drive (VFD) | 0.9105% | 0 | 18.6032 | Commercial_2035_Economic_MW_Before Competition Groups_Variable Frequency Drive (VFD)
Commercial | Com ¦ Refrigerated Display Case LED | 2035 | Economic | MW | Before Competition Groups | 17.5713 | 0 | 0 | 2043.1441 | 0.0086001 | 23 | Commercial_2035_Economic_MW_Before Competition Groups_23 | Refrigerated Display Case LED | 0.86% | 0 | 17.5713 | Commercial_2035_Economic_MW_Before Competition Groups_Refrigerated Display Case LED
Commercial | Com ¦ VFD on Pumps | 2035 | Economic | MW | Before Competition Groups | 17.4104 | 0 | 0 | 2043.1441 | 0.0085214 | 24 | Commercial_2035_Economic_MW_Before Competition Groups_24 | VFD on Pumps | 0.8521% | 0 | 17.4104 | Commercial_2035_Economic_MW_Before Competition Groups_VFD on Pumps
Commercial | Com ¦ ENERGY STAR LED LAMPS (General Service Lamps) | 2035 | Economic | MW | Before Competition Groups | 16.4986 | 0 | 0 | 2043.1441 | 0.0080751 | 25 | Commercial_2035_Economic_MW_Before Competition Groups_25 | ENERGY STAR LED LAMPS (General Service Lamps) | 0.8075% | 0 | 16.4986 | Commercial_2035_Economic_MW_Before Competition Groups_ENERGY STAR LED LAMPS (General Service Lamps)
Commercial | Com ¦ Air Handler with Dedicated Outdoor Air Systems | 2035 | Economic | MW | Before Competition Groups | 14.1987 | 0 | 0 | 2043.1441 | 0.0069494 | 26 | Commercial_2035_Economic_MW_Before Competition Groups_26 | Air Handler with Dedicated Outdoor Air Systems | 0.6949% | 0 | 14.1987 | Commercial_2035_Economic_MW_Before Competition Groups_Air Handler with Dedicated Outdoor Air Systems
Commercial | Com ¦ Demand Control Kitchen Ventilation | 2035 | Economic | MW | Before Competition Groups | 11.962 | 0 | 0 | 2043.1441 | 0.0058547 | 27 | Commercial_2035_Economic_MW_Before Competition Groups_27 | Demand Control Kitchen Ventilation | 0.5855% | 0 | 11.962 | Commercial_2035_Economic_MW_Before Competition Groups_Demand Control Kitchen Ventilation
Commercial | Com ¦ Water Source Heat Pump (4 ton) | 2035 | Economic | MW | Before Competition Groups | 10.9856 | 0 | 0 | 2043.1441 | 0.0053768 | 28 | Commercial_2035_Economic_MW_Before Competition Groups_28 | Water Source Heat Pump (4 ton) | 0.5377% | 0 | 10.9856 | Commercial_2035_Economic_MW_Before Competition Groups_Water Source Heat Pump (4 ton)
Commercial | Com ¦ Occupancy Sensors | 2035 | Economic | MW | Before Competition Groups | 10.562 | 0 | 0 | 2043.1441 | 0.0051695 | 29 | Commercial_2035_Economic_MW_Before Competition Groups_29 | Occupancy Sensors | 0.517% | 0 | 10.562 | Commercial_2035_Economic_MW_Before Competition Groups_Occupancy Sensors
Commercial | Com ¦ ECM MOTORS FOR EVAPORATOR FANS for refrigeration (WALK-IN) | 2035 | Economic | MW | Before Competition Groups | 9.6774 | 0 | 0 | 2043.1441 | 0.0047365 | 30 | Commercial_2035_Economic_MW_Before Competition Groups_30 | ECM MOTORS FOR EVAPORATOR FANS for refrigeration (WALK-IN) | 0.4737% | 0 | 9.6774 | Commercial_2035_Economic_MW_Before Competition Groups_ECM MOTORS FOR EVAPORATOR FANS for refrigeration (WALK-IN)
Commercial | Com ¦ Freezer Case Light Sensor | 2035 | Economic | MW | Before Competition Groups | 8.373 | 0 | 0 | 2043.1441 | 0.0040981 | 31 | Commercial_2035_Economic_MW_Before Competition Groups_31 | Freezer Case Light Sensor | 0.4098% | 0 | 8.373 | Commercial_2035_Economic_MW_Before Competition Groups_Freezer Case Light Sensor
Commercial | Com ¦ Evaporator Fan Controls | 2035 | Economic | MW | Before Competition Groups | 8.1574 | 0 | 0 | 2043.1441 | 0.0039926 | 32 | Commercial_2035_Economic_MW_Before Competition Groups_32 | Evaporator Fan Controls | 0.3993% | 0 | 8.1574 | Commercial_2035_Economic_MW_Before Competition Groups_Evaporator Fan Controls
Commercial | Com ¦ ENERGY STAR Griddle (74% eff) | 2035 | Economic | MW | Before Competition Groups | 7.705 | 0 | 0 | 2043.1441 | 0.0037712 | 33 | Commercial_2035_Economic_MW_Before Competition Groups_33 | ENERGY STAR Griddle (74% eff) | 0.3771% | 0 | 7.705 | Commercial_2035_Economic_MW_Before Competition Groups_ENERGY STAR Griddle (74% eff)
Commercial | Com ¦ LED EXTERIOR AREA LIGHTS - LED fixture (200W) | 2035 | Economic | MW | Before Competition Groups | 7.0208 | 0 | 0 | 2043.1441 | 0.0034363 | 34 | Commercial_2035_Economic_MW_Before Competition Groups_34 | LED EXTERIOR AREA LIGHTS - LED fixture (200W) | 0.3436% | 0 | 7.0208 | Commercial_2035_Economic_MW_Before Competition Groups_LED EXTERIOR AREA LIGHTS - LED fixture (200W)
Commercial | Com ¦ LED parking lot fixture | 2035 | Economic | MW | Before Competition Groups | 6.6878 | 0 | 0 | 2043.1441 | 0.0032733 | 35 | Commercial_2035_Economic_MW_Before Competition Groups_35 | LED parking lot fixture | 0.3273% | 0 | 6.6878 | Commercial_2035_Economic_MW_Before Competition Groups_LED parking lot fixture
Commercial | Com ¦ Door Gasket Freezer/Refrigerator | 2035 | Economic | MW | Before Competition Groups | 6.1046 | 0 | 0 | 2043.1441 | 0.0029878 | 36 | Commercial_2035_Economic_MW_Before Competition Groups_36 | Door Gasket Freezer/Refrigerator | 0.2988% | 0 | 6.1046 | Commercial_2035_Economic_MW_Before Competition Groups_Door Gasket Freezer/Refrigerator
Commercial | Com ¦ Elec Storage WH 2.30 Et | 2035 | Economic | MW | Before Competition Groups | 5.6185 | 0 | 0 | 2043.1441 | 0.0027499 | 37 | Commercial_2035_Economic_MW_Before Competition Groups_37 | Elec Storage WH 2.30 Et | 0.275% | 0 | 5.6185 | Commercial_2035_Economic_MW_Before Competition Groups_Elec Storage WH 2.30 Et
Commercial | Com ¦ BEVERAGE VENDING MACHINE CONTROLS | 2035 | Economic | MW | Before Competition Groups | 5.0376 | 0 | 0 | 2043.1441 | 0.0024656 | 38 | Commercial_2035_Economic_MW_Before Competition Groups_38 | BEVERAGE VENDING MACHINE CONTROLS | 0.2466% | 0 | 5.0376 | Commercial_2035_Economic_MW_Before Competition Groups_BEVERAGE VENDING MACHINE CONTROLS
Commercial | Com ¦ Duct Insulation, R8 | 2035 | Economic | MW | Before Competition Groups | 4.9066 | 0 | 0 | 2043.1441 | 0.0024015 | 39 | Commercial_2035_Economic_MW_Before Competition Groups_39 | Duct Insulation, R8 | 0.2402% | 0 | 4.9066 | Commercial_2035_Economic_MW_Before Competition Groups_Duct Insulation, R8
Commercial | Com ¦ LED street light fixture | 2035 | Economic | MW | Before Competition Groups | 4.2875 | 0 | 0 | 2043.1441 | 0.0020985 | 40 | Commercial_2035_Economic_MW_Before Competition Groups_40 | LED street light fixture | 0.2098% | 0 | 4.2875 | Commercial_2035_Economic_MW_Before Competition Groups_LED street light fixture
Commercial | Com ¦ CO Sensors for parking garage exhaust fans | 2035 | Economic | MW | Before Competition Groups | 3.3915 | 0 | 0 | 2043.1441 | 0.00166 | 41 | Commercial_2035_Economic_MW_Before Competition Groups_41 | CO Sensors for parking garage exhaust fans | 0.166% | 0 | 3.3915 | Commercial_2035_Economic_MW_Before Competition Groups_CO Sensors for parking garage exhaust fans
Commercial | Com ¦ Networked/Connected - Low Impact Application | 2035 | Economic | MW | Before Competition Groups | 3.2402 | 0 | 0 | 2043.1441 | 0.0015859 | 42 | Commercial_2035_Economic_MW_Before Competition Groups_42 | Networked/Connected - Low Impact Application | 0.1586% | 0 | 3.2402 | Commercial_2035_Economic_MW_Before Competition Groups_Networked/Connected - Low Impact Application
Commercial | Com ¦ Temperature Adjustment in Commercial Freezers | 2035 | Economic | MW | Before Competition Groups | 2.9823 | 0 | 0 | 2043.1441 | 0.0014597 | 43 | Commercial_2035_Economic_MW_Before Competition Groups_43 | Temperature Adjustment in Commercial Freezers | 0.146% | 0 | 2.9823 | Commercial_2035_Economic_MW_Before Competition Groups_Temperature Adjustment in Commercial Freezers
Commercial | Com ¦ Networked/Connected - High Impact Application | 2035 | Economic | MW | Before Competition Groups | 2.7141 | 0 | 0 | 2043.1441 | 0.0013284 | 44 | Commercial_2035_Economic_MW_Before Competition Groups_44 | Networked/Connected - High Impact Application | 0.1328% | 0 | 2.7141 | Commercial_2035_Economic_MW_Before Competition Groups_Networked/Connected - High Impact Application
Commercial | Com ¦ Vertical Night Covers | 2035 | Economic | MW | Before Competition Groups | 2.4663 | 0 | 0 | 2043.1441 | 0.0012071 | 45 | Commercial_2035_Economic_MW_Before Competition Groups_45 | Vertical Night Covers | 0.1207% | 0 | 2.4663 | Commercial_2035_Economic_MW_Before Competition Groups_Vertical Night Covers
Commercial | Com ¦ Energy Efficient Laboratory Fume Hood | 2035 | Economic | MW | Before Competition Groups | 2.4113 | 0 | 0 | 2043.1441 | 0.0011802 | 46 | Commercial_2035_Economic_MW_Before Competition Groups_46 | Energy Efficient Laboratory Fume Hood | 0.118% | 0 | 2.4113 | Commercial_2035_Economic_MW_Before Competition Groups_Energy Efficient Laboratory Fume Hood
Commercial | Com ¦ ENERGY STAR Fryer (84% eff) | 2035 | Economic | MW | Before Competition Groups | 2.2422 | 0 | 0 | 2043.1441 | 0.0010974 | 47 | Commercial_2035_Economic_MW_Before Competition Groups_47 | ENERGY STAR Fryer (84% eff) | 0.1097% | 0 | 2.2422 | Commercial_2035_Economic_MW_Before Competition Groups_ENERGY STAR Fryer (84% eff)
Commercial | Com ¦ Outside Air Economizer | 2035 | Economic | MW | Before Competition Groups | 1.9769 | 0 | 0 | 2043.1441 | 0.00096757 | 48 | Commercial_2035_Economic_MW_Before Competition Groups_48 | Outside Air Economizer | 0.09676% | 0 | 1.9769 | Commercial_2035_Economic_MW_Before Competition Groups_Outside Air Economizer
Commercial | Com ¦ Water Heating (DHW) Pipe Insulation (Add 3/4\ Foam)" | 2035 | Economic | MW | Before Competition Groups | 1.8821 | 0 | 0 | 2043.1441 | 0.00092116 | 49 | Commercial_2035_Economic_MW_Before Competition Groups_49 | Water Heating (DHW) Pipe Insulation (Add 3/4\ Foam)" | 0.09212% | 0 | 1.8821 | Commercial_2035_Economic_MW_Before Competition Groups_Water Heating (DHW) Pipe Insulation (Add 3/4\ Foam)"
Commercial | Com ¦ ENERGY STAR Dishwasher | 2035 | Economic | MW | Before Competition Groups | 1.5435 | 0 | 0 | 2043.1441 | 0.00075544 | 50 | Commercial_2035_Economic_MW_Before Competition Groups_50 | ENERGY STAR Dishwasher | 0.07554% | 0 | 1.5435 | Commercial_2035_Economic_MW_Before Competition Groups_ENERGY STAR Dishwasher
Commercial | Com ¦ ENERGY STAR Steam Cookers | 2035 | Economic | MW | Before Competition Groups | 1.4682 | 0 | 0 | 2043.1441 | 0.00071859 | 51 | Commercial_2035_Economic_MW_Before Competition Groups_51 | ENERGY STAR Steam Cookers | 0.07186% | 0 | 1.4682 | Commercial_2035_Economic_MW_Before Competition Groups_ENERGY STAR Steam Cookers
Commercial | Com ¦ Suction Pipe Insulation Freezer/Refrigerator | 2035 | Economic | MW | Before Competition Groups | 1.2818 | 0 | 0 | 2043.1441 | 0.00062736 | 52 | Commercial_2035_Economic_MW_Before Competition Groups_52 | Suction Pipe Insulation Freezer/Refrigerator | 0.06274% | 0 | 1.2818 | Commercial_2035_Economic_MW_Before Competition Groups_Suction Pipe Insulation Freezer/Refrigerator
Commercial | Com ¦ Condensing Make Up Air Unit | 2035 | Economic | MW | Before Competition Groups | 1.2319 | 0 | 0 | 2043.1441 | 0.00060296 | 53 | Commercial_2035_Economic_MW_Before Competition Groups_53 | Condensing Make Up Air Unit | 0.0603% | 0 | 1.2319 | Commercial_2035_Economic_MW_Before Competition Groups_Condensing Make Up Air Unit
Commercial | Com ¦ High Efficiency Small Instantaneous Water Heater | 2035 | Economic | MW | Before Competition Groups | 1.0072 | 0 | 0 | 2043.1441 | 0.00049297 | 54 | Commercial_2035_Economic_MW_Before Competition Groups_54 | High Efficiency Small Instantaneous Water Heater | 0.0493% | 0 | 1.0072 | Commercial_2035_Economic_MW_Before Competition Groups_High Efficiency Small Instantaneous Water Heater
Commercial | Com ¦ Thermostat Setback | 2035 | Economic | MW | Before Competition Groups | 0.80866 | 0 | 0 | 2043.1441 | 0.00039579 | 55 | Commercial_2035_Economic_MW_Before Competition Groups_55 | Thermostat Setback | 0.03958% | 0 | 0.80866 | Commercial_2035_Economic_MW_Before Competition Groups_Thermostat Setback
Commercial | Com ¦ Ozone Laundry Treatment | 2035 | Economic | MW | Before Competition Groups | 0.8002 | 0 | 0 | 2043.1441 | 0.00039165 | 56 | Commercial_2035_Economic_MW_Before Competition Groups_56 | Ozone Laundry Treatment | 0.03916% | 0 | 0.8002 | Commercial_2035_Economic_MW_Before Competition Groups_Ozone Laundry Treatment
Commercial | Com ¦ PTAC (12 EER/10,000 BTU) | 2035 | Economic | MW | Before Competition Groups | 0.65736 | 0 | 0 | 2043.1441 | 0.00032174 | 57 | Commercial_2035_Economic_MW_Before Competition Groups_57 | PTAC (12 EER/10,000 BTU) | 0.03217% | 0 | 0.65736 | Commercial_2035_Economic_MW_Before Competition Groups_PTAC (12 EER/10,000 BTU)
Commercial | Com ¦ Solar Water Preheat (Pools/DHW) | 2035 | Economic | MW | Before Competition Groups | 0.46654 | 0 | 0 | 2043.1441 | 0.00022834 | 58 | Commercial_2035_Economic_MW_Before Competition Groups_58 | Solar Water Preheat (Pools/DHW) | 0.02283% | 0 | 0.46654 | Commercial_2035_Economic_MW_Before Competition Groups_Solar Water Preheat (Pools/DHW)
Commercial | COM ¦ Ductless Mini-Split Heat Pumps | 2035 | Economic | MW | Before Competition Groups | 0.44954 | 0 | 0 | 2043.1441 | 0.00022002 | 59 | Commercial_2035_Economic_MW_Before Competition Groups_59 | Ductless Mini-Split Heat Pumps | 0.022% | 0 | 0.44954 | Commercial_2035_Economic_MW_Before Competition Groups_Ductless Mini-Split Heat Pumps
Commercial | Com ¦ ECM MOTORS FOR HVAC APPLICATION (FAN-POWERED VAV BOX) | 2035 | Economic | MW | Before Competition Groups | 0.32501 | 0 | 0 | 2043.1441 | 0.00015908 | 60 | Commercial_2035_Economic_MW_Before Competition Groups_60 | ECM MOTORS FOR HVAC APPLICATION (FAN-POWERED VAV BOX) | 0.01591% | 0 | 0.32501 | Commercial_2035_Economic_MW_Before Competition Groups_ECM MOTORS FOR HVAC APPLICATION (FAN-POWERED VAV BOX)
Commercial | Com ¦ Notched V belts for HVAC Systems | 2035 | Economic | MW | Before Competition Groups | 0.27915 | 0 | 0 | 2043.1441 | 0.00013663 | 61 | Commercial_2035_Economic_MW_Before Competition Groups_61 | Notched V belts for HVAC Systems | 0.01366% | 0 | 0.27915 | Commercial_2035_Economic_MW_Before Competition Groups_Notched V belts for HVAC Systems
Commercial | Com ¦ Efficient compressor motor | 2035 | Economic | MW | Before Competition Groups | 0.25173 | 0 | 0 | 2043.1441 | 0.00012321 | 62 | Commercial_2035_Economic_MW_Before Competition Groups_62 | Efficient compressor motor | 0.01232% | 0 | 0.25173 | Commercial_2035_Economic_MW_Before Competition Groups_Efficient compressor motor
Commercial | Com ¦ Auto Off Time Switch or Time Clock control | 2035 | Economic | MW | Before Competition Groups | 0.19873 | 0 | 0 | 2043.1441 | 9.7265e-05 | 63 | Commercial_2035_Economic_MW_Before Competition Groups_63 | Auto Off Time Switch or Time Clock control | 0.009726% | 0 | 0.19873 | Commercial_2035_Economic_MW_Before Competition Groups_Auto Off Time Switch or Time Clock control
Commercial | Com ¦ CEE Tier 2/Energy Star Clothes Washers | 2035 | Economic | MW | Before Competition Groups | 0.19737 | 0 | 0 | 2043.1441 | 9.6602e-05 | 64 | Commercial_2035_Economic_MW_Before Competition Groups_64 | CEE Tier 2/Energy Star Clothes Washers | 0.00966% | 0 | 0.19737 | Commercial_2035_Economic_MW_Before Competition Groups_CEE Tier 2/Energy Star Clothes Washers
Commercial | Com ¦ HVAC Optimization | 2035 | Economic | MW | Before Competition Groups | 0.14408 | 0 | 0 | 2043.1441 | 7.0521e-05 | 65 | Commercial_2035_Economic_MW_Before Competition Groups_65 | HVAC Optimization | 0.007052% | 0 | 0.14408 | Commercial_2035_Economic_MW_Before Competition Groups_HVAC Optimization
Commercial | Com ¦ Commercial Hot Food Holding Cabinets | 2035 | Economic | MW | Before Competition Groups | 0.1275 | 0 | 0 | 2043.1441 | 6.2403e-05 | 66 | Commercial_2035_Economic_MW_Before Competition Groups_66 | Commercial Hot Food Holding Cabinets | 0.00624% | 0 | 0.1275 | Commercial_2035_Economic_MW_Before Competition Groups_Commercial Hot Food Holding Cabinets
Commercial | Com ¦ Demand controlled Circulating Systems | 2035 | Economic | MW | Before Competition Groups | 0.12075 | 0 | 0 | 2043.1441 | 5.9101e-05 | 67 | Commercial_2035_Economic_MW_Before Competition Groups_67 | Demand controlled Circulating Systems | 0.00591% | 0 | 0.12075 | Commercial_2035_Economic_MW_Before Competition Groups_Demand controlled Circulating Systems
Commercial | Com ¦ LED RECESSED DOWNLIGHTS | 2035 | Economic | MW | Before Competition Groups | 0.11907 | 0 | 0 | 2043.1441 | 5.8275e-05 | 68 | Commercial_2035_Economic_MW_Before Competition Groups_68 | LED RECESSED DOWNLIGHTS | 0.005828% | 0 | 0.11907 | Commercial_2035_Economic_MW_Before Competition Groups_LED RECESSED DOWNLIGHTS
Commercial | Com ¦ Low Flow Pre-Rinse Spray Nozzle | 2035 | Economic | MW | Before Competition Groups | 0.1126 | 0 | 0 | 2043.1441 | 5.511e-05 | 69 | Commercial_2035_Economic_MW_Before Competition Groups_69 | Low Flow Pre-Rinse Spray Nozzle | 0.005511% | 0 | 0.1126 | Commercial_2035_Economic_MW_Before Competition Groups_Low Flow Pre-Rinse Spray Nozzle
Commercial | Com ¦ Room AC (w/ louvered sides) 14 SEER from 12 SEER code | 2035 | Economic | MW | Before Competition Groups | 0.10381 | 0 | 0 | 2043.1441 | 5.0808e-05 | 70 | Commercial_2035_Economic_MW_Before Competition Groups_70 | Room AC (w/ louvered sides) 14 SEER from 12 SEER code | 0.005081% | 0 | 0.10381 | Commercial_2035_Economic_MW_Before Competition Groups_Room AC (w/ louvered sides) 14 SEER from 12 SEER code
Commercial | Com ¦ Wall Insulation | 2035 | Economic | MW | Before Competition Groups | 0.064009 | 0 | 0 | 2043.1441 | 3.1329e-05 | 71 | Commercial_2035_Economic_MW_Before Competition Groups_71 | Wall Insulation | 0.003133% | 0 | 0.064009 | Commercial_2035_Economic_MW_Before Competition Groups_Wall Insulation
Commercial | Com ¦ Energy Recovery Ventilation and Ventilation (Enhanced) | 2035 | Economic | MW | Before Competition Groups | 0.062287 | 0 | 0 | 2043.1441 | 3.0486e-05 | 72 | Commercial_2035_Economic_MW_Before Competition Groups_72 | Energy Recovery Ventilation and Ventilation (Enhanced) | 0.003049% | 0 | 0.062287 | Commercial_2035_Economic_MW_Before Competition Groups_Energy Recovery Ventilation and Ventilation (Enhanced)
Commercial | Com ¦ High Efficiency Chiller (avg of water and air cooled) | 2035 | Economic | MW | Before Competition Groups | 0.051345 | 0 | 0 | 2043.1441 | 2.5131e-05 | 73 | Commercial_2035_Economic_MW_Before Competition Groups_73 | High Efficiency Chiller (avg of water and air cooled) | 0.002513% | 0 | 0.051345 | Commercial_2035_Economic_MW_Before Competition Groups_High Efficiency Chiller (avg of water and air cooled)
Commercial | Com ¦ Condensing Unit Heaters or other Efficient Unit Heating System | 2035 | Economic | MW | Before Competition Groups | 0.042055 | 0 | 0 | 2043.1441 | 2.0583e-05 | 74 | Commercial_2035_Economic_MW_Before Competition Groups_74 | Condensing Unit Heaters or other Efficient Unit Heating System | 0.002058% | 0 | 0.042055 | Commercial_2035_Economic_MW_Before Competition Groups_Condensing Unit Heaters or other Efficient Unit Heating System
Commercial | Com ¦ VSD Air Compressor | 2035 | Economic | MW | Before Competition Groups | 0.036962 | 0 | 0 | 2043.1441 | 1.8091e-05 | 75 | Commercial_2035_Economic_MW_Before Competition Groups_75 | VSD Air Compressor | 0.001809% | 0 | 0.036962 | Commercial_2035_Economic_MW_Before Competition Groups_VSD Air Compressor
Commercial | Com ¦ EC Plug Fan for Data Center (under cabinet) | 2035 | Economic | MW | Before Competition Groups | 0.011211 | 0 | 0 | 2043.1441 | 5.487e-06 | 76 | Commercial_2035_Economic_MW_Before Competition Groups_76 | EC Plug Fan for Data Center (under cabinet) | 0.0005487% | 0 | 0.011211 | Commercial_2035_Economic_MW_Before Competition Groups_EC Plug Fan for Data Center (under cabinet)
Commercial | Com ¦ Air Curtains | 2035 | Economic | MW | Before Competition Groups | 0.007657 | 0 | 0 | 2043.1441 | 3.7477e-06 | 77 | Commercial_2035_Economic_MW_Before Competition Groups_77 | Air Curtains | 0.0003748% | 0 | 0.007657 | Commercial_2035_Economic_MW_Before Competition Groups_Air Curtains
Commercial | Com ¦ Electric Convection Combination Ovens | 2035 | Economic | MW | Before Competition Groups | 0.00046301 | 0 | 0 | 2043.1441 | 2.2662e-07 | 78 | Commercial_2035_Economic_MW_Before Competition Groups_78 | Electric Convection Combination Ovens | 2.266e-05% | 0 | 0.00046301 | Commercial_2035_Economic_MW_Before Competition Groups_Electric Convection Combination Ovens
Commercial | Com ¦ Indoor Daylight Sensors/Photocell Dimming Control | 2035 | Economic | MW | Before Competition Groups | 0 | 0 | 0 | 2043.1441 | 0 | 79 | Commercial_2035_Economic_MW_Before Competition Groups_79 | Indoor Daylight Sensors/Photocell Dimming Control | 0% | 0 | 0 | Commercial_2035_Economic_MW_Before Competition Groups_Indoor Daylight Sensors/Photocell Dimming Control
Commercial | Com ¦ Variable Refrigerant Flow Heat Pump | 2035 | Economic | MW | Before Competition Groups | 0 | 0 | 0 | 2043.1441 | 0 | 80 | Commercial_2035_Economic_MW_Before Competition Groups_80 | Variable Refrigerant Flow Heat Pump | 0% | 0 | 0 | Commercial_2035_Economic_MW_Before Competition Groups_Variable Refrigerant Flow Heat Pump
Commercial | Com ¦ LED Low/High Bay | 2035 | SC A | MW | Before Competition Groups | 158.3459 | 0 | 0 | 1142.6212 | 0.13858 | 1 | Commercial_2035_SC A_MW_Before Competition Groups_1 | LED Low/High Bay | 13.86% | 0 | 158.3459 | Commercial_2035_SC A_MW_Before Competition Groups_LED Low/High Bay
Commercial | Com ¦ LED Troffer/Surface/Suspended | 2035 | SC A | MW | Before Competition Groups | 130.97 | 0 | 0 | 1142.6212 | 0.11462 | 2 | Commercial_2035_SC A_MW_Before Competition Groups_2 | LED Troffer/Surface/Suspended | 11.46% | 0 | 130.97 | Commercial_2035_SC A_MW_Before Competition Groups_LED Troffer/Surface/Suspended
Commercial | Com ¦ ENERGY STAR LED LAMPS (REFLECTOR LAMPs/MR16/PAR 16) | 2035 | SC A | MW | Before Competition Groups | 126.6581 | 0 | 0 | 1142.6212 | 0.11085 | 3 | Commercial_2035_SC A_MW_Before Competition Groups_3 | ENERGY STAR LED LAMPS (REFLECTOR LAMPs/MR16/PAR 16) | 11.08% | 0 | 126.6581 | Commercial_2035_SC A_MW_Before Competition Groups_ENERGY STAR LED LAMPS (REFLECTOR LAMPs/MR16/PAR 16)
Commercial | Com ¦ LED Replacement Lamp (Tube) | 2035 | SC A | MW | Before Competition Groups | 82.8798 | 0 | 0 | 1142.6212 | 0.072535 | 4 | Commercial_2035_SC A_MW_Before Competition Groups_4 | LED Replacement Lamp (Tube) | 7.253% | 0 | 82.8798 | Commercial_2035_SC A_MW_Before Competition Groups_LED Replacement Lamp (Tube)
Commercial | Com ¦ High Efficiency Air Source Heat Pump | 2035 | SC A | MW | Before Competition Groups | 82.6196 | 0 | 0 | 1142.6212 | 0.072307 | 5 | Commercial_2035_SC A_MW_Before Competition Groups_5 | High Efficiency Air Source Heat Pump | 7.231% | 0 | 82.6196 | Commercial_2035_SC A_MW_Before Competition Groups_High Efficiency Air Source Heat Pump
Commercial | Com ¦ Building Recommissioning, Operations and Maintenance (O&M) Improvements | 2035 | SC A | MW | Before Competition Groups | 79.38 | 0 | 0 | 1142.6212 | 0.069472 | 6 | Commercial_2035_SC A_MW_Before Competition Groups_6 | Building Recommissioning, Operations and Maintenance (O&M) Improvements | 6.947% | 0 | 79.38 | Commercial_2035_SC A_MW_Before Competition Groups_Building Recommissioning, Operations and Maintenance (O&M) Improvements
Commercial | Com ¦ Advanced BAS/Controllers | 2035 | SC A | MW | Before Competition Groups | 41.2279 | 0 | 0 | 1142.6212 | 0.036082 | 7 | Commercial_2035_SC A_MW_Before Competition Groups_7 | Advanced BAS/Controllers | 3.608% | 0 | 41.2279 | Commercial_2035_SC A_MW_Before Competition Groups_Advanced BAS/Controllers
Commercial | Com ¦ Education and Capacity Building/Energy Behavior | 2035 | SC A | MW | Before Competition Groups | 36.2149 | 0 | 0 | 1142.6212 | 0.031695 | 8 | Commercial_2035_SC A_MW_Before Competition Groups_8 | Education and Capacity Building/Energy Behavior | 3.169% | 0 | 36.2149 | Commercial_2035_SC A_MW_Before Competition Groups_Education and Capacity Building/Energy Behavior
Commercial | Com ¦ Reach-in Shaded Pole to ECM/PSC Evaporator Fan Motor | 2035 | SC A | MW | Before Competition Groups | 28.7143 | 0 | 0 | 1142.6212 | 0.02513 | 9 | Commercial_2035_SC A_MW_Before Competition Groups_9 | Reach-in Shaded Pole to ECM/PSC Evaporator Fan Motor | 2.513% | 0 | 28.7143 | Commercial_2035_SC A_MW_Before Competition Groups_Reach-in Shaded Pole to ECM/PSC Evaporator Fan Motor
Commercial | Com ¦ Unitary Air-Conditioning Unit | 2035 | SC A | MW | Before Competition Groups | 27.6755 | 0 | 0 | 1142.6212 | 0.024221 | 10 | Commercial_2035_SC A_MW_Before Competition Groups_10 | Unitary Air-Conditioning Unit | 2.422% | 0 | 27.6755 | Commercial_2035_SC A_MW_Before Competition Groups_Unitary Air-Conditioning Unit
Commercial | Com ¦ Adaptive Thermostats | 2035 | SC A | MW | Before Competition Groups | 27.6553 | 0 | 0 | 1142.6212 | 0.024203 | 11 | Commercial_2035_SC A_MW_Before Competition Groups_11 | Adaptive Thermostats | 2.42% | 0 | 27.6553 | Commercial_2035_SC A_MW_Before Competition Groups_Adaptive Thermostats
Commercial | Com ¦ Data Center Storage/Server Virtualization | 2035 | SC A | MW | Before Competition Groups | 27.5419 | 0 | 0 | 1142.6212 | 0.024104 | 12 | Commercial_2035_SC A_MW_Before Competition Groups_12 | Data Center Storage/Server Virtualization | 2.41% | 0 | 27.5419 | Commercial_2035_SC A_MW_Before Competition Groups_Data Center Storage/Server Virtualization
Commercial | Com ¦ Refrigerated Display Case Doors | 2035 | SC A | MW | Before Competition Groups | 25.4068 | 0 | 0 | 1142.6212 | 0.022236 | 13 | Commercial_2035_SC A_MW_Before Competition Groups_13 | Refrigerated Display Case Doors | 2.224% | 0 | 25.4068 | Commercial_2035_SC A_MW_Before Competition Groups_Refrigerated Display Case Doors
Commercial | Com ¦ Strip Curtains | 2035 | SC A | MW | Before Competition Groups | 24.3714 | 0 | 0 | 1142.6212 | 0.021329 | 14 | Commercial_2035_SC A_MW_Before Competition Groups_14 | Strip Curtains | 2.133% | 0 | 24.3714 | Commercial_2035_SC A_MW_Before Competition Groups_Strip Curtains
Commercial | Com ¦ Furnace Tune-Up | 2035 | SC A | MW | Before Competition Groups | 20.8635 | 0 | 0 | 1142.6212 | 0.018259 | 15 | Commercial_2035_SC A_MW_Before Competition Groups_15 | Furnace Tune-Up | 1.826% | 0 | 20.8635 | Commercial_2035_SC A_MW_Before Competition Groups_Furnace Tune-Up
Commercial | Com ¦ LED or Equivalent Sign Lighting | 2035 | SC A | MW | Before Competition Groups | 20.2736 | 0 | 0 | 1142.6212 | 0.017743 | 16 | Commercial_2035_SC A_MW_Before Competition Groups_16 | LED or Equivalent Sign Lighting | 1.774% | 0 | 20.2736 | Commercial_2035_SC A_MW_Before Competition Groups_LED or Equivalent Sign Lighting
Commercial | Com ¦ Centrally controlled desktop PC/NETWORK PC POWER MANAGEMENT SOFTWARE | 2035 | SC A | MW | Before Competition Groups | 17.4385 | 0 | 0 | 1142.6212 | 0.015262 | 17 | Commercial_2035_SC A_MW_Before Competition Groups_17 | Centrally controlled desktop PC/NETWORK PC POWER MANAGEMENT SOFTWARE | 1.526% | 0 | 17.4385 | Commercial_2035_SC A_MW_Before Competition Groups_Centrally controlled desktop PC/NETWORK PC POWER MANAGEMENT SOFTWARE
Commercial | Com ¦ Demand Control Ventilation | 2035 | SC A | MW | Before Competition Groups | 15.8728 | 0 | 0 | 1142.6212 | 0.013892 | 18 | Commercial_2035_SC A_MW_Before Competition Groups_18 | Demand Control Ventilation | 1.389% | 0 | 15.8728 | Commercial_2035_SC A_MW_Before Competition Groups_Demand Control Ventilation
Commercial | Com ¦ Chilled Water Optimization | 2035 | SC A | MW | Before Competition Groups | 15.7059 | 0 | 0 | 1142.6212 | 0.013745 | 19 | Commercial_2035_SC A_MW_Before Competition Groups_19 | Chilled Water Optimization | 1.375% | 0 | 15.7059 | Commercial_2035_SC A_MW_Before Competition Groups_Chilled Water Optimization
Commercial | Com ¦ ENERGY STAR LED LAMPS (General Service Lamps) | 2035 | SC A | MW | Before Competition Groups | 15.4233 | 0 | 0 | 1142.6212 | 0.013498 | 20 | Commercial_2035_SC A_MW_Before Competition Groups_20 | ENERGY STAR LED LAMPS (General Service Lamps) | 1.35% | 0 | 15.4233 | Commercial_2035_SC A_MW_Before Competition Groups_ENERGY STAR LED LAMPS (General Service Lamps)
Commercial | Com ¦ Variable Frequency Drive (VFD) | 2035 | SC A | MW | Before Competition Groups | 14.6624 | 0 | 0 | 1142.6212 | 0.012832 | 21 | Commercial_2035_SC A_MW_Before Competition Groups_21 | Variable Frequency Drive (VFD) | 1.283% | 0 | 14.6624 | Commercial_2035_SC A_MW_Before Competition Groups_Variable Frequency Drive (VFD)
Commercial | Com ¦ VFD on Pumps | 2035 | SC A | MW | Before Competition Groups | 13.6322 | 0 | 0 | 1142.6212 | 0.011931 | 22 | Commercial_2035_SC A_MW_Before Competition Groups_22 | VFD on Pumps | 1.193% | 0 | 13.6322 | Commercial_2035_SC A_MW_Before Competition Groups_VFD on Pumps
Commercial | Com ¦ Refrigerated Display Case LED | 2035 | SC A | MW | Before Competition Groups | 9.7548 | 0 | 0 | 1142.6212 | 0.0085372 | 23 | Commercial_2035_SC A_MW_Before Competition Groups_23 | Refrigerated Display Case LED | 0.8537% | 0 | 9.7548 | Commercial_2035_SC A_MW_Before Competition Groups_Refrigerated Display Case LED
Commercial | Com ¦ ECM MOTORS FOR EVAPORATOR FANS for refrigeration (WALK-IN) | 2035 | SC A | MW | Before Competition Groups | 7.5308 | 0 | 0 | 1142.6212 | 0.0065908 | 24 | Commercial_2035_SC A_MW_Before Competition Groups_24 | ECM MOTORS FOR EVAPORATOR FANS for refrigeration (WALK-IN) | 0.6591% | 0 | 7.5308 | Commercial_2035_SC A_MW_Before Competition Groups_ECM MOTORS FOR EVAPORATOR FANS for refrigeration (WALK-IN)
Commercial | Com ¦ Door Gasket Freezer/Refrigerator | 2035 | SC A | MW | Before Competition Groups | 7.3957 | 0 | 0 | 1142.6212 | 0.0064726 | 25 | Commercial_2035_SC A_MW_Before Competition Groups_25 | Door Gasket Freezer/Refrigerator | 0.6473% | 0 | 7.3957 | Commercial_2035_SC A_MW_Before Competition Groups_Door Gasket Freezer/Refrigerator
Commercial | Com ¦ LED EXTERIOR AREA LIGHTS - LED fixture (200W) | 2035 | SC A | MW | Before Competition Groups | 6.7888 | 0 | 0 | 1142.6212 | 0.0059415 | 26 | Commercial_2035_SC A_MW_Before Competition Groups_26 | LED EXTERIOR AREA LIGHTS - LED fixture (200W) | 0.5941% | 0 | 6.7888 | Commercial_2035_SC A_MW_Before Competition Groups_LED EXTERIOR AREA LIGHTS - LED fixture (200W)
Commercial | Com ¦ Demand Control Kitchen Ventilation | 2035 | SC A | MW | Before Competition Groups | 6.7451 | 0 | 0 | 1142.6212 | 0.0059032 | 27 | Commercial_2035_SC A_MW_Before Competition Groups_27 | Demand Control Kitchen Ventilation | 0.5903% | 0 | 6.7451 | Commercial_2035_SC A_MW_Before Competition Groups_Demand Control Kitchen Ventilation
Commercial | Com ¦ Air Handler with Dedicated Outdoor Air Systems | 2035 | SC A | MW | Before Competition Groups | 6.5795 | 0 | 0 | 1142.6212 | 0.0057583 | 28 | Commercial_2035_SC A_MW_Before Competition Groups_28 | Air Handler with Dedicated Outdoor Air Systems | 0.5758% | 0 | 6.5795 | Commercial_2035_SC A_MW_Before Competition Groups_Air Handler with Dedicated Outdoor Air Systems
Commercial | Com ¦ LED parking lot fixture | 2035 | SC A | MW | Before Competition Groups | 6.5021 | 0 | 0 | 1142.6212 | 0.0056905 | 29 | Commercial_2035_SC A_MW_Before Competition Groups_29 | LED parking lot fixture | 0.569% | 0 | 6.5021 | Commercial_2035_SC A_MW_Before Competition Groups_LED parking lot fixture
Commercial | Com ¦ Evaporator Fan Controls | 2035 | SC A | MW | Before Competition Groups | 6.3319 | 0 | 0 | 1142.6212 | 0.0055416 | 30 | Commercial_2035_SC A_MW_Before Competition Groups_30 | Evaporator Fan Controls | 0.5542% | 0 | 6.3319 | Commercial_2035_SC A_MW_Before Competition Groups_Evaporator Fan Controls
Commercial | Com ¦ Freezer Case Light Sensor | 2035 | SC A | MW | Before Competition Groups | 5.3755 | 0 | 0 | 1142.6212 | 0.0047045 | 31 | Commercial_2035_SC A_MW_Before Competition Groups_31 | Freezer Case Light Sensor | 0.4705% | 0 | 5.3755 | Commercial_2035_SC A_MW_Before Competition Groups_Freezer Case Light Sensor
Commercial | Com ¦ ENERGY STAR Griddle (74% eff) | 2035 | SC A | MW | Before Competition Groups | 5.3364 | 0 | 0 | 1142.6212 | 0.0046703 | 32 | Commercial_2035_SC A_MW_Before Competition Groups_32 | ENERGY STAR Griddle (74% eff) | 0.467% | 0 | 5.3364 | Commercial_2035_SC A_MW_Before Competition Groups_ENERGY STAR Griddle (74% eff)
Commercial | Com ¦ Occupancy Sensors | 2035 | SC A | MW | Before Competition Groups | 4.7975 | 0 | 0 | 1142.6212 | 0.0041987 | 33 | Commercial_2035_SC A_MW_Before Competition Groups_33 | Occupancy Sensors | 0.4199% | 0 | 4.7975 | Commercial_2035_SC A_MW_Before Competition Groups_Occupancy Sensors
Commercial | Com ¦ LED street light fixture | 2035 | SC A | MW | Before Competition Groups | 4.0947 | 0 | 0 | 1142.6212 | 0.0035836 | 34 | Commercial_2035_SC A_MW_Before Competition Groups_34 | LED street light fixture | 0.3584% | 0 | 4.0947 | Commercial_2035_SC A_MW_Before Competition Groups_LED street light fixture
Commercial | Com ¦ Water Source Heat Pump (4 ton) | 2035 | SC A | MW | Before Competition Groups | 3.9315 | 0 | 0 | 1142.6212 | 0.0034408 | 35 | Commercial_2035_SC A_MW_Before Competition Groups_35 | Water Source Heat Pump (4 ton) | 0.3441% | 0 | 3.9315 | Commercial_2035_SC A_MW_Before Competition Groups_Water Source Heat Pump (4 ton)
Commercial | Com ¦ Duct Insulation, R8 | 2035 | SC A | MW | Before Competition Groups | 3.7963 | 0 | 0 | 1142.6212 | 0.0033225 | 36 | Commercial_2035_SC A_MW_Before Competition Groups_36 | Duct Insulation, R8 | 0.3322% | 0 | 3.7963 | Commercial_2035_SC A_MW_Before Competition Groups_Duct Insulation, R8
Commercial | Com ¦ BEVERAGE VENDING MACHINE CONTROLS | 2035 | SC A | MW | Before Competition Groups | 2.8272 | 0 | 0 | 1142.6212 | 0.0024743 | 37 | Commercial_2035_SC A_MW_Before Competition Groups_37 | BEVERAGE VENDING MACHINE CONTROLS | 0.2474% | 0 | 2.8272 | Commercial_2035_SC A_MW_Before Competition Groups_BEVERAGE VENDING MACHINE CONTROLS
Commercial | Com ¦ Elec Storage WH 2.30 Et | 2035 | SC A | MW | Before Competition Groups | 2.5987 | 0 | 0 | 1142.6212 | 0.0022743 | 38 | Commercial_2035_SC A_MW_Before Competition Groups_38 | Elec Storage WH 2.30 Et | 0.2274% | 0 | 2.5987 | Commercial_2035_SC A_MW_Before Competition Groups_Elec Storage WH 2.30 Et
Commercial | Com ¦ Temperature Adjustment in Commercial Freezers | 2035 | SC A | MW | Before Competition Groups | 2.3169 | 0 | 0 | 1142.6212 | 0.0020277 | 39 | Commercial_2035_SC A_MW_Before Competition Groups_39 | Temperature Adjustment in Commercial Freezers | 0.2028% | 0 | 2.3169 | Commercial_2035_SC A_MW_Before Competition Groups_Temperature Adjustment in Commercial Freezers
Commercial | Com ¦ CO Sensors for parking garage exhaust fans | 2035 | SC A | MW | Before Competition Groups | 1.9083 | 0 | 0 | 1142.6212 | 0.0016701 | 40 | Commercial_2035_SC A_MW_Before Competition Groups_40 | CO Sensors for parking garage exhaust fans | 0.167% | 0 | 1.9083 | Commercial_2035_SC A_MW_Before Competition Groups_CO Sensors for parking garage exhaust fans
Commercial | Com ¦ Vertical Night Covers | 2035 | SC A | MW | Before Competition Groups | 1.8788 | 0 | 0 | 1142.6212 | 0.0016443 | 41 | Commercial_2035_SC A_MW_Before Competition Groups_41 | Vertical Night Covers | 0.1644% | 0 | 1.8788 | Commercial_2035_SC A_MW_Before Competition Groups_Vertical Night Covers
Commercial | Com ¦ Energy Efficient Laboratory Fume Hood | 2035 | SC A | MW | Before Competition Groups | 1.7309 | 0 | 0 | 1142.6212 | 0.0015149 | 42 | Commercial_2035_SC A_MW_Before Competition Groups_42 | Energy Efficient Laboratory Fume Hood | 0.1515% | 0 | 1.7309 | Commercial_2035_SC A_MW_Before Competition Groups_Energy Efficient Laboratory Fume Hood
Commercial | Com ¦ ENERGY STAR Fryer (84% eff) | 2035 | SC A | MW | Before Competition Groups | 1.5862 | 0 | 0 | 1142.6212 | 0.0013882 | 43 | Commercial_2035_SC A_MW_Before Competition Groups_43 | ENERGY STAR Fryer (84% eff) | 0.1388% | 0 | 1.5862 | Commercial_2035_SC A_MW_Before Competition Groups_ENERGY STAR Fryer (84% eff)
Commercial | Com ¦ Outside Air Economizer | 2035 | SC A | MW | Before Competition Groups | 1.5149 | 0 | 0 | 1142.6212 | 0.0013258 | 44 | Commercial_2035_SC A_MW_Before Competition Groups_44 | Outside Air Economizer | 0.1326% | 0 | 1.5149 | Commercial_2035_SC A_MW_Before Competition Groups_Outside Air Economizer
Commercial | Com ¦ Water Heating (DHW) Pipe Insulation (Add 3/4\ Foam)" | 2035 | SC A | MW | Before Competition Groups | 1.4681 | 0 | 0 | 1142.6212 | 0.0012849 | 45 | Commercial_2035_SC A_MW_Before Competition Groups_45 | Water Heating (DHW) Pipe Insulation (Add 3/4\ Foam)" | 0.1285% | 0 | 1.4681 | Commercial_2035_SC A_MW_Before Competition Groups_Water Heating (DHW) Pipe Insulation (Add 3/4\ Foam)"
Commercial | Com ¦ ENERGY STAR Steam Cookers | 2035 | SC A | MW | Before Competition Groups | 1.0178 | 0 | 0 | 1142.6212 | 0.00089076 | 46 | Commercial_2035_SC A_MW_Before Competition Groups_46 | ENERGY STAR Steam Cookers | 0.08908% | 0 | 1.0178 | Commercial_2035_SC A_MW_Before Competition Groups_ENERGY STAR Steam Cookers
Commercial | Com ¦ Suction Pipe Insulation Freezer/Refrigerator | 2035 | SC A | MW | Before Competition Groups | 0.96725 | 0 | 0 | 1142.6212 | 0.00084652 | 47 | Commercial_2035_SC A_MW_Before Competition Groups_47 | Suction Pipe Insulation Freezer/Refrigerator | 0.08465% | 0 | 0.96725 | Commercial_2035_SC A_MW_Before Competition Groups_Suction Pipe Insulation Freezer/Refrigerator
Commercial | Com ¦ ENERGY STAR Dishwasher | 2035 | SC A | MW | Before Competition Groups | 0.73301 | 0 | 0 | 1142.6212 | 0.00064152 | 48 | Commercial_2035_SC A_MW_Before Competition Groups_48 | ENERGY STAR Dishwasher | 0.06415% | 0 | 0.73301 | Commercial_2035_SC A_MW_Before Competition Groups_ENERGY STAR Dishwasher
Commercial | Com ¦ Thermostat Setback | 2035 | SC A | MW | Before Competition Groups | 0.71943 | 0 | 0 | 1142.6212 | 0.00062963 | 49 | Commercial_2035_SC A_MW_Before Competition Groups_49 | Thermostat Setback | 0.06296% | 0 | 0.71943 | Commercial_2035_SC A_MW_Before Competition Groups_Thermostat Setback
Commercial | Com ¦ Condensing Make Up Air Unit | 2035 | SC A | MW | Before Competition Groups | 0.56938 | 0 | 0 | 1142.6212 | 0.00049831 | 50 | Commercial_2035_SC A_MW_Before Competition Groups_50 | Condensing Make Up Air Unit | 0.04983% | 0 | 0.56938 | Commercial_2035_SC A_MW_Before Competition Groups_Condensing Make Up Air Unit
Commercial | Com ¦ Ozone Laundry Treatment | 2035 | SC A | MW | Before Competition Groups | 0.41508 | 0 | 0 | 1142.6212 | 0.00036327 | 51 | Commercial_2035_SC A_MW_Before Competition Groups_51 | Ozone Laundry Treatment | 0.03633% | 0 | 0.41508 | Commercial_2035_SC A_MW_Before Competition Groups_Ozone Laundry Treatment
Commercial | COM ¦ Ductless Mini-Split Heat Pumps | 2035 | SC A | MW | Before Competition Groups | 0.24356 | 0 | 0 | 1142.6212 | 0.00021316 | 52 | Commercial_2035_SC A_MW_Before Competition Groups_52 | Ductless Mini-Split Heat Pumps | 0.02132% | 0 | 0.24356 | Commercial_2035_SC A_MW_Before Competition Groups_Ductless Mini-Split Heat Pumps
Commercial | Com ¦ ECM MOTORS FOR HVAC APPLICATION (FAN-POWERED VAV BOX) | 2035 | SC A | MW | Before Competition Groups | 0.22819 | 0 | 0 | 1142.6212 | 0.00019971 | 53 | Commercial_2035_SC A_MW_Before Competition Groups_53 | ECM MOTORS FOR HVAC APPLICATION (FAN-POWERED VAV BOX) | 0.01997% | 0 | 0.22819 | Commercial_2035_SC A_MW_Before Competition Groups_ECM MOTORS FOR HVAC APPLICATION (FAN-POWERED VAV BOX)
Commercial | Com ¦ PTAC (12 EER/10,000 BTU) | 2035 | SC A | MW | Before Competition Groups | 0.20768 | 0 | 0 | 1142.6212 | 0.00018176 | 54 | Commercial_2035_SC A_MW_Before Competition Groups_54 | PTAC (12 EER/10,000 BTU) | 0.01818% | 0 | 0.20768 | Commercial_2035_SC A_MW_Before Competition Groups_PTAC (12 EER/10,000 BTU)
Commercial | Com ¦ Solar Water Preheat (Pools/DHW) | 2035 | SC A | MW | Before Competition Groups | 0.15409 | 0 | 0 | 1142.6212 | 0.00013485 | 55 | Commercial_2035_SC A_MW_Before Competition Groups_55 | Solar Water Preheat (Pools/DHW) | 0.01349% | 0 | 0.15409 | Commercial_2035_SC A_MW_Before Competition Groups_Solar Water Preheat (Pools/DHW)
Commercial | Com ¦ CEE Tier 2/Energy Star Clothes Washers | 2035 | SC A | MW | Before Competition Groups | 0.14091 | 0 | 0 | 1142.6212 | 0.00012332 | 56 | Commercial_2035_SC A_MW_Before Competition Groups_56 | CEE Tier 2/Energy Star Clothes Washers | 0.01233% | 0 | 0.14091 | Commercial_2035_SC A_MW_Before Competition Groups_CEE Tier 2/Energy Star Clothes Washers
Commercial | Com ¦ Notched V belts for HVAC Systems | 2035 | SC A | MW | Before Competition Groups | 0.12662 | 0 | 0 | 1142.6212 | 0.00011082 | 57 | Commercial_2035_SC A_MW_Before Competition Groups_57 | Notched V belts for HVAC Systems | 0.01108% | 0 | 0.12662 | Commercial_2035_SC A_MW_Before Competition Groups_Notched V belts for HVAC Systems
Commercial | Com ¦ Auto Off Time Switch or Time Clock control | 2035 | SC A | MW | Before Competition Groups | 0.11969 | 0 | 0 | 1142.6212 | 0.00010475 | 58 | Commercial_2035_SC A_MW_Before Competition Groups_58 | Auto Off Time Switch or Time Clock control | 0.01047% | 0 | 0.11969 | Commercial_2035_SC A_MW_Before Competition Groups_Auto Off Time Switch or Time Clock control
Commercial | Com ¦ HVAC Optimization | 2035 | SC A | MW | Before Competition Groups | 0.10841 | 0 | 0 | 1142.6212 | 9.4876e-05 | 59 | Commercial_2035_SC A_MW_Before Competition Groups_59 | HVAC Optimization | 0.009488% | 0 | 0.10841 | Commercial_2035_SC A_MW_Before Competition Groups_HVAC Optimization
Commercial | Com ¦ Demand controlled Circulating Systems | 2035 | SC A | MW | Before Competition Groups | 0.098689 | 0 | 0 | 1142.6212 | 8.6371e-05 | 60 | Commercial_2035_SC A_MW_Before Competition Groups_60 | Demand controlled Circulating Systems | 0.008637% | 0 | 0.098689 | Commercial_2035_SC A_MW_Before Competition Groups_Demand controlled Circulating Systems
Commercial | Com ¦ Low Flow Pre-Rinse Spray Nozzle | 2035 | SC A | MW | Before Competition Groups | 0.073135 | 0 | 0 | 1142.6212 | 6.4007e-05 | 61 | Commercial_2035_SC A_MW_Before Competition Groups_61 | Low Flow Pre-Rinse Spray Nozzle | 0.006401% | 0 | 0.073135 | Commercial_2035_SC A_MW_Before Competition Groups_Low Flow Pre-Rinse Spray Nozzle
Commercial | Com ¦ LED RECESSED DOWNLIGHTS | 2035 | SC A | MW | Before Competition Groups | 0.070069 | 0 | 0 | 1142.6212 | 6.1323e-05 | 62 | Commercial_2035_SC A_MW_Before Competition Groups_62 | LED RECESSED DOWNLIGHTS | 0.006132% | 0 | 0.070069 | Commercial_2035_SC A_MW_Before Competition Groups_LED RECESSED DOWNLIGHTS
Commercial | Com ¦ Commercial Hot Food Holding Cabinets | 2035 | SC A | MW | Before Competition Groups | 0.067498 | 0 | 0 | 1142.6212 | 5.9073e-05 | 63 | Commercial_2035_SC A_MW_Before Competition Groups_63 | Commercial Hot Food Holding Cabinets | 0.005907% | 0 | 0.067498 | Commercial_2035_SC A_MW_Before Competition Groups_Commercial Hot Food Holding Cabinets
Commercial | Com ¦ High Efficiency Small Instantaneous Water Heater | 2035 | SC A | MW | Before Competition Groups | 0.047738 | 0 | 0 | 1142.6212 | 4.1779e-05 | 64 | Commercial_2035_SC A_MW_Before Competition Groups_64 | High Efficiency Small Instantaneous Water Heater | 0.004178% | 0 | 0.047738 | Commercial_2035_SC A_MW_Before Competition Groups_High Efficiency Small Instantaneous Water Heater
Commercial | Com ¦ Wall Insulation | 2035 | SC A | MW | Before Competition Groups | 0.034307 | 0 | 0 | 1142.6212 | 3.0025e-05 | 65 | Commercial_2035_SC A_MW_Before Competition Groups_65 | Wall Insulation | 0.003002% | 0 | 0.034307 | Commercial_2035_SC A_MW_Before Competition Groups_Wall Insulation
Commercial | Com ¦ Condensing Unit Heaters or other Efficient Unit Heating System | 2035 | SC A | MW | Before Competition Groups | 0.03299 | 0 | 0 | 1142.6212 | 2.8872e-05 | 66 | Commercial_2035_SC A_MW_Before Competition Groups_66 | Condensing Unit Heaters or other Efficient Unit Heating System | 0.002887% | 0 | 0.03299 | Commercial_2035_SC A_MW_Before Competition Groups_Condensing Unit Heaters or other Efficient Unit Heating System
Commercial | Com ¦ Room AC (w/ louvered sides) 14 SEER from 12 SEER code | 2035 | SC A | MW | Before Competition Groups | 0.027965 | 0 | 0 | 1142.6212 | 2.4474e-05 | 67 | Commercial_2035_SC A_MW_Before Competition Groups_67 | Room AC (w/ louvered sides) 14 SEER from 12 SEER code | 0.002447% | 0 | 0.027965 | Commercial_2035_SC A_MW_Before Competition Groups_Room AC (w/ louvered sides) 14 SEER from 12 SEER code
Commercial | Com ¦ Air Curtains | 2035 | SC A | MW | Before Competition Groups | 0.025702 | 0 | 0 | 1142.6212 | 2.2494e-05 | 68 | Commercial_2035_SC A_MW_Before Competition Groups_68 | Air Curtains | 0.002249% | 0 | 0.025702 | Commercial_2035_SC A_MW_Before Competition Groups_Air Curtains
Commercial | Com ¦ VSD Air Compressor | 2035 | SC A | MW | Before Competition Groups | 0.024423 | 0 | 0 | 1142.6212 | 2.1375e-05 | 69 | Commercial_2035_SC A_MW_Before Competition Groups_69 | VSD Air Compressor | 0.002137% | 0 | 0.024423 | Commercial_2035_SC A_MW_Before Competition Groups_VSD Air Compressor
Commercial | Com ¦ Efficient compressor motor | 2035 | SC A | MW | Before Competition Groups | 0.015001 | 0 | 0 | 1142.6212 | 1.3129e-05 | 70 | Commercial_2035_SC A_MW_Before Competition Groups_70 | Efficient compressor motor | 0.001313% | 0 | 0.015001 | Commercial_2035_SC A_MW_Before Competition Groups_Efficient compressor motor
Commercial | Com ¦ Energy Recovery Ventilation and Ventilation (Enhanced) | 2035 | SC A | MW | Before Competition Groups | 0.013207 | 0 | 0 | 1142.6212 | 1.1558e-05 | 71 | Commercial_2035_SC A_MW_Before Competition Groups_71 | Energy Recovery Ventilation and Ventilation (Enhanced) | 0.001156% | 0 | 0.013207 | Commercial_2035_SC A_MW_Before Competition Groups_Energy Recovery Ventilation and Ventilation (Enhanced)
Commercial | Com ¦ EC Plug Fan for Data Center (under cabinet) | 2035 | SC A | MW | Before Competition Groups | 0.0045072 | 0 | 0 | 1142.6212 | 3.9446e-06 | 72 | Commercial_2035_SC A_MW_Before Competition Groups_72 | EC Plug Fan for Data Center (under cabinet) | 0.0003945% | 0 | 0.0045072 | Commercial_2035_SC A_MW_Before Competition Groups_EC Plug Fan for Data Center (under cabinet)
Commercial | Com ¦ High Efficiency Chiller (avg of water and air cooled) | 2035 | SC A | MW | Before Competition Groups | 0.0038132 | 0 | 0 | 1142.6212 | 3.3373e-06 | 73 | Commercial_2035_SC A_MW_Before Competition Groups_73 | High Efficiency Chiller (avg of water and air cooled) | 0.0003337% | 0 | 0.0038132 | Commercial_2035_SC A_MW_Before Competition Groups_High Efficiency Chiller (avg of water and air cooled)
Commercial | Com ¦ LLLC - Low Impact Application | 2035 | SC A | MW | Before Competition Groups | 0.0032333 | 0 | 0 | 1142.6212 | 2.8297e-06 | 74 | Commercial_2035_SC A_MW_Before Competition Groups_74 | LLLC - Low Impact Application | 0.000283% | 0 | 0.0032333 | Commercial_2035_SC A_MW_Before Competition Groups_LLLC - Low Impact Application
Commercial | Com ¦ LLLC - High Impact Application | 2035 | SC A | MW | Before Competition Groups | 0.0029087 | 0 | 0 | 1142.6212 | 2.5456e-06 | 75 | Commercial_2035_SC A_MW_Before Competition Groups_75 | LLLC - High Impact Application | 0.0002546% | 0 | 0.0029087 | Commercial_2035_SC A_MW_Before Competition Groups_LLLC - High Impact Application
Commercial | Com ¦ Electric Convection Combination Ovens | 2035 | SC A | MW | Before Competition Groups | 0.00036208 | 0 | 0 | 1142.6212 | 3.1689e-07 | 76 | Commercial_2035_SC A_MW_Before Competition Groups_76 | Electric Convection Combination Ovens | 3.169e-05% | 0 | 0.00036208 | Commercial_2035_SC A_MW_Before Competition Groups_Electric Convection Combination Ovens
Commercial | Com ¦ Networked/Connected - High Impact Application | 2035 | SC A | MW | Before Competition Groups | 6.1734e-05 | 0 | 0 | 1142.6212 | 5.4029e-08 | 77 | Commercial_2035_SC A_MW_Before Competition Groups_77 | Networked/Connected - High Impact Application | 5.403e-06% | 0 | 6.1734e-05 | Commercial_2035_SC A_MW_Before Competition Groups_Networked/Connected - High Impact Application
Commercial | Com ¦ Networked/Connected - Low Impact Application | 2035 | SC A | MW | Before Competition Groups | 2.8364e-06 | 0 | 0 | 1142.6212 | 2.4824e-09 | 78 | Commercial_2035_SC A_MW_Before Competition Groups_78 | Networked/Connected - Low Impact Application | 2.482e-07% | 0 | 2.8364e-06 | Commercial_2035_SC A_MW_Before Competition Groups_Networked/Connected - Low Impact Application
Commercial | Com ¦ Indoor Daylight Sensors/Photocell Dimming Control | 2035 | SC A | MW | Before Competition Groups | 0 | 0 | 0 | 1142.6212 | 0 | 79 | Commercial_2035_SC A_MW_Before Competition Groups_79 | Indoor Daylight Sensors/Photocell Dimming Control | 0% | 0 | 0 | Commercial_2035_SC A_MW_Before Competition Groups_Indoor Daylight Sensors/Photocell Dimming Control
Commercial | Com ¦ Variable Refrigerant Flow Heat Pump | 2035 | SC A | MW | Before Competition Groups | 0 | 0 | 0 | 1142.6212 | 0 | 80 | Commercial_2035_SC A_MW_Before Competition Groups_80 | Variable Refrigerant Flow Heat Pump | 0% | 0 | 0 | Commercial_2035_SC A_MW_Before Competition Groups_Variable Refrigerant Flow Heat Pump
Commercial | Com ¦ Education and Capacity Building/Energy Behavior | 2035 | SC B | MW | Before Competition Groups | 181.0747 | 0 | 0 | 1625.5248 | 0.11139 | 1 | Commercial_2035_SC B_MW_Before Competition Groups_1 | Education and Capacity Building/Energy Behavior | 11.14% | 0 | 181.0747 | Commercial_2035_SC B_MW_Before Competition Groups_Education and Capacity Building/Energy Behavior
Commercial | Com ¦ LED Low/High Bay | 2035 | SC B | MW | Before Competition Groups | 168.9336 | 0 | 0 | 1625.5248 | 0.10393 | 2 | Commercial_2035_SC B_MW_Before Competition Groups_2 | LED Low/High Bay | 10.39% | 0 | 168.9336 | Commercial_2035_SC B_MW_Before Competition Groups_LED Low/High Bay
Commercial | Com ¦ Building Recommissioning, Operations and Maintenance (O&M) Improvements | 2035 | SC B | MW | Before Competition Groups | 166.9064 | 0 | 0 | 1625.5248 | 0.10268 | 3 | Commercial_2035_SC B_MW_Before Competition Groups_3 | Building Recommissioning, Operations and Maintenance (O&M) Improvements | 10.27% | 0 | 166.9064 | Commercial_2035_SC B_MW_Before Competition Groups_Building Recommissioning, Operations and Maintenance (O&M) Improvements
Commercial | Com ¦ LED Troffer/Surface/Suspended | 2035 | SC B | MW | Before Competition Groups | 133.0439 | 0 | 0 | 1625.5248 | 0.081847 | 4 | Commercial_2035_SC B_MW_Before Competition Groups_4 | LED Troffer/Surface/Suspended | 8.185% | 0 | 133.0439 | Commercial_2035_SC B_MW_Before Competition Groups_LED Troffer/Surface/Suspended
Commercial | Com ¦ ENERGY STAR LED LAMPS (REFLECTOR LAMPs/MR16/PAR 16) | 2035 | SC B | MW | Before Competition Groups | 126.6581 | 0 | 0 | 1625.5248 | 0.077918 | 5 | Commercial_2035_SC B_MW_Before Competition Groups_5 | ENERGY STAR LED LAMPS (REFLECTOR LAMPs/MR16/PAR 16) | 7.792% | 0 | 126.6581 | Commercial_2035_SC B_MW_Before Competition Groups_ENERGY STAR LED LAMPS (REFLECTOR LAMPs/MR16/PAR 16)
Commercial | Com ¦ Unitary Air-Conditioning Unit | 2035 | SC B | MW | Before Competition Groups | 87.102 | 0 | 0 | 1625.5248 | 0.053584 | 6 | Commercial_2035_SC B_MW_Before Competition Groups_6 | Unitary Air-Conditioning Unit | 5.358% | 0 | 87.102 | Commercial_2035_SC B_MW_Before Competition Groups_Unitary Air-Conditioning Unit
Commercial | Com ¦ LED Replacement Lamp (Tube) | 2035 | SC B | MW | Before Competition Groups | 82.8798 | 0 | 0 | 1625.5248 | 0.050986 | 7 | Commercial_2035_SC B_MW_Before Competition Groups_7 | LED Replacement Lamp (Tube) | 5.099% | 0 | 82.8798 | Commercial_2035_SC B_MW_Before Competition Groups_LED Replacement Lamp (Tube)
Commercial | Com ¦ High Efficiency Air Source Heat Pump | 2035 | SC B | MW | Before Competition Groups | 82.6194 | 0 | 0 | 1625.5248 | 0.050826 | 8 | Commercial_2035_SC B_MW_Before Competition Groups_8 | High Efficiency Air Source Heat Pump | 5.083% | 0 | 82.6194 | Commercial_2035_SC B_MW_Before Competition Groups_High Efficiency Air Source Heat Pump
Commercial | Com ¦ Advanced BAS/Controllers | 2035 | SC B | MW | Before Competition Groups | 73.2843 | 0 | 0 | 1625.5248 | 0.045083 | 9 | Commercial_2035_SC B_MW_Before Competition Groups_9 | Advanced BAS/Controllers | 4.508% | 0 | 73.2843 | Commercial_2035_SC B_MW_Before Competition Groups_Advanced BAS/Controllers
Commercial | Com ¦ Adaptive Thermostats | 2035 | SC B | MW | Before Competition Groups | 42.5225 | 0 | 0 | 1625.5248 | 0.026159 | 10 | Commercial_2035_SC B_MW_Before Competition Groups_10 | Adaptive Thermostats | 2.616% | 0 | 42.5225 | Commercial_2035_SC B_MW_Before Competition Groups_Adaptive Thermostats
Commercial | Com ¦ Refrigerated Display Case Doors | 2035 | SC B | MW | Before Competition Groups | 38.5649 | 0 | 0 | 1625.5248 | 0.023725 | 11 | Commercial_2035_SC B_MW_Before Competition Groups_11 | Refrigerated Display Case Doors | 2.372% | 0 | 38.5649 | Commercial_2035_SC B_MW_Before Competition Groups_Refrigerated Display Case Doors
Commercial | Com ¦ Strip Curtains | 2035 | SC B | MW | Before Competition Groups | 32.5207 | 0 | 0 | 1625.5248 | 0.020006 | 12 | Commercial_2035_SC B_MW_Before Competition Groups_12 | Strip Curtains | 2.001% | 0 | 32.5207 | Commercial_2035_SC B_MW_Before Competition Groups_Strip Curtains
Commercial | Com ¦ Furnace Tune-Up | 2035 | SC B | MW | Before Competition Groups | 30.9191 | 0 | 0 | 1625.5248 | 0.019021 | 13 | Commercial_2035_SC B_MW_Before Competition Groups_13 | Furnace Tune-Up | 1.902% | 0 | 30.9191 | Commercial_2035_SC B_MW_Before Competition Groups_Furnace Tune-Up
Commercial | Com ¦ Demand Control Ventilation | 2035 | SC B | MW | Before Competition Groups | 30.6635 | 0 | 0 | 1625.5248 | 0.018864 | 14 | Commercial_2035_SC B_MW_Before Competition Groups_14 | Demand Control Ventilation | 1.886% | 0 | 30.6635 | Commercial_2035_SC B_MW_Before Competition Groups_Demand Control Ventilation
Commercial | Com ¦ Reach-in Shaded Pole to ECM/PSC Evaporator Fan Motor | 2035 | SC B | MW | Before Competition Groups | 30.4552 | 0 | 0 | 1625.5248 | 0.018736 | 15 | Commercial_2035_SC B_MW_Before Competition Groups_15 | Reach-in Shaded Pole to ECM/PSC Evaporator Fan Motor | 1.874% | 0 | 30.4552 | Commercial_2035_SC B_MW_Before Competition Groups_Reach-in Shaded Pole to ECM/PSC Evaporator Fan Motor
Commercial | Com ¦ Data Center Storage/Server Virtualization | 2035 | SC B | MW | Before Competition Groups | 29.9057 | 0 | 0 | 1625.5248 | 0.018398 | 16 | Commercial_2035_SC B_MW_Before Competition Groups_16 | Data Center Storage/Server Virtualization | 1.84% | 0 | 29.9057 | Commercial_2035_SC B_MW_Before Competition Groups_Data Center Storage/Server Virtualization
Commercial | Com ¦ LED or Equivalent Sign Lighting | 2035 | SC B | MW | Before Competition Groups | 27.0186 | 0 | 0 | 1625.5248 | 0.016621 | 17 | Commercial_2035_SC B_MW_Before Competition Groups_17 | LED or Equivalent Sign Lighting | 1.662% | 0 | 27.0186 | Commercial_2035_SC B_MW_Before Competition Groups_LED or Equivalent Sign Lighting
Commercial | Com ¦ Centrally controlled desktop PC/NETWORK PC POWER MANAGEMENT SOFTWARE | 2035 | SC B | MW | Before Competition Groups | 22.8993 | 0 | 0 | 1625.5248 | 0.014087 | 18 | Commercial_2035_SC B_MW_Before Competition Groups_18 | Centrally controlled desktop PC/NETWORK PC POWER MANAGEMENT SOFTWARE | 1.409% | 0 | 22.8993 | Commercial_2035_SC B_MW_Before Competition Groups_Centrally controlled desktop PC/NETWORK PC POWER MANAGEMENT SOFTWARE
Commercial | Com ¦ Variable Frequency Drive (VFD) | 2035 | SC B | MW | Before Competition Groups | 21.5729 | 0 | 0 | 1625.5248 | 0.013271 | 19 | Commercial_2035_SC B_MW_Before Competition Groups_19 | Variable Frequency Drive (VFD) | 1.327% | 0 | 21.5729 | Commercial_2035_SC B_MW_Before Competition Groups_Variable Frequency Drive (VFD)
Commercial | Com ¦ Chilled Water Optimization | 2035 | SC B | MW | Before Competition Groups | 20.7857 | 0 | 0 | 1625.5248 | 0.012787 | 20 | Commercial_2035_SC B_MW_Before Competition Groups_20 | Chilled Water Optimization | 1.279% | 0 | 20.7857 | Commercial_2035_SC B_MW_Before Competition Groups_Chilled Water Optimization
Commercial | Com ¦ VFD on Pumps | 2035 | SC B | MW | Before Competition Groups | 20.1806 | 0 | 0 | 1625.5248 | 0.012415 | 21 | Commercial_2035_SC B_MW_Before Competition Groups_21 | VFD on Pumps | 1.241% | 0 | 20.1806 | Commercial_2035_SC B_MW_Before Competition Groups_VFD on Pumps
Commercial | Com ¦ Air Handler with Dedicated Outdoor Air Systems | 2035 | SC B | MW | Before Competition Groups | 16.4169 | 0 | 0 | 1625.5248 | 0.010099 | 22 | Commercial_2035_SC B_MW_Before Competition Groups_22 | Air Handler with Dedicated Outdoor Air Systems | 1.01% | 0 | 16.4169 | Commercial_2035_SC B_MW_Before Competition Groups_Air Handler with Dedicated Outdoor Air Systems
Commercial | Com ¦ Refrigerated Display Case LED | 2035 | SC B | MW | Before Competition Groups | 16.0804 | 0 | 0 | 1625.5248 | 0.0098924 | 23 | Commercial_2035_SC B_MW_Before Competition Groups_23 | Refrigerated Display Case LED | 0.9892% | 0 | 16.0804 | Commercial_2035_SC B_MW_Before Competition Groups_Refrigerated Display Case LED
Commercial | Com ¦ ENERGY STAR LED LAMPS (General Service Lamps) | 2035 | SC B | MW | Before Competition Groups | 15.4233 | 0 | 0 | 1625.5248 | 0.0094882 | 24 | Commercial_2035_SC B_MW_Before Competition Groups_24 | ENERGY STAR LED LAMPS (General Service Lamps) | 0.9488% | 0 | 15.4233 | Commercial_2035_SC B_MW_Before Competition Groups_ENERGY STAR LED LAMPS (General Service Lamps)
Commercial | Com ¦ Door Gasket Freezer/Refrigerator | 2035 | SC B | MW | Before Competition Groups | 11.7956 | 0 | 0 | 1625.5248 | 0.0072565 | 25 | Commercial_2035_SC B_MW_Before Competition Groups_25 | Door Gasket Freezer/Refrigerator | 0.7256% | 0 | 11.7956 | Commercial_2035_SC B_MW_Before Competition Groups_Door Gasket Freezer/Refrigerator
Commercial | Com ¦ ECM MOTORS FOR EVAPORATOR FANS for refrigeration (WALK-IN) | 2035 | SC B | MW | Before Competition Groups | 11.1862 | 0 | 0 | 1625.5248 | 0.0068816 | 26 | Commercial_2035_SC B_MW_Before Competition Groups_26 | ECM MOTORS FOR EVAPORATOR FANS for refrigeration (WALK-IN) | 0.6882% | 0 | 11.1862 | Commercial_2035_SC B_MW_Before Competition Groups_ECM MOTORS FOR EVAPORATOR FANS for refrigeration (WALK-IN)
Commercial | Com ¦ Demand Control Kitchen Ventilation | 2035 | SC B | MW | Before Competition Groups | 9.8559 | 0 | 0 | 1625.5248 | 0.0060632 | 27 | Commercial_2035_SC B_MW_Before Competition Groups_27 | Demand Control Kitchen Ventilation | 0.6063% | 0 | 9.8559 | Commercial_2035_SC B_MW_Before Competition Groups_Demand Control Kitchen Ventilation
Commercial | Com ¦ Freezer Case Light Sensor | 2035 | SC B | MW | Before Competition Groups | 9.6723 | 0 | 0 | 1625.5248 | 0.0059502 | 28 | Commercial_2035_SC B_MW_Before Competition Groups_28 | Freezer Case Light Sensor | 0.595% | 0 | 9.6723 | Commercial_2035_SC B_MW_Before Competition Groups_Freezer Case Light Sensor
Commercial | Com ¦ Evaporator Fan Controls | 2035 | SC B | MW | Before Competition Groups | 9.4233 | 0 | 0 | 1625.5248 | 0.0057971 | 29 | Commercial_2035_SC B_MW_Before Competition Groups_29 | Evaporator Fan Controls | 0.5797% | 0 | 9.4233 | Commercial_2035_SC B_MW_Before Competition Groups_Evaporator Fan Controls
Commercial | Com ¦ Water Source Heat Pump (4 ton) | 2035 | SC B | MW | Before Competition Groups | 7.103 | 0 | 0 | 1625.5248 | 0.0043696 | 30 | Commercial_2035_SC B_MW_Before Competition Groups_30 | Water Source Heat Pump (4 ton) | 0.437% | 0 | 7.103 | Commercial_2035_SC B_MW_Before Competition Groups_Water Source Heat Pump (4 ton)
Commercial | Com ¦ LED EXTERIOR AREA LIGHTS - LED fixture (200W) | 2035 | SC B | MW | Before Competition Groups | 6.793 | 0 | 0 | 1625.5248 | 0.004179 | 31 | Commercial_2035_SC B_MW_Before Competition Groups_31 | LED EXTERIOR AREA LIGHTS - LED fixture (200W) | 0.4179% | 0 | 6.793 | Commercial_2035_SC B_MW_Before Competition Groups_LED EXTERIOR AREA LIGHTS - LED fixture (200W)
Commercial | Com ¦ LED parking lot fixture | 2035 | SC B | MW | Before Competition Groups | 6.5021 | 0 | 0 | 1625.5248 | 0.004 | 32 | Commercial_2035_SC B_MW_Before Competition Groups_32 | LED parking lot fixture | 0.4% | 0 | 6.5021 | Commercial_2035_SC B_MW_Before Competition Groups_LED parking lot fixture
Commercial | Com ¦ Duct Insulation, R8 | 2035 | SC B | MW | Before Competition Groups | 5.6894 | 0 | 0 | 1625.5248 | 0.0035 | 33 | Commercial_2035_SC B_MW_Before Competition Groups_33 | Duct Insulation, R8 | 0.35% | 0 | 5.6894 | Commercial_2035_SC B_MW_Before Competition Groups_Duct Insulation, R8
Commercial | Com ¦ ENERGY STAR Griddle (74% eff) | 2035 | SC B | MW | Before Competition Groups | 5.3364 | 0 | 0 | 1625.5248 | 0.0032828 | 34 | Commercial_2035_SC B_MW_Before Competition Groups_34 | ENERGY STAR Griddle (74% eff) | 0.3283% | 0 | 5.3364 | Commercial_2035_SC B_MW_Before Competition Groups_ENERGY STAR Griddle (74% eff)
Commercial | Com ¦ Occupancy Sensors | 2035 | SC B | MW | Before Competition Groups | 4.7975 | 0 | 0 | 1625.5248 | 0.0029514 | 35 | Commercial_2035_SC B_MW_Before Competition Groups_35 | Occupancy Sensors | 0.2951% | 0 | 4.7975 | Commercial_2035_SC B_MW_Before Competition Groups_Occupancy Sensors
Commercial | Com ¦ BEVERAGE VENDING MACHINE CONTROLS | 2035 | SC B | MW | Before Competition Groups | 4.3508 | 0 | 0 | 1625.5248 | 0.0026765 | 36 | Commercial_2035_SC B_MW_Before Competition Groups_36 | BEVERAGE VENDING MACHINE CONTROLS | 0.2677% | 0 | 4.3508 | Commercial_2035_SC B_MW_Before Competition Groups_BEVERAGE VENDING MACHINE CONTROLS
Commercial | Com ¦ LED street light fixture | 2035 | SC B | MW | Before Competition Groups | 4.1186 | 0 | 0 | 1625.5248 | 0.0025337 | 37 | Commercial_2035_SC B_MW_Before Competition Groups_37 | LED street light fixture | 0.2534% | 0 | 4.1186 | Commercial_2035_SC B_MW_Before Competition Groups_LED street light fixture
Commercial | Com ¦ Elec Storage WH 2.30 Et | 2035 | SC B | MW | Before Competition Groups | 3.8369 | 0 | 0 | 1625.5248 | 0.0023604 | 38 | Commercial_2035_SC B_MW_Before Competition Groups_38 | Elec Storage WH 2.30 Et | 0.236% | 0 | 3.8369 | Commercial_2035_SC B_MW_Before Competition Groups_Elec Storage WH 2.30 Et
Commercial | Com ¦ Temperature Adjustment in Commercial Freezers | 2035 | SC B | MW | Before Competition Groups | 3.4459 | 0 | 0 | 1625.5248 | 0.0021198 | 39 | Commercial_2035_SC B_MW_Before Competition Groups_39 | Temperature Adjustment in Commercial Freezers | 0.212% | 0 | 3.4459 | Commercial_2035_SC B_MW_Before Competition Groups_Temperature Adjustment in Commercial Freezers
Commercial | Com ¦ CO Sensors for parking garage exhaust fans | 2035 | SC B | MW | Before Competition Groups | 3.0842 | 0 | 0 | 1625.5248 | 0.0018974 | 40 | Commercial_2035_SC B_MW_Before Competition Groups_40 | CO Sensors for parking garage exhaust fans | 0.1897% | 0 | 3.0842 | Commercial_2035_SC B_MW_Before Competition Groups_CO Sensors for parking garage exhaust fans
Commercial | Com ¦ Vertical Night Covers | 2035 | SC B | MW | Before Competition Groups | 2.849 | 0 | 0 | 1625.5248 | 0.0017527 | 41 | Commercial_2035_SC B_MW_Before Competition Groups_41 | Vertical Night Covers | 0.1753% | 0 | 2.849 | Commercial_2035_SC B_MW_Before Competition Groups_Vertical Night Covers
Commercial | Com ¦ Energy Efficient Laboratory Fume Hood | 2035 | SC B | MW | Before Competition Groups | 2.7277 | 0 | 0 | 1625.5248 | 0.001678 | 42 | Commercial_2035_SC B_MW_Before Competition Groups_42 | Energy Efficient Laboratory Fume Hood | 0.1678% | 0 | 2.7277 | Commercial_2035_SC B_MW_Before Competition Groups_Energy Efficient Laboratory Fume Hood
Commercial | Com ¦ Water Heating (DHW) Pipe Insulation (Add 3/4\ Foam)" | 2035 | SC B | MW | Before Competition Groups | 2.1768 | 0 | 0 | 1625.5248 | 0.0013391 | 43 | Commercial_2035_SC B_MW_Before Competition Groups_43 | Water Heating (DHW) Pipe Insulation (Add 3/4\ Foam)" | 0.1339% | 0 | 2.1768 | Commercial_2035_SC B_MW_Before Competition Groups_Water Heating (DHW) Pipe Insulation (Add 3/4\ Foam)"
Commercial | Com ¦ Outside Air Economizer | 2035 | SC B | MW | Before Competition Groups | 1.9998 | 0 | 0 | 1625.5248 | 0.0012303 | 44 | Commercial_2035_SC B_MW_Before Competition Groups_44 | Outside Air Economizer | 0.123% | 0 | 1.9998 | Commercial_2035_SC B_MW_Before Competition Groups_Outside Air Economizer
Commercial | Com ¦ ENERGY STAR Fryer (84% eff) | 2035 | SC B | MW | Before Competition Groups | 1.5862 | 0 | 0 | 1625.5248 | 0.00097579 | 45 | Commercial_2035_SC B_MW_Before Competition Groups_45 | ENERGY STAR Fryer (84% eff) | 0.09758% | 0 | 1.5862 | Commercial_2035_SC B_MW_Before Competition Groups_ENERGY STAR Fryer (84% eff)
Commercial | Com ¦ Suction Pipe Insulation Freezer/Refrigerator | 2035 | SC B | MW | Before Competition Groups | 1.4812 | 0 | 0 | 1625.5248 | 0.0009112 | 46 | Commercial_2035_SC B_MW_Before Competition Groups_46 | Suction Pipe Insulation Freezer/Refrigerator | 0.09112% | 0 | 1.4812 | Commercial_2035_SC B_MW_Before Competition Groups_Suction Pipe Insulation Freezer/Refrigerator
Commercial | Com ¦ Condensing Make Up Air Unit | 2035 | SC B | MW | Before Competition Groups | 1.0971 | 0 | 0 | 1625.5248 | 0.00067494 | 47 | Commercial_2035_SC B_MW_Before Competition Groups_47 | Condensing Make Up Air Unit | 0.06749% | 0 | 1.0971 | Commercial_2035_SC B_MW_Before Competition Groups_Condensing Make Up Air Unit
Commercial | Com ¦ ENERGY STAR Steam Cookers | 2035 | SC B | MW | Before Competition Groups | 1.0178 | 0 | 0 | 1625.5248 | 0.00062613 | 48 | Commercial_2035_SC B_MW_Before Competition Groups_48 | ENERGY STAR Steam Cookers | 0.06261% | 0 | 1.0178 | Commercial_2035_SC B_MW_Before Competition Groups_ENERGY STAR Steam Cookers
Commercial | Com ¦ ENERGY STAR Dishwasher | 2035 | SC B | MW | Before Competition Groups | 0.8698 | 0 | 0 | 1625.5248 | 0.00053509 | 49 | Commercial_2035_SC B_MW_Before Competition Groups_49 | ENERGY STAR Dishwasher | 0.05351% | 0 | 0.8698 | Commercial_2035_SC B_MW_Before Competition Groups_ENERGY STAR Dishwasher
Commercial | Com ¦ Ozone Laundry Treatment | 2035 | SC B | MW | Before Competition Groups | 0.756 | 0 | 0 | 1625.5248 | 0.00046508 | 50 | Commercial_2035_SC B_MW_Before Competition Groups_50 | Ozone Laundry Treatment | 0.04651% | 0 | 0.756 | Commercial_2035_SC B_MW_Before Competition Groups_Ozone Laundry Treatment
Commercial | Com ¦ Thermostat Setback | 2035 | SC B | MW | Before Competition Groups | 0.72332 | 0 | 0 | 1625.5248 | 0.00044497 | 51 | Commercial_2035_SC B_MW_Before Competition Groups_51 | Thermostat Setback | 0.0445% | 0 | 0.72332 | Commercial_2035_SC B_MW_Before Competition Groups_Thermostat Setback
Commercial | Com ¦ PTAC (12 EER/10,000 BTU) | 2035 | SC B | MW | Before Competition Groups | 0.39247 | 0 | 0 | 1625.5248 | 0.00024144 | 52 | Commercial_2035_SC B_MW_Before Competition Groups_52 | PTAC (12 EER/10,000 BTU) | 0.02414% | 0 | 0.39247 | Commercial_2035_SC B_MW_Before Competition Groups_PTAC (12 EER/10,000 BTU)
Commercial | Com ¦ ECM MOTORS FOR HVAC APPLICATION (FAN-POWERED VAV BOX) | 2035 | SC B | MW | Before Competition Groups | 0.31456 | 0 | 0 | 1625.5248 | 0.00019351 | 53 | Commercial_2035_SC B_MW_Before Competition Groups_53 | ECM MOTORS FOR HVAC APPLICATION (FAN-POWERED VAV BOX) | 0.01935% | 0 | 0.31456 | Commercial_2035_SC B_MW_Before Competition Groups_ECM MOTORS FOR HVAC APPLICATION (FAN-POWERED VAV BOX)
Commercial | COM ¦ Ductless Mini-Split Heat Pumps | 2035 | SC B | MW | Before Competition Groups | 0.30463 | 0 | 0 | 1625.5248 | 0.0001874 | 54 | Commercial_2035_SC B_MW_Before Competition Groups_54 | Ductless Mini-Split Heat Pumps | 0.01874% | 0 | 0.30463 | Commercial_2035_SC B_MW_Before Competition Groups_Ductless Mini-Split Heat Pumps
Commercial | Com ¦ Solar Water Preheat (Pools/DHW) | 2035 | SC B | MW | Before Competition Groups | 0.27175 | 0 | 0 | 1625.5248 | 0.00016717 | 55 | Commercial_2035_SC B_MW_Before Competition Groups_55 | Solar Water Preheat (Pools/DHW) | 0.01672% | 0 | 0.27175 | Commercial_2035_SC B_MW_Before Competition Groups_Solar Water Preheat (Pools/DHW)
Commercial | Com ¦ Notched V belts for HVAC Systems | 2035 | SC B | MW | Before Competition Groups | 0.18194 | 0 | 0 | 1625.5248 | 0.00011193 | 56 | Commercial_2035_SC B_MW_Before Competition Groups_56 | Notched V belts for HVAC Systems | 0.01119% | 0 | 0.18194 | Commercial_2035_SC B_MW_Before Competition Groups_Notched V belts for HVAC Systems
Commercial | Com ¦ Auto Off Time Switch or Time Clock control | 2035 | SC B | MW | Before Competition Groups | 0.17911 | 0 | 0 | 1625.5248 | 0.00011018 | 57 | Commercial_2035_SC B_MW_Before Competition Groups_57 | Auto Off Time Switch or Time Clock control | 0.01102% | 0 | 0.17911 | Commercial_2035_SC B_MW_Before Competition Groups_Auto Off Time Switch or Time Clock control
Commercial | Com ¦ CEE Tier 2/Energy Star Clothes Washers | 2035 | SC B | MW | Before Competition Groups | 0.15897 | 0 | 0 | 1625.5248 | 9.7796e-05 | 58 | Commercial_2035_SC B_MW_Before Competition Groups_58 | CEE Tier 2/Energy Star Clothes Washers | 0.00978% | 0 | 0.15897 | Commercial_2035_SC B_MW_Before Competition Groups_CEE Tier 2/Energy Star Clothes Washers
Commercial | Com ¦ Demand controlled Circulating Systems | 2035 | SC B | MW | Before Competition Groups | 0.14134 | 0 | 0 | 1625.5248 | 8.6949e-05 | 59 | Commercial_2035_SC B_MW_Before Competition Groups_59 | Demand controlled Circulating Systems | 0.008695% | 0 | 0.14134 | Commercial_2035_SC B_MW_Before Competition Groups_Demand controlled Circulating Systems
Commercial | Com ¦ Efficient compressor motor | 2035 | SC B | MW | Before Competition Groups | 0.12055 | 0 | 0 | 1625.5248 | 7.4159e-05 | 60 | Commercial_2035_SC B_MW_Before Competition Groups_60 | Efficient compressor motor | 0.007416% | 0 | 0.12055 | Commercial_2035_SC B_MW_Before Competition Groups_Efficient compressor motor
Commercial | Com ¦ HVAC Optimization | 2035 | SC B | MW | Before Competition Groups | 0.10841 | 0 | 0 | 1625.5248 | 6.669e-05 | 61 | Commercial_2035_SC B_MW_Before Competition Groups_61 | HVAC Optimization | 0.006669% | 0 | 0.10841 | Commercial_2035_SC B_MW_Before Competition Groups_HVAC Optimization
Commercial | Com ¦ High Efficiency Small Instantaneous Water Heater | 2035 | SC B | MW | Before Competition Groups | 0.099912 | 0 | 0 | 1625.5248 | 6.1465e-05 | 62 | Commercial_2035_SC B_MW_Before Competition Groups_62 | High Efficiency Small Instantaneous Water Heater | 0.006146% | 0 | 0.099912 | Commercial_2035_SC B_MW_Before Competition Groups_High Efficiency Small Instantaneous Water Heater
Commercial | Com ¦ Commercial Hot Food Holding Cabinets | 2035 | SC B | MW | Before Competition Groups | 0.085802 | 0 | 0 | 1625.5248 | 5.2784e-05 | 63 | Commercial_2035_SC B_MW_Before Competition Groups_63 | Commercial Hot Food Holding Cabinets | 0.005278% | 0 | 0.085802 | Commercial_2035_SC B_MW_Before Competition Groups_Commercial Hot Food Holding Cabinets
Commercial | Com ¦ Low Flow Pre-Rinse Spray Nozzle | 2035 | SC B | MW | Before Competition Groups | 0.084702 | 0 | 0 | 1625.5248 | 5.2107e-05 | 64 | Commercial_2035_SC B_MW_Before Competition Groups_64 | Low Flow Pre-Rinse Spray Nozzle | 0.005211% | 0 | 0.084702 | Commercial_2035_SC B_MW_Before Competition Groups_Low Flow Pre-Rinse Spray Nozzle
Commercial | Com ¦ LED RECESSED DOWNLIGHTS | 2035 | SC B | MW | Before Competition Groups | 0.078444 | 0 | 0 | 1625.5248 | 4.8257e-05 | 65 | Commercial_2035_SC B_MW_Before Competition Groups_65 | LED RECESSED DOWNLIGHTS | 0.004826% | 0 | 0.078444 | Commercial_2035_SC B_MW_Before Competition Groups_LED RECESSED DOWNLIGHTS
Commercial | Com ¦ Room AC (w/ louvered sides) 14 SEER from 12 SEER code | 2035 | SC B | MW | Before Competition Groups | 0.065704 | 0 | 0 | 1625.5248 | 4.042e-05 | 66 | Commercial_2035_SC B_MW_Before Competition Groups_66 | Room AC (w/ louvered sides) 14 SEER from 12 SEER code | 0.004042% | 0 | 0.065704 | Commercial_2035_SC B_MW_Before Competition Groups_Room AC (w/ louvered sides) 14 SEER from 12 SEER code
Commercial | Com ¦ Wall Insulation | 2035 | SC B | MW | Before Competition Groups | 0.055178 | 0 | 0 | 1625.5248 | 3.3944e-05 | 67 | Commercial_2035_SC B_MW_Before Competition Groups_67 | Wall Insulation | 0.003394% | 0 | 0.055178 | Commercial_2035_SC B_MW_Before Competition Groups_Wall Insulation
Commercial | Com ¦ Condensing Unit Heaters or other Efficient Unit Heating System | 2035 | SC B | MW | Before Competition Groups | 0.04871 | 0 | 0 | 1625.5248 | 2.9966e-05 | 68 | Commercial_2035_SC B_MW_Before Competition Groups_68 | Condensing Unit Heaters or other Efficient Unit Heating System | 0.002997% | 0 | 0.04871 | Commercial_2035_SC B_MW_Before Competition Groups_Condensing Unit Heaters or other Efficient Unit Heating System
Commercial | Com ¦ Energy Recovery Ventilation and Ventilation (Enhanced) | 2035 | SC B | MW | Before Competition Groups | 0.046989 | 0 | 0 | 1625.5248 | 2.8907e-05 | 69 | Commercial_2035_SC B_MW_Before Competition Groups_69 | Energy Recovery Ventilation and Ventilation (Enhanced) | 0.002891% | 0 | 0.046989 | Commercial_2035_SC B_MW_Before Competition Groups_Energy Recovery Ventilation and Ventilation (Enhanced)
Commercial | Com ¦ High Efficiency Chiller (avg of water and air cooled) | 2035 | SC B | MW | Before Competition Groups | 0.037093 | 0 | 0 | 1625.5248 | 2.2819e-05 | 70 | Commercial_2035_SC B_MW_Before Competition Groups_70 | High Efficiency Chiller (avg of water and air cooled) | 0.002282% | 0 | 0.037093 | Commercial_2035_SC B_MW_Before Competition Groups_High Efficiency Chiller (avg of water and air cooled)
Commercial | Com ¦ VSD Air Compressor | 2035 | SC B | MW | Before Competition Groups | 0.027482 | 0 | 0 | 1625.5248 | 1.6906e-05 | 71 | Commercial_2035_SC B_MW_Before Competition Groups_71 | VSD Air Compressor | 0.001691% | 0 | 0.027482 | Commercial_2035_SC B_MW_Before Competition Groups_VSD Air Compressor
Commercial | Com ¦ Air Curtains | 2035 | SC B | MW | Before Competition Groups | 0.0070889 | 0 | 0 | 1625.5248 | 4.361e-06 | 72 | Commercial_2035_SC B_MW_Before Competition Groups_72 | Air Curtains | 0.0004361% | 0 | 0.0070889 | Commercial_2035_SC B_MW_Before Competition Groups_Air Curtains
Commercial | Com ¦ EC Plug Fan for Data Center (under cabinet) | 2035 | SC B | MW | Before Competition Groups | 0.00648 | 0 | 0 | 1625.5248 | 3.9864e-06 | 73 | Commercial_2035_SC B_MW_Before Competition Groups_73 | EC Plug Fan for Data Center (under cabinet) | 0.0003986% | 0 | 0.00648 | Commercial_2035_SC B_MW_Before Competition Groups_EC Plug Fan for Data Center (under cabinet)
Commercial | Com ¦ Electric Convection Combination Ovens | 2035 | SC B | MW | Before Competition Groups | 0.00038288 | 0 | 0 | 1625.5248 | 2.3554e-07 | 74 | Commercial_2035_SC B_MW_Before Competition Groups_74 | Electric Convection Combination Ovens | 2.355e-05% | 0 | 0.00038288 | Commercial_2035_SC B_MW_Before Competition Groups_Electric Convection Combination Ovens
Commercial | Com ¦ LLLC - Low Impact Application | 2035 | SC B | MW | Before Competition Groups | 4.1428e-19 | 0 | 0 | 1625.5248 | 2.5486e-22 | 75 | Commercial_2035_SC B_MW_Before Competition Groups_75 | LLLC - Low Impact Application | 2.549e-20% | 0 | 4.1428e-19 | Commercial_2035_SC B_MW_Before Competition Groups_LLLC - Low Impact Application
Commercial | Com ¦ LLLC - High Impact Application | 2035 | SC B | MW | Before Competition Groups | 1.4526e-19 | 0 | 0 | 1625.5248 | 8.9364e-23 | 76 | Commercial_2035_SC B_MW_Before Competition Groups_76 | LLLC - High Impact Application | 8.936e-21% | 0 | 1.4526e-19 | Commercial_2035_SC B_MW_Before Competition Groups_LLLC - High Impact Application
Commercial | Com ¦ Networked/Connected - High Impact Application | 2035 | SC B | MW | Before Competition Groups | 1.5966e-21 | 0 | 0 | 1625.5248 | 9.8222e-25 | 77 | Commercial_2035_SC B_MW_Before Competition Groups_77 | Networked/Connected - High Impact Application | 9.822e-23% | 0 | 1.5966e-21 | Commercial_2035_SC B_MW_Before Competition Groups_Networked/Connected - High Impact Application
Commercial | Com ¦ Networked/Connected - Low Impact Application | 2035 | SC B | MW | Before Competition Groups | 9.1976e-22 | 0 | 0 | 1625.5248 | 5.6582e-25 | 78 | Commercial_2035_SC B_MW_Before Competition Groups_78 | Networked/Connected - Low Impact Application | 5.658e-23% | 0 | 9.1976e-22 | Commercial_2035_SC B_MW_Before Competition Groups_Networked/Connected - Low Impact Application
Commercial | Com ¦ Indoor Daylight Sensors/Photocell Dimming Control | 2035 | SC B | MW | Before Competition Groups | 0 | 0 | 0 | 1625.5248 | 0 | 79 | Commercial_2035_SC B_MW_Before Competition Groups_79 | Indoor Daylight Sensors/Photocell Dimming Control | 0% | 0 | 0 | Commercial_2035_SC B_MW_Before Competition Groups_Indoor Daylight Sensors/Photocell Dimming Control
Commercial | Com ¦ Variable Refrigerant Flow Heat Pump | 2035 | SC B | MW | Before Competition Groups | 0 | 0 | 0 | 1625.5248 | 0 | 80 | Commercial_2035_SC B_MW_Before Competition Groups_80 | Variable Refrigerant Flow Heat Pump | 0% | 0 | 0 | Commercial_2035_SC B_MW_Before Competition Groups_Variable Refrigerant Flow Heat Pump
Commercial | Com ¦ LED Low/High Bay | 2035 | SC C | MW | Before Competition Groups | 168.7867 | 0 | 0 | 1232.6589 | 0.13693 | 1 | Commercial_2035_SC C_MW_Before Competition Groups_1 | LED Low/High Bay | 13.69% | 0 | 168.7867 | Commercial_2035_SC C_MW_Before Competition Groups_LED Low/High Bay
Commercial | Com ¦ LED Troffer/Surface/Suspended | 2035 | SC C | MW | Before Competition Groups | 132.9243 | 0 | 0 | 1232.6589 | 0.10784 | 2 | Commercial_2035_SC C_MW_Before Competition Groups_2 | LED Troffer/Surface/Suspended | 10.78% | 0 | 132.9243 | Commercial_2035_SC C_MW_Before Competition Groups_LED Troffer/Surface/Suspended
Commercial | Com ¦ ENERGY STAR LED LAMPS (REFLECTOR LAMPs/MR16/PAR 16) | 2035 | SC C | MW | Before Competition Groups | 126.6581 | 0 | 0 | 1232.6589 | 0.10275 | 3 | Commercial_2035_SC C_MW_Before Competition Groups_3 | ENERGY STAR LED LAMPS (REFLECTOR LAMPs/MR16/PAR 16) | 10.28% | 0 | 126.6581 | Commercial_2035_SC C_MW_Before Competition Groups_ENERGY STAR LED LAMPS (REFLECTOR LAMPs/MR16/PAR 16)
Commercial | Com ¦ LED Replacement Lamp (Tube) | 2035 | SC C | MW | Before Competition Groups | 82.8798 | 0 | 0 | 1232.6589 | 0.067237 | 4 | Commercial_2035_SC C_MW_Before Competition Groups_4 | LED Replacement Lamp (Tube) | 6.724% | 0 | 82.8798 | Commercial_2035_SC C_MW_Before Competition Groups_LED Replacement Lamp (Tube)
Commercial | Com ¦ High Efficiency Air Source Heat Pump | 2035 | SC C | MW | Before Competition Groups | 82.6196 | 0 | 0 | 1232.6589 | 0.067026 | 5 | Commercial_2035_SC C_MW_Before Competition Groups_5 | High Efficiency Air Source Heat Pump | 6.703% | 0 | 82.6196 | Commercial_2035_SC C_MW_Before Competition Groups_High Efficiency Air Source Heat Pump
Commercial | Com ¦ Building Recommissioning, Operations and Maintenance (O&M) Improvements | 2035 | SC C | MW | Before Competition Groups | 81.9031 | 0 | 0 | 1232.6589 | 0.066444 | 6 | Commercial_2035_SC C_MW_Before Competition Groups_6 | Building Recommissioning, Operations and Maintenance (O&M) Improvements | 6.644% | 0 | 81.9031 | Commercial_2035_SC C_MW_Before Competition Groups_Building Recommissioning, Operations and Maintenance (O&M) Improvements
Commercial | Com ¦ Unitary Air-Conditioning Unit | 2035 | SC C | MW | Before Competition Groups | 65.35 | 0 | 0 | 1232.6589 | 0.053015 | 7 | Commercial_2035_SC C_MW_Before Competition Groups_7 | Unitary Air-Conditioning Unit | 5.302% | 0 | 65.35 | Commercial_2035_SC C_MW_Before Competition Groups_Unitary Air-Conditioning Unit
Commercial | Com ¦ Advanced BAS/Controllers | 2035 | SC C | MW | Before Competition Groups | 43.7728 | 0 | 0 | 1232.6589 | 0.035511 | 8 | Commercial_2035_SC C_MW_Before Competition Groups_8 | Advanced BAS/Controllers | 3.551% | 0 | 43.7728 | Commercial_2035_SC C_MW_Before Competition Groups_Advanced BAS/Controllers
Commercial | Com ¦ Education and Capacity Building/Energy Behavior | 2035 | SC C | MW | Before Competition Groups | 36.2149 | 0 | 0 | 1232.6589 | 0.02938 | 9 | Commercial_2035_SC C_MW_Before Competition Groups_9 | Education and Capacity Building/Energy Behavior | 2.938% | 0 | 36.2149 | Commercial_2035_SC C_MW_Before Competition Groups_Education and Capacity Building/Energy Behavior
Commercial | Com ¦ Refrigerated Display Case Doors | 2035 | SC C | MW | Before Competition Groups | 32.4667 | 0 | 0 | 1232.6589 | 0.026339 | 10 | Commercial_2035_SC C_MW_Before Competition Groups_10 | Refrigerated Display Case Doors | 2.634% | 0 | 32.4667 | Commercial_2035_SC C_MW_Before Competition Groups_Refrigerated Display Case Doors
Commercial | Com ¦ Adaptive Thermostats | 2035 | SC C | MW | Before Competition Groups | 30.5935 | 0 | 0 | 1232.6589 | 0.024819 | 11 | Commercial_2035_SC C_MW_Before Competition Groups_11 | Adaptive Thermostats | 2.482% | 0 | 30.5935 | Commercial_2035_SC C_MW_Before Competition Groups_Adaptive Thermostats
Commercial | Com ¦ Reach-in Shaded Pole to ECM/PSC Evaporator Fan Motor | 2035 | SC C | MW | Before Competition Groups | 28.7143 | 0 | 0 | 1232.6589 | 0.023295 | 12 | Commercial_2035_SC C_MW_Before Competition Groups_12 | Reach-in Shaded Pole to ECM/PSC Evaporator Fan Motor | 2.329% | 0 | 28.7143 | Commercial_2035_SC C_MW_Before Competition Groups_Reach-in Shaded Pole to ECM/PSC Evaporator Fan Motor
Commercial | Com ¦ Data Center Storage/Server Virtualization | 2035 | SC C | MW | Before Competition Groups | 27.5419 | 0 | 0 | 1232.6589 | 0.022343 | 13 | Commercial_2035_SC C_MW_Before Competition Groups_13 | Data Center Storage/Server Virtualization | 2.234% | 0 | 27.5419 | Commercial_2035_SC C_MW_Before Competition Groups_Data Center Storage/Server Virtualization
Commercial | Com ¦ LED or Equivalent Sign Lighting | 2035 | SC C | MW | Before Competition Groups | 27.0186 | 0 | 0 | 1232.6589 | 0.021919 | 14 | Commercial_2035_SC C_MW_Before Competition Groups_14 | LED or Equivalent Sign Lighting | 2.192% | 0 | 27.0186 | Commercial_2035_SC C_MW_Before Competition Groups_LED or Equivalent Sign Lighting
Commercial | Com ¦ Strip Curtains | 2035 | SC C | MW | Before Competition Groups | 24.3721 | 0 | 0 | 1232.6589 | 0.019772 | 15 | Commercial_2035_SC C_MW_Before Competition Groups_15 | Strip Curtains | 1.977% | 0 | 24.3721 | Commercial_2035_SC C_MW_Before Competition Groups_Strip Curtains
Commercial | Com ¦ Furnace Tune-Up | 2035 | SC C | MW | Before Competition Groups | 20.8635 | 0 | 0 | 1232.6589 | 0.016926 | 16 | Commercial_2035_SC C_MW_Before Competition Groups_16 | Furnace Tune-Up | 1.693% | 0 | 20.8635 | Commercial_2035_SC C_MW_Before Competition Groups_Furnace Tune-Up
Commercial | Com ¦ Chilled Water Optimization | 2035 | SC C | MW | Before Competition Groups | 20.7863 | 0 | 0 | 1232.6589 | 0.016863 | 17 | Commercial_2035_SC C_MW_Before Competition Groups_17 | Chilled Water Optimization | 1.686% | 0 | 20.7863 | Commercial_2035_SC C_MW_Before Competition Groups_Chilled Water Optimization
Commercial | Com ¦ Demand Control Ventilation | 2035 | SC C | MW | Before Competition Groups | 19.819 | 0 | 0 | 1232.6589 | 0.016078 | 18 | Commercial_2035_SC C_MW_Before Competition Groups_18 | Demand Control Ventilation | 1.608% | 0 | 19.819 | Commercial_2035_SC C_MW_Before Competition Groups_Demand Control Ventilation
Commercial | Com ¦ Centrally controlled desktop PC/NETWORK PC POWER MANAGEMENT SOFTWARE | 2035 | SC C | MW | Before Competition Groups | 17.4385 | 0 | 0 | 1232.6589 | 0.014147 | 19 | Commercial_2035_SC C_MW_Before Competition Groups_19 | Centrally controlled desktop PC/NETWORK PC POWER MANAGEMENT SOFTWARE | 1.415% | 0 | 17.4385 | Commercial_2035_SC C_MW_Before Competition Groups_Centrally controlled desktop PC/NETWORK PC POWER MANAGEMENT SOFTWARE
Commercial | Com ¦ ENERGY STAR LED LAMPS (General Service Lamps) | 2035 | SC C | MW | Before Competition Groups | 15.4233 | 0 | 0 | 1232.6589 | 0.012512 | 20 | Commercial_2035_SC C_MW_Before Competition Groups_20 | ENERGY STAR LED LAMPS (General Service Lamps) | 1.251% | 0 | 15.4233 | Commercial_2035_SC C_MW_Before Competition Groups_ENERGY STAR LED LAMPS (General Service Lamps)
Commercial | Com ¦ Variable Frequency Drive (VFD) | 2035 | SC C | MW | Before Competition Groups | 14.6624 | 0 | 0 | 1232.6589 | 0.011895 | 21 | Commercial_2035_SC C_MW_Before Competition Groups_21 | Variable Frequency Drive (VFD) | 1.189% | 0 | 14.6624 | Commercial_2035_SC C_MW_Before Competition Groups_Variable Frequency Drive (VFD)
Commercial | Com ¦ VFD on Pumps | 2035 | SC C | MW | Before Competition Groups | 13.6983 | 0 | 0 | 1232.6589 | 0.011113 | 22 | Commercial_2035_SC C_MW_Before Competition Groups_22 | VFD on Pumps | 1.111% | 0 | 13.6983 | Commercial_2035_SC C_MW_Before Competition Groups_VFD on Pumps
Commercial | Com ¦ Refrigerated Display Case LED | 2035 | SC C | MW | Before Competition Groups | 12.3984 | 0 | 0 | 1232.6589 | 0.010058 | 23 | Commercial_2035_SC C_MW_Before Competition Groups_23 | Refrigerated Display Case LED | 1.006% | 0 | 12.3984 | Commercial_2035_SC C_MW_Before Competition Groups_Refrigerated Display Case LED
Commercial | Com ¦ Air Handler with Dedicated Outdoor Air Systems | 2035 | SC C | MW | Before Competition Groups | 8.3078 | 0 | 0 | 1232.6589 | 0.0067397 | 24 | Commercial_2035_SC C_MW_Before Competition Groups_24 | Air Handler with Dedicated Outdoor Air Systems | 0.674% | 0 | 8.3078 | Commercial_2035_SC C_MW_Before Competition Groups_Air Handler with Dedicated Outdoor Air Systems
Commercial | Com ¦ Door Gasket Freezer/Refrigerator | 2035 | SC C | MW | Before Competition Groups | 7.9235 | 0 | 0 | 1232.6589 | 0.006428 | 25 | Commercial_2035_SC C_MW_Before Competition Groups_25 | Door Gasket Freezer/Refrigerator | 0.6428% | 0 | 7.9235 | Commercial_2035_SC C_MW_Before Competition Groups_Door Gasket Freezer/Refrigerator
Commercial | Com ¦ ECM MOTORS FOR EVAPORATOR FANS for refrigeration (WALK-IN) | 2035 | SC C | MW | Before Competition Groups | 7.5308 | 0 | 0 | 1232.6589 | 0.0061094 | 26 | Commercial_2035_SC C_MW_Before Competition Groups_26 | ECM MOTORS FOR EVAPORATOR FANS for refrigeration (WALK-IN) | 0.6109% | 0 | 7.5308 | Commercial_2035_SC C_MW_Before Competition Groups_ECM MOTORS FOR EVAPORATOR FANS for refrigeration (WALK-IN)
Commercial | Com ¦ Demand Control Kitchen Ventilation | 2035 | SC C | MW | Before Competition Groups | 7.0465 | 0 | 0 | 1232.6589 | 0.0057165 | 27 | Commercial_2035_SC C_MW_Before Competition Groups_27 | Demand Control Kitchen Ventilation | 0.5717% | 0 | 7.0465 | Commercial_2035_SC C_MW_Before Competition Groups_Demand Control Kitchen Ventilation
Commercial | Com ¦ LED EXTERIOR AREA LIGHTS - LED fixture (200W) | 2035 | SC C | MW | Before Competition Groups | 6.7889 | 0 | 0 | 1232.6589 | 0.0055075 | 28 | Commercial_2035_SC C_MW_Before Competition Groups_28 | LED EXTERIOR AREA LIGHTS - LED fixture (200W) | 0.5508% | 0 | 6.7889 | Commercial_2035_SC C_MW_Before Competition Groups_LED EXTERIOR AREA LIGHTS - LED fixture (200W)
Commercial | Com ¦ LED parking lot fixture | 2035 | SC C | MW | Before Competition Groups | 6.5021 | 0 | 0 | 1232.6589 | 0.0052748 | 29 | Commercial_2035_SC C_MW_Before Competition Groups_29 | LED parking lot fixture | 0.5275% | 0 | 6.5021 | Commercial_2035_SC C_MW_Before Competition Groups_LED parking lot fixture
Commercial | Com ¦ Freezer Case Light Sensor | 2035 | SC C | MW | Before Competition Groups | 6.4993 | 0 | 0 | 1232.6589 | 0.0052726 | 30 | Commercial_2035_SC C_MW_Before Competition Groups_30 | Freezer Case Light Sensor | 0.5273% | 0 | 6.4993 | Commercial_2035_SC C_MW_Before Competition Groups_Freezer Case Light Sensor
Commercial | Com ¦ Evaporator Fan Controls | 2035 | SC C | MW | Before Competition Groups | 6.3319 | 0 | 0 | 1232.6589 | 0.0051368 | 31 | Commercial_2035_SC C_MW_Before Competition Groups_31 | Evaporator Fan Controls | 0.5137% | 0 | 6.3319 | Commercial_2035_SC C_MW_Before Competition Groups_Evaporator Fan Controls
Commercial | Com ¦ ENERGY STAR Griddle (74% eff) | 2035 | SC C | MW | Before Competition Groups | 5.3364 | 0 | 0 | 1232.6589 | 0.0043292 | 32 | Commercial_2035_SC C_MW_Before Competition Groups_32 | ENERGY STAR Griddle (74% eff) | 0.4329% | 0 | 5.3364 | Commercial_2035_SC C_MW_Before Competition Groups_ENERGY STAR Griddle (74% eff)
Commercial | Com ¦ Water Source Heat Pump (4 ton) | 2035 | SC C | MW | Before Competition Groups | 5.3296 | 0 | 0 | 1232.6589 | 0.0043236 | 33 | Commercial_2035_SC C_MW_Before Competition Groups_33 | Water Source Heat Pump (4 ton) | 0.4324% | 0 | 5.3296 | Commercial_2035_SC C_MW_Before Competition Groups_Water Source Heat Pump (4 ton)
Commercial | Com ¦ Occupancy Sensors | 2035 | SC C | MW | Before Competition Groups | 4.7975 | 0 | 0 | 1232.6589 | 0.003892 | 34 | Commercial_2035_SC C_MW_Before Competition Groups_34 | Occupancy Sensors | 0.3892% | 0 | 4.7975 | Commercial_2035_SC C_MW_Before Competition Groups_Occupancy Sensors
Commercial | Com ¦ LED street light fixture | 2035 | SC C | MW | Before Competition Groups | 4.1186 | 0 | 0 | 1232.6589 | 0.0033412 | 35 | Commercial_2035_SC C_MW_Before Competition Groups_35 | LED street light fixture | 0.3341% | 0 | 4.1186 | Commercial_2035_SC C_MW_Before Competition Groups_LED street light fixture
Commercial | Com ¦ Duct Insulation, R8 | 2035 | SC C | MW | Before Competition Groups | 3.8641 | 0 | 0 | 1232.6589 | 0.0031348 | 36 | Commercial_2035_SC C_MW_Before Competition Groups_36 | Duct Insulation, R8 | 0.3135% | 0 | 3.8641 | Commercial_2035_SC C_MW_Before Competition Groups_Duct Insulation, R8
Commercial | Com ¦ BEVERAGE VENDING MACHINE CONTROLS | 2035 | SC C | MW | Before Competition Groups | 2.8705 | 0 | 0 | 1232.6589 | 0.0023287 | 37 | Commercial_2035_SC C_MW_Before Competition Groups_37 | BEVERAGE VENDING MACHINE CONTROLS | 0.2329% | 0 | 2.8705 | Commercial_2035_SC C_MW_Before Competition Groups_BEVERAGE VENDING MACHINE CONTROLS
Commercial | Com ¦ Elec Storage WH 2.30 Et | 2035 | SC C | MW | Before Competition Groups | 2.6033 | 0 | 0 | 1232.6589 | 0.002112 | 38 | Commercial_2035_SC C_MW_Before Competition Groups_38 | Elec Storage WH 2.30 Et | 0.2112% | 0 | 2.6033 | Commercial_2035_SC C_MW_Before Competition Groups_Elec Storage WH 2.30 Et
Commercial | Com ¦ Temperature Adjustment in Commercial Freezers | 2035 | SC C | MW | Before Competition Groups | 2.3169 | 0 | 0 | 1232.6589 | 0.0018796 | 39 | Commercial_2035_SC C_MW_Before Competition Groups_39 | Temperature Adjustment in Commercial Freezers | 0.188% | 0 | 2.3169 | Commercial_2035_SC C_MW_Before Competition Groups_Temperature Adjustment in Commercial Freezers
Commercial | Com ¦ CO Sensors for parking garage exhaust fans | 2035 | SC C | MW | Before Competition Groups | 2.1337 | 0 | 0 | 1232.6589 | 0.001731 | 40 | Commercial_2035_SC C_MW_Before Competition Groups_40 | CO Sensors for parking garage exhaust fans | 0.1731% | 0 | 2.1337 | Commercial_2035_SC C_MW_Before Competition Groups_CO Sensors for parking garage exhaust fans
Commercial | Com ¦ Vertical Night Covers | 2035 | SC C | MW | Before Competition Groups | 1.9144 | 0 | 0 | 1232.6589 | 0.001553 | 41 | Commercial_2035_SC C_MW_Before Competition Groups_41 | Vertical Night Covers | 0.1553% | 0 | 1.9144 | Commercial_2035_SC C_MW_Before Competition Groups_Vertical Night Covers
Commercial | Com ¦ Energy Efficient Laboratory Fume Hood | 2035 | SC C | MW | Before Competition Groups | 1.8642 | 0 | 0 | 1232.6589 | 0.0015124 | 42 | Commercial_2035_SC C_MW_Before Competition Groups_42 | Energy Efficient Laboratory Fume Hood | 0.1512% | 0 | 1.8642 | Commercial_2035_SC C_MW_Before Competition Groups_Energy Efficient Laboratory Fume Hood
Commercial | Com ¦ ENERGY STAR Fryer (84% eff) | 2035 | SC C | MW | Before Competition Groups | 1.5862 | 0 | 0 | 1232.6589 | 0.0012868 | 43 | Commercial_2035_SC C_MW_Before Competition Groups_43 | ENERGY STAR Fryer (84% eff) | 0.1287% | 0 | 1.5862 | Commercial_2035_SC C_MW_Before Competition Groups_ENERGY STAR Fryer (84% eff)
Commercial | Com ¦ Outside Air Economizer | 2035 | SC C | MW | Before Competition Groups | 1.5149 | 0 | 0 | 1232.6589 | 0.0012289 | 44 | Commercial_2035_SC C_MW_Before Competition Groups_44 | Outside Air Economizer | 0.1229% | 0 | 1.5149 | Commercial_2035_SC C_MW_Before Competition Groups_Outside Air Economizer
Commercial | Com ¦ Water Heating (DHW) Pipe Insulation (Add 3/4\ Foam)" | 2035 | SC C | MW | Before Competition Groups | 1.4681 | 0 | 0 | 1232.6589 | 0.001191 | 45 | Commercial_2035_SC C_MW_Before Competition Groups_45 | Water Heating (DHW) Pipe Insulation (Add 3/4\ Foam)" | 0.1191% | 0 | 1.4681 | Commercial_2035_SC C_MW_Before Competition Groups_Water Heating (DHW) Pipe Insulation (Add 3/4\ Foam)"
Commercial | Com ¦ ENERGY STAR Steam Cookers | 2035 | SC C | MW | Before Competition Groups | 1.0178 | 0 | 0 | 1232.6589 | 0.0008257 | 46 | Commercial_2035_SC C_MW_Before Competition Groups_46 | ENERGY STAR Steam Cookers | 0.08257% | 0 | 1.0178 | Commercial_2035_SC C_MW_Before Competition Groups_ENERGY STAR Steam Cookers
Commercial | Com ¦ Suction Pipe Insulation Freezer/Refrigerator | 2035 | SC C | MW | Before Competition Groups | 0.99627 | 0 | 0 | 1232.6589 | 0.00080823 | 47 | Commercial_2035_SC C_MW_Before Competition Groups_47 | Suction Pipe Insulation Freezer/Refrigerator | 0.08082% | 0 | 0.99627 | Commercial_2035_SC C_MW_Before Competition Groups_Suction Pipe Insulation Freezer/Refrigerator
Commercial | Com ¦ Condensing Make Up Air Unit | 2035 | SC C | MW | Before Competition Groups | 0.90927 | 0 | 0 | 1232.6589 | 0.00073765 | 48 | Commercial_2035_SC C_MW_Before Competition Groups_48 | Condensing Make Up Air Unit | 0.07377% | 0 | 0.90927 | Commercial_2035_SC C_MW_Before Competition Groups_Condensing Make Up Air Unit
Commercial | Com ¦ ENERGY STAR Dishwasher | 2035 | SC C | MW | Before Competition Groups | 0.80323 | 0 | 0 | 1232.6589 | 0.00065162 | 49 | Commercial_2035_SC C_MW_Before Competition Groups_49 | ENERGY STAR Dishwasher | 0.06516% | 0 | 0.80323 | Commercial_2035_SC C_MW_Before Competition Groups_ENERGY STAR Dishwasher
Commercial | Com ¦ Thermostat Setback | 2035 | SC C | MW | Before Competition Groups | 0.71943 | 0 | 0 | 1232.6589 | 0.00058364 | 50 | Commercial_2035_SC C_MW_Before Competition Groups_50 | Thermostat Setback | 0.05836% | 0 | 0.71943 | Commercial_2035_SC C_MW_Before Competition Groups_Thermostat Setback
Commercial | Com ¦ Ozone Laundry Treatment | 2035 | SC C | MW | Before Competition Groups | 0.51879 | 0 | 0 | 1232.6589 | 0.00042087 | 51 | Commercial_2035_SC C_MW_Before Competition Groups_51 | Ozone Laundry Treatment | 0.04209% | 0 | 0.51879 | Commercial_2035_SC C_MW_Before Competition Groups_Ozone Laundry Treatment
Commercial | COM ¦ Ductless Mini-Split Heat Pumps | 2035 | SC C | MW | Before Competition Groups | 0.24356 | 0 | 0 | 1232.6589 | 0.00019759 | 52 | Commercial_2035_SC C_MW_Before Competition Groups_52 | Ductless Mini-Split Heat Pumps | 0.01976% | 0 | 0.24356 | Commercial_2035_SC C_MW_Before Competition Groups_Ductless Mini-Split Heat Pumps
Commercial | Com ¦ ECM MOTORS FOR HVAC APPLICATION (FAN-POWERED VAV BOX) | 2035 | SC C | MW | Before Competition Groups | 0.23042 | 0 | 0 | 1232.6589 | 0.00018693 | 53 | Commercial_2035_SC C_MW_Before Competition Groups_53 | ECM MOTORS FOR HVAC APPLICATION (FAN-POWERED VAV BOX) | 0.01869% | 0 | 0.23042 | Commercial_2035_SC C_MW_Before Competition Groups_ECM MOTORS FOR HVAC APPLICATION (FAN-POWERED VAV BOX)
Commercial | Com ¦ PTAC (12 EER/10,000 BTU) | 2035 | SC C | MW | Before Competition Groups | 0.22348 | 0 | 0 | 1232.6589 | 0.0001813 | 54 | Commercial_2035_SC C_MW_Before Competition Groups_54 | PTAC (12 EER/10,000 BTU) | 0.01813% | 0 | 0.22348 | Commercial_2035_SC C_MW_Before Competition Groups_PTAC (12 EER/10,000 BTU)
Commercial | Com ¦ Solar Water Preheat (Pools/DHW) | 2035 | SC C | MW | Before Competition Groups | 0.15409 | 0 | 0 | 1232.6589 | 0.000125 | 55 | Commercial_2035_SC C_MW_Before Competition Groups_55 | Solar Water Preheat (Pools/DHW) | 0.0125% | 0 | 0.15409 | Commercial_2035_SC C_MW_Before Competition Groups_Solar Water Preheat (Pools/DHW)
Commercial | Com ¦ CEE Tier 2/Energy Star Clothes Washers | 2035 | SC C | MW | Before Competition Groups | 0.14498 | 0 | 0 | 1232.6589 | 0.00011762 | 56 | Commercial_2035_SC C_MW_Before Competition Groups_56 | CEE Tier 2/Energy Star Clothes Washers | 0.01176% | 0 | 0.14498 | Commercial_2035_SC C_MW_Before Competition Groups_CEE Tier 2/Energy Star Clothes Washers
Commercial | Com ¦ Notched V belts for HVAC Systems | 2035 | SC C | MW | Before Competition Groups | 0.13071 | 0 | 0 | 1232.6589 | 0.00010604 | 57 | Commercial_2035_SC C_MW_Before Competition Groups_57 | Notched V belts for HVAC Systems | 0.0106% | 0 | 0.13071 | Commercial_2035_SC C_MW_Before Competition Groups_Notched V belts for HVAC Systems
Commercial | Com ¦ Auto Off Time Switch or Time Clock control | 2035 | SC C | MW | Before Competition Groups | 0.11969 | 0 | 0 | 1232.6589 | 9.7099e-05 | 58 | Commercial_2035_SC C_MW_Before Competition Groups_58 | Auto Off Time Switch or Time Clock control | 0.00971% | 0 | 0.11969 | Commercial_2035_SC C_MW_Before Competition Groups_Auto Off Time Switch or Time Clock control
Commercial | Com ¦ HVAC Optimization | 2035 | SC C | MW | Before Competition Groups | 0.10841 | 0 | 0 | 1232.6589 | 8.7946e-05 | 59 | Commercial_2035_SC C_MW_Before Competition Groups_59 | HVAC Optimization | 0.008795% | 0 | 0.10841 | Commercial_2035_SC C_MW_Before Competition Groups_HVAC Optimization
Commercial | Com ¦ Demand controlled Circulating Systems | 2035 | SC C | MW | Before Competition Groups | 0.098698 | 0 | 0 | 1232.6589 | 8.0069e-05 | 60 | Commercial_2035_SC C_MW_Before Competition Groups_60 | Demand controlled Circulating Systems | 0.008007% | 0 | 0.098698 | Commercial_2035_SC C_MW_Before Competition Groups_Demand controlled Circulating Systems
Commercial | Com ¦ LLLC - High Impact Application | 2035 | SC C | MW | Before Competition Groups | 0.086433 | 0 | 0 | 1232.6589 | 7.0119e-05 | 61 | Commercial_2035_SC C_MW_Before Competition Groups_61 | LLLC - High Impact Application | 0.007012% | 0 | 0.086433 | Commercial_2035_SC C_MW_Before Competition Groups_LLLC - High Impact Application
Commercial | Com ¦ LED RECESSED DOWNLIGHTS | 2035 | SC C | MW | Before Competition Groups | 0.078444 | 0 | 0 | 1232.6589 | 6.3638e-05 | 62 | Commercial_2035_SC C_MW_Before Competition Groups_62 | LED RECESSED DOWNLIGHTS | 0.006364% | 0 | 0.078444 | Commercial_2035_SC C_MW_Before Competition Groups_LED RECESSED DOWNLIGHTS
Commercial | Com ¦ Low Flow Pre-Rinse Spray Nozzle | 2035 | SC C | MW | Before Competition Groups | 0.073135 | 0 | 0 | 1232.6589 | 5.9331e-05 | 63 | Commercial_2035_SC C_MW_Before Competition Groups_63 | Low Flow Pre-Rinse Spray Nozzle | 0.005933% | 0 | 0.073135 | Commercial_2035_SC C_MW_Before Competition Groups_Low Flow Pre-Rinse Spray Nozzle
Commercial | Com ¦ Commercial Hot Food Holding Cabinets | 2035 | SC C | MW | Before Competition Groups | 0.067498 | 0 | 0 | 1232.6589 | 5.4758e-05 | 64 | Commercial_2035_SC C_MW_Before Competition Groups_64 | Commercial Hot Food Holding Cabinets | 0.005476% | 0 | 0.067498 | Commercial_2035_SC C_MW_Before Competition Groups_Commercial Hot Food Holding Cabinets
Commercial | Com ¦ LLLC - Low Impact Application | 2035 | SC C | MW | Before Competition Groups | 0.057346 | 0 | 0 | 1232.6589 | 4.6522e-05 | 65 | Commercial_2035_SC C_MW_Before Competition Groups_65 | LLLC - Low Impact Application | 0.004652% | 0 | 0.057346 | Commercial_2035_SC C_MW_Before Competition Groups_LLLC - Low Impact Application
Commercial | Com ¦ High Efficiency Small Instantaneous Water Heater | 2035 | SC C | MW | Before Competition Groups | 0.052594 | 0 | 0 | 1232.6589 | 4.2667e-05 | 66 | Commercial_2035_SC C_MW_Before Competition Groups_66 | High Efficiency Small Instantaneous Water Heater | 0.004267% | 0 | 0.052594 | Commercial_2035_SC C_MW_Before Competition Groups_High Efficiency Small Instantaneous Water Heater
Commercial | Com ¦ Efficient compressor motor | 2035 | SC C | MW | Before Competition Groups | 0.04768 | 0 | 0 | 1232.6589 | 3.8681e-05 | 67 | Commercial_2035_SC C_MW_Before Competition Groups_67 | Efficient compressor motor | 0.003868% | 0 | 0.04768 | Commercial_2035_SC C_MW_Before Competition Groups_Efficient compressor motor
Commercial | Com ¦ Room AC (w/ louvered sides) 14 SEER from 12 SEER code | 2035 | SC C | MW | Before Competition Groups | 0.038751 | 0 | 0 | 1232.6589 | 3.1437e-05 | 68 | Commercial_2035_SC C_MW_Before Competition Groups_68 | Room AC (w/ louvered sides) 14 SEER from 12 SEER code | 0.003144% | 0 | 0.038751 | Commercial_2035_SC C_MW_Before Competition Groups_Room AC (w/ louvered sides) 14 SEER from 12 SEER code
Commercial | Com ¦ High Efficiency Chiller (avg of water and air cooled) | 2035 | SC C | MW | Before Competition Groups | 0.037096 | 0 | 0 | 1232.6589 | 3.0094e-05 | 69 | Commercial_2035_SC C_MW_Before Competition Groups_69 | High Efficiency Chiller (avg of water and air cooled) | 0.003009% | 0 | 0.037096 | Commercial_2035_SC C_MW_Before Competition Groups_High Efficiency Chiller (avg of water and air cooled)
Commercial | Com ¦ Wall Insulation | 2035 | SC C | MW | Before Competition Groups | 0.036565 | 0 | 0 | 1232.6589 | 2.9663e-05 | 70 | Commercial_2035_SC C_MW_Before Competition Groups_70 | Wall Insulation | 0.002966% | 0 | 0.036565 | Commercial_2035_SC C_MW_Before Competition Groups_Wall Insulation
Commercial | Com ¦ Condensing Unit Heaters or other Efficient Unit Heating System | 2035 | SC C | MW | Before Competition Groups | 0.03299 | 0 | 0 | 1232.6589 | 2.6763e-05 | 71 | Commercial_2035_SC C_MW_Before Competition Groups_71 | Condensing Unit Heaters or other Efficient Unit Heating System | 0.002676% | 0 | 0.03299 | Commercial_2035_SC C_MW_Before Competition Groups_Condensing Unit Heaters or other Efficient Unit Heating System
Commercial | Com ¦ Air Curtains | 2035 | SC C | MW | Before Competition Groups | 0.027248 | 0 | 0 | 1232.6589 | 2.2105e-05 | 72 | Commercial_2035_SC C_MW_Before Competition Groups_72 | Air Curtains | 0.00221% | 0 | 0.027248 | Commercial_2035_SC C_MW_Before Competition Groups_Air Curtains
Commercial | Com ¦ VSD Air Compressor | 2035 | SC C | MW | Before Competition Groups | 0.024423 | 0 | 0 | 1232.6589 | 1.9813e-05 | 73 | Commercial_2035_SC C_MW_Before Competition Groups_73 | VSD Air Compressor | 0.001981% | 0 | 0.024423 | Commercial_2035_SC C_MW_Before Competition Groups_VSD Air Compressor
Commercial | Com ¦ Energy Recovery Ventilation and Ventilation (Enhanced) | 2035 | SC C | MW | Before Competition Groups | 0.019111 | 0 | 0 | 1232.6589 | 1.5503e-05 | 74 | Commercial_2035_SC C_MW_Before Competition Groups_74 | Energy Recovery Ventilation and Ventilation (Enhanced) | 0.00155% | 0 | 0.019111 | Commercial_2035_SC C_MW_Before Competition Groups_Energy Recovery Ventilation and Ventilation (Enhanced)
Commercial | Com ¦ EC Plug Fan for Data Center (under cabinet) | 2035 | SC C | MW | Before Competition Groups | 0.0046982 | 0 | 0 | 1232.6589 | 3.8115e-06 | 75 | Commercial_2035_SC C_MW_Before Competition Groups_75 | EC Plug Fan for Data Center (under cabinet) | 0.0003811% | 0 | 0.0046982 | Commercial_2035_SC C_MW_Before Competition Groups_EC Plug Fan for Data Center (under cabinet)
Commercial | Com ¦ Electric Convection Combination Ovens | 2035 | SC C | MW | Before Competition Groups | 0.00036208 | 0 | 0 | 1232.6589 | 2.9374e-07 | 76 | Commercial_2035_SC C_MW_Before Competition Groups_76 | Electric Convection Combination Ovens | 2.937e-05% | 0 | 0.00036208 | Commercial_2035_SC C_MW_Before Competition Groups_Electric Convection Combination Ovens
Commercial | Com ¦ Networked/Connected - High Impact Application | 2035 | SC C | MW | Before Competition Groups | 0.00024708 | 0 | 0 | 1232.6589 | 2.0045e-07 | 77 | Commercial_2035_SC C_MW_Before Competition Groups_77 | Networked/Connected - High Impact Application | 2.004e-05% | 0 | 0.00024708 | Commercial_2035_SC C_MW_Before Competition Groups_Networked/Connected - High Impact Application
Commercial | Com ¦ Networked/Connected - Low Impact Application | 2035 | SC C | MW | Before Competition Groups | 1.2074e-05 | 0 | 0 | 1232.6589 | 9.7955e-09 | 78 | Commercial_2035_SC C_MW_Before Competition Groups_78 | Networked/Connected - Low Impact Application | 9.795e-07% | 0 | 1.2074e-05 | Commercial_2035_SC C_MW_Before Competition Groups_Networked/Connected - Low Impact Application
Commercial | Com ¦ Indoor Daylight Sensors/Photocell Dimming Control | 2035 | SC C | MW | Before Competition Groups | 0 | 0 | 0 | 1232.6589 | 0 | 79 | Commercial_2035_SC C_MW_Before Competition Groups_79 | Indoor Daylight Sensors/Photocell Dimming Control | 0% | 0 | 0 | Commercial_2035_SC C_MW_Before Competition Groups_Indoor Daylight Sensors/Photocell Dimming Control
Commercial | Com ¦ Variable Refrigerant Flow Heat Pump | 2035 | SC C | MW | Before Competition Groups | 0 | 0 | 0 | 1232.6589 | 0 | 80 | Commercial_2035_SC C_MW_Before Competition Groups_80 | Variable Refrigerant Flow Heat Pump | 0% | 0 | 0 | Commercial_2035_SC C_MW_Before Competition Groups_Variable Refrigerant Flow Heat Pump
Commercial | Com ¦ LED Low/High Bay | 2035 | SC D | MW | Before Competition Groups | 146.839 | 0 | 0 | 1158.6081 | 0.12674 | 1 | Commercial_2035_SC D_MW_Before Competition Groups_1 | LED Low/High Bay | 12.67% | 0 | 146.839 | Commercial_2035_SC D_MW_Before Competition Groups_LED Low/High Bay
Commercial | Com ¦ ENERGY STAR LED LAMPS (REFLECTOR LAMPs/MR16/PAR 16) | 2035 | SC D | MW | Before Competition Groups | 126.6576 | 0 | 0 | 1158.6081 | 0.10932 | 2 | Commercial_2035_SC D_MW_Before Competition Groups_2 | ENERGY STAR LED LAMPS (REFLECTOR LAMPs/MR16/PAR 16) | 10.93% | 0 | 126.6576 | Commercial_2035_SC D_MW_Before Competition Groups_ENERGY STAR LED LAMPS (REFLECTOR LAMPs/MR16/PAR 16)
Commercial | Com ¦ LED Troffer/Surface/Suspended | 2035 | SC D | MW | Before Competition Groups | 124.7318 | 0 | 0 | 1158.6081 | 0.10766 | 3 | Commercial_2035_SC D_MW_Before Competition Groups_3 | LED Troffer/Surface/Suspended | 10.77% | 0 | 124.7318 | Commercial_2035_SC D_MW_Before Competition Groups_LED Troffer/Surface/Suspended
Commercial | Com ¦ LED Replacement Lamp (Tube) | 2035 | SC D | MW | Before Competition Groups | 82.8798 | 0 | 0 | 1158.6081 | 0.071534 | 4 | Commercial_2035_SC D_MW_Before Competition Groups_4 | LED Replacement Lamp (Tube) | 7.153% | 0 | 82.8798 | Commercial_2035_SC D_MW_Before Competition Groups_LED Replacement Lamp (Tube)
Commercial | Com ¦ High Efficiency Air Source Heat Pump | 2035 | SC D | MW | Before Competition Groups | 82.6196 | 0 | 0 | 1158.6081 | 0.071309 | 5 | Commercial_2035_SC D_MW_Before Competition Groups_5 | High Efficiency Air Source Heat Pump | 7.131% | 0 | 82.6196 | Commercial_2035_SC D_MW_Before Competition Groups_High Efficiency Air Source Heat Pump
Commercial | Com ¦ Building Recommissioning, Operations and Maintenance (O&M) Improvements | 2035 | SC D | MW | Before Competition Groups | 81.4228 | 0 | 0 | 1158.6081 | 0.070276 | 6 | Commercial_2035_SC D_MW_Before Competition Groups_6 | Building Recommissioning, Operations and Maintenance (O&M) Improvements | 7.028% | 0 | 81.4228 | Commercial_2035_SC D_MW_Before Competition Groups_Building Recommissioning, Operations and Maintenance (O&M) Improvements
Commercial | Com ¦ Unitary Air-Conditioning Unit | 2035 | SC D | MW | Before Competition Groups | 55.9727 | 0 | 0 | 1158.6081 | 0.04831 | 7 | Commercial_2035_SC D_MW_Before Competition Groups_7 | Unitary Air-Conditioning Unit | 4.831% | 0 | 55.9727 | Commercial_2035_SC D_MW_Before Competition Groups_Unitary Air-Conditioning Unit
Commercial | Com ¦ Advanced BAS/Controllers | 2035 | SC D | MW | Before Competition Groups | 46.5183 | 0 | 0 | 1158.6081 | 0.04015 | 8 | Commercial_2035_SC D_MW_Before Competition Groups_8 | Advanced BAS/Controllers | 4.015% | 0 | 46.5183 | Commercial_2035_SC D_MW_Before Competition Groups_Advanced BAS/Controllers
Commercial | Com ¦ Education and Capacity Building/Energy Behavior | 2035 | SC D | MW | Before Competition Groups | 36.2149 | 0 | 0 | 1158.6081 | 0.031257 | 9 | Commercial_2035_SC D_MW_Before Competition Groups_9 | Education and Capacity Building/Energy Behavior | 3.126% | 0 | 36.2149 | Commercial_2035_SC D_MW_Before Competition Groups_Education and Capacity Building/Energy Behavior
Commercial | Com ¦ Adaptive Thermostats | 2035 | SC D | MW | Before Competition Groups | 29.3573 | 0 | 0 | 1158.6081 | 0.025338 | 10 | Commercial_2035_SC D_MW_Before Competition Groups_10 | Adaptive Thermostats | 2.534% | 0 | 29.3573 | Commercial_2035_SC D_MW_Before Competition Groups_Adaptive Thermostats
Commercial | Com ¦ Reach-in Shaded Pole to ECM/PSC Evaporator Fan Motor | 2035 | SC D | MW | Before Competition Groups | 28.7143 | 0 | 0 | 1158.6081 | 0.024783 | 11 | Commercial_2035_SC D_MW_Before Competition Groups_11 | Reach-in Shaded Pole to ECM/PSC Evaporator Fan Motor | 2.478% | 0 | 28.7143 | Commercial_2035_SC D_MW_Before Competition Groups_Reach-in Shaded Pole to ECM/PSC Evaporator Fan Motor
Commercial | Com ¦ Data Center Storage/Server Virtualization | 2035 | SC D | MW | Before Competition Groups | 27.5419 | 0 | 0 | 1158.6081 | 0.023772 | 12 | Commercial_2035_SC D_MW_Before Competition Groups_12 | Data Center Storage/Server Virtualization | 2.377% | 0 | 27.5419 | Commercial_2035_SC D_MW_Before Competition Groups_Data Center Storage/Server Virtualization
Commercial | Com ¦ Strip Curtains | 2035 | SC D | MW | Before Competition Groups | 24.3625 | 0 | 0 | 1158.6081 | 0.021027 | 13 | Commercial_2035_SC D_MW_Before Competition Groups_13 | Strip Curtains | 2.103% | 0 | 24.3625 | Commercial_2035_SC D_MW_Before Competition Groups_Strip Curtains
Commercial | Com ¦ Refrigerated Display Case Doors | 2035 | SC D | MW | Before Competition Groups | 23.4453 | 0 | 0 | 1158.6081 | 0.020236 | 14 | Commercial_2035_SC D_MW_Before Competition Groups_14 | Refrigerated Display Case Doors | 2.024% | 0 | 23.4453 | Commercial_2035_SC D_MW_Before Competition Groups_Refrigerated Display Case Doors
Commercial | Com ¦ Furnace Tune-Up | 2035 | SC D | MW | Before Competition Groups | 20.8635 | 0 | 0 | 1158.6081 | 0.018007 | 15 | Commercial_2035_SC D_MW_Before Competition Groups_15 | Furnace Tune-Up | 1.801% | 0 | 20.8635 | Commercial_2035_SC D_MW_Before Competition Groups_Furnace Tune-Up
Commercial | Com ¦ Chilled Water Optimization | 2035 | SC D | MW | Before Competition Groups | 20.7863 | 0 | 0 | 1158.6081 | 0.017941 | 16 | Commercial_2035_SC D_MW_Before Competition Groups_16 | Chilled Water Optimization | 1.794% | 0 | 20.7863 | Commercial_2035_SC D_MW_Before Competition Groups_Chilled Water Optimization
Commercial | Com ¦ LED or Equivalent Sign Lighting | 2035 | SC D | MW | Before Competition Groups | 17.8131 | 0 | 0 | 1158.6081 | 0.015375 | 17 | Commercial_2035_SC D_MW_Before Competition Groups_17 | LED or Equivalent Sign Lighting | 1.537% | 0 | 17.8131 | Commercial_2035_SC D_MW_Before Competition Groups_LED or Equivalent Sign Lighting
Commercial | Com ¦ Centrally controlled desktop PC/NETWORK PC POWER MANAGEMENT SOFTWARE | 2035 | SC D | MW | Before Competition Groups | 17.4204 | 0 | 0 | 1158.6081 | 0.015036 | 18 | Commercial_2035_SC D_MW_Before Competition Groups_18 | Centrally controlled desktop PC/NETWORK PC POWER MANAGEMENT SOFTWARE | 1.504% | 0 | 17.4204 | Commercial_2035_SC D_MW_Before Competition Groups_Centrally controlled desktop PC/NETWORK PC POWER MANAGEMENT SOFTWARE
Commercial | Com ¦ ENERGY STAR LED LAMPS (General Service Lamps) | 2035 | SC D | MW | Before Competition Groups | 15.4229 | 0 | 0 | 1158.6081 | 0.013312 | 19 | Commercial_2035_SC D_MW_Before Competition Groups_19 | ENERGY STAR LED LAMPS (General Service Lamps) | 1.331% | 0 | 15.4229 | Commercial_2035_SC D_MW_Before Competition Groups_ENERGY STAR LED LAMPS (General Service Lamps)
Commercial | Com ¦ Demand Control Ventilation | 2035 | SC D | MW | Before Competition Groups | 15.3632 | 0 | 0 | 1158.6081 | 0.01326 | 20 | Commercial_2035_SC D_MW_Before Competition Groups_20 | Demand Control Ventilation | 1.326% | 0 | 15.3632 | Commercial_2035_SC D_MW_Before Competition Groups_Demand Control Ventilation
Commercial | Com ¦ Variable Frequency Drive (VFD) | 2035 | SC D | MW | Before Competition Groups | 14.2818 | 0 | 0 | 1158.6081 | 0.012327 | 21 | Commercial_2035_SC D_MW_Before Competition Groups_21 | Variable Frequency Drive (VFD) | 1.233% | 0 | 14.2818 | Commercial_2035_SC D_MW_Before Competition Groups_Variable Frequency Drive (VFD)
Commercial | Com ¦ VFD on Pumps | 2035 | SC D | MW | Before Competition Groups | 13.2615 | 0 | 0 | 1158.6081 | 0.011446 | 22 | Commercial_2035_SC D_MW_Before Competition Groups_22 | VFD on Pumps | 1.145% | 0 | 13.2615 | Commercial_2035_SC D_MW_Before Competition Groups_VFD on Pumps
Commercial | Com ¦ Refrigerated Display Case LED | 2035 | SC D | MW | Before Competition Groups | 9.9359 | 0 | 0 | 1158.6081 | 0.0085757 | 23 | Commercial_2035_SC D_MW_Before Competition Groups_23 | Refrigerated Display Case LED | 0.8576% | 0 | 9.9359 | Commercial_2035_SC D_MW_Before Competition Groups_Refrigerated Display Case LED
Commercial | Com ¦ ECM MOTORS FOR EVAPORATOR FANS for refrigeration (WALK-IN) | 2035 | SC D | MW | Before Competition Groups | 7.4564 | 0 | 0 | 1158.6081 | 0.0064357 | 24 | Commercial_2035_SC D_MW_Before Competition Groups_24 | ECM MOTORS FOR EVAPORATOR FANS for refrigeration (WALK-IN) | 0.6436% | 0 | 7.4564 | Commercial_2035_SC D_MW_Before Competition Groups_ECM MOTORS FOR EVAPORATOR FANS for refrigeration (WALK-IN)
Commercial | Com ¦ Door Gasket Freezer/Refrigerator | 2035 | SC D | MW | Before Competition Groups | 7.2135 | 0 | 0 | 1158.6081 | 0.006226 | 25 | Commercial_2035_SC D_MW_Before Competition Groups_25 | Door Gasket Freezer/Refrigerator | 0.6226% | 0 | 7.2135 | Commercial_2035_SC D_MW_Before Competition Groups_Door Gasket Freezer/Refrigerator
Commercial | Com ¦ LED EXTERIOR AREA LIGHTS - LED fixture (200W) | 2035 | SC D | MW | Before Competition Groups | 6.7463 | 0 | 0 | 1158.6081 | 0.0058228 | 26 | Commercial_2035_SC D_MW_Before Competition Groups_26 | LED EXTERIOR AREA LIGHTS - LED fixture (200W) | 0.5823% | 0 | 6.7463 | Commercial_2035_SC D_MW_Before Competition Groups_LED EXTERIOR AREA LIGHTS - LED fixture (200W)
Commercial | Com ¦ Demand Control Kitchen Ventilation | 2035 | SC D | MW | Before Competition Groups | 6.6167 | 0 | 0 | 1158.6081 | 0.0057109 | 27 | Commercial_2035_SC D_MW_Before Competition Groups_27 | Demand Control Kitchen Ventilation | 0.5711% | 0 | 6.6167 | Commercial_2035_SC D_MW_Before Competition Groups_Demand Control Kitchen Ventilation
Commercial | Com ¦ LED parking lot fixture | 2035 | SC D | MW | Before Competition Groups | 6.5021 | 0 | 0 | 1158.6081 | 0.005612 | 28 | Commercial_2035_SC D_MW_Before Competition Groups_28 | LED parking lot fixture | 0.5612% | 0 | 6.5021 | Commercial_2035_SC D_MW_Before Competition Groups_LED parking lot fixture
Commercial | Com ¦ Evaporator Fan Controls | 2035 | SC D | MW | Before Competition Groups | 6.3319 | 0 | 0 | 1158.6081 | 0.0054651 | 29 | Commercial_2035_SC D_MW_Before Competition Groups_29 | Evaporator Fan Controls | 0.5465% | 0 | 6.3319 | Commercial_2035_SC D_MW_Before Competition Groups_Evaporator Fan Controls
Commercial | Com ¦ Air Handler with Dedicated Outdoor Air Systems | 2035 | SC D | MW | Before Competition Groups | 6.1688 | 0 | 0 | 1158.6081 | 0.0053243 | 30 | Commercial_2035_SC D_MW_Before Competition Groups_30 | Air Handler with Dedicated Outdoor Air Systems | 0.5324% | 0 | 6.1688 | Commercial_2035_SC D_MW_Before Competition Groups_Air Handler with Dedicated Outdoor Air Systems
Commercial | Com ¦ ENERGY STAR Griddle (74% eff) | 2035 | SC D | MW | Before Competition Groups | 5.3364 | 0 | 0 | 1158.6081 | 0.0046059 | 31 | Commercial_2035_SC D_MW_Before Competition Groups_31 | ENERGY STAR Griddle (74% eff) | 0.4606% | 0 | 5.3364 | Commercial_2035_SC D_MW_Before Competition Groups_ENERGY STAR Griddle (74% eff)
Commercial | Com ¦ Occupancy Sensors | 2035 | SC D | MW | Before Competition Groups | 4.7975 | 0 | 0 | 1158.6081 | 0.0041408 | 32 | Commercial_2035_SC D_MW_Before Competition Groups_32 | Occupancy Sensors | 0.4141% | 0 | 4.7975 | Commercial_2035_SC D_MW_Before Competition Groups_Occupancy Sensors
Commercial | Com ¦ Freezer Case Light Sensor | 2035 | SC D | MW | Before Competition Groups | 4.4663 | 0 | 0 | 1158.6081 | 0.0038549 | 33 | Commercial_2035_SC D_MW_Before Competition Groups_33 | Freezer Case Light Sensor | 0.3855% | 0 | 4.4663 | Commercial_2035_SC D_MW_Before Competition Groups_Freezer Case Light Sensor
Commercial | Com ¦ Water Source Heat Pump (4 ton) | 2035 | SC D | MW | Before Competition Groups | 4.3856 | 0 | 0 | 1158.6081 | 0.0037852 | 34 | Commercial_2035_SC D_MW_Before Competition Groups_34 | Water Source Heat Pump (4 ton) | 0.3785% | 0 | 4.3856 | Commercial_2035_SC D_MW_Before Competition Groups_Water Source Heat Pump (4 ton)
Commercial | Com ¦ Duct Insulation, R8 | 2035 | SC D | MW | Before Competition Groups | 3.8441 | 0 | 0 | 1158.6081 | 0.0033179 | 35 | Commercial_2035_SC D_MW_Before Competition Groups_35 | Duct Insulation, R8 | 0.3318% | 0 | 3.8441 | Commercial_2035_SC D_MW_Before Competition Groups_Duct Insulation, R8
Commercial | Com ¦ LED street light fixture | 2035 | SC D | MW | Before Competition Groups | 3.2889 | 0 | 0 | 1158.6081 | 0.0028387 | 36 | Commercial_2035_SC D_MW_Before Competition Groups_36 | LED street light fixture | 0.2839% | 0 | 3.2889 | Commercial_2035_SC D_MW_Before Competition Groups_LED street light fixture
Commercial | Com ¦ BEVERAGE VENDING MACHINE CONTROLS | 2035 | SC D | MW | Before Competition Groups | 2.7626 | 0 | 0 | 1158.6081 | 0.0023844 | 37 | Commercial_2035_SC D_MW_Before Competition Groups_37 | BEVERAGE VENDING MACHINE CONTROLS | 0.2384% | 0 | 2.7626 | Commercial_2035_SC D_MW_Before Competition Groups_BEVERAGE VENDING MACHINE CONTROLS
Commercial | Com ¦ Elec Storage WH 2.30 Et | 2035 | SC D | MW | Before Competition Groups | 2.3683 | 0 | 0 | 1158.6081 | 0.0020441 | 38 | Commercial_2035_SC D_MW_Before Competition Groups_38 | Elec Storage WH 2.30 Et | 0.2044% | 0 | 2.3683 | Commercial_2035_SC D_MW_Before Competition Groups_Elec Storage WH 2.30 Et
Commercial | Com ¦ Temperature Adjustment in Commercial Freezers | 2035 | SC D | MW | Before Competition Groups | 2.3169 | 0 | 0 | 1158.6081 | 0.0019997 | 39 | Commercial_2035_SC D_MW_Before Competition Groups_39 | Temperature Adjustment in Commercial Freezers | 0.2% | 0 | 2.3169 | Commercial_2035_SC D_MW_Before Competition Groups_Temperature Adjustment in Commercial Freezers
Commercial | Com ¦ Vertical Night Covers | 2035 | SC D | MW | Before Competition Groups | 1.8325 | 0 | 0 | 1158.6081 | 0.0015817 | 40 | Commercial_2035_SC D_MW_Before Competition Groups_40 | Vertical Night Covers | 0.1582% | 0 | 1.8325 | Commercial_2035_SC D_MW_Before Competition Groups_Vertical Night Covers
Commercial | Com ¦ CO Sensors for parking garage exhaust fans | 2035 | SC D | MW | Before Competition Groups | 1.6889 | 0 | 0 | 1158.6081 | 0.0014577 | 41 | Commercial_2035_SC D_MW_Before Competition Groups_41 | CO Sensors for parking garage exhaust fans | 0.1458% | 0 | 1.6889 | Commercial_2035_SC D_MW_Before Competition Groups_CO Sensors for parking garage exhaust fans
Commercial | Com ¦ ENERGY STAR Fryer (84% eff) | 2035 | SC D | MW | Before Competition Groups | 1.5743 | 0 | 0 | 1158.6081 | 0.0013588 | 42 | Commercial_2035_SC D_MW_Before Competition Groups_42 | ENERGY STAR Fryer (84% eff) | 0.1359% | 0 | 1.5743 | Commercial_2035_SC D_MW_Before Competition Groups_ENERGY STAR Fryer (84% eff)
Commercial | Com ¦ Energy Efficient Laboratory Fume Hood | 2035 | SC D | MW | Before Competition Groups | 1.5401 | 0 | 0 | 1158.6081 | 0.0013293 | 43 | Commercial_2035_SC D_MW_Before Competition Groups_43 | Energy Efficient Laboratory Fume Hood | 0.1329% | 0 | 1.5401 | Commercial_2035_SC D_MW_Before Competition Groups_Energy Efficient Laboratory Fume Hood
Commercial | Com ¦ Outside Air Economizer | 2035 | SC D | MW | Before Competition Groups | 1.5149 | 0 | 0 | 1158.6081 | 0.0013075 | 44 | Commercial_2035_SC D_MW_Before Competition Groups_44 | Outside Air Economizer | 0.1307% | 0 | 1.5149 | Commercial_2035_SC D_MW_Before Competition Groups_Outside Air Economizer
Commercial | Com ¦ Water Heating (DHW) Pipe Insulation (Add 3/4\ Foam)" | 2035 | SC D | MW | Before Competition Groups | 1.3996 | 0 | 0 | 1158.6081 | 0.001208 | 45 | Commercial_2035_SC D_MW_Before Competition Groups_45 | Water Heating (DHW) Pipe Insulation (Add 3/4\ Foam)" | 0.1208% | 0 | 1.3996 | Commercial_2035_SC D_MW_Before Competition Groups_Water Heating (DHW) Pipe Insulation (Add 3/4\ Foam)"
Commercial | Com ¦ ENERGY STAR Steam Cookers | 2035 | SC D | MW | Before Competition Groups | 1.0126 | 0 | 0 | 1158.6081 | 0.00087395 | 46 | Commercial_2035_SC D_MW_Before Competition Groups_46 | ENERGY STAR Steam Cookers | 0.0874% | 0 | 1.0126 | Commercial_2035_SC D_MW_Before Competition Groups_ENERGY STAR Steam Cookers
Commercial | Com ¦ Suction Pipe Insulation Freezer/Refrigerator | 2035 | SC D | MW | Before Competition Groups | 0.92326 | 0 | 0 | 1158.6081 | 0.00079687 | 47 | Commercial_2035_SC D_MW_Before Competition Groups_47 | Suction Pipe Insulation Freezer/Refrigerator | 0.07969% | 0 | 0.92326 | Commercial_2035_SC D_MW_Before Competition Groups_Suction Pipe Insulation Freezer/Refrigerator
Commercial | Com ¦ Thermostat Setback | 2035 | SC D | MW | Before Competition Groups | 0.71943 | 0 | 0 | 1158.6081 | 0.00062094 | 48 | Commercial_2035_SC D_MW_Before Competition Groups_48 | Thermostat Setback | 0.06209% | 0 | 0.71943 | Commercial_2035_SC D_MW_Before Competition Groups_Thermostat Setback
Commercial | Com ¦ ENERGY STAR Dishwasher | 2035 | SC D | MW | Before Competition Groups | 0.71063 | 0 | 0 | 1158.6081 | 0.00061335 | 49 | Commercial_2035_SC D_MW_Before Competition Groups_49 | ENERGY STAR Dishwasher | 0.06133% | 0 | 0.71063 | Commercial_2035_SC D_MW_Before Competition Groups_ENERGY STAR Dishwasher
Commercial | Com ¦ Condensing Make Up Air Unit | 2035 | SC D | MW | Before Competition Groups | 0.44572 | 0 | 0 | 1158.6081 | 0.00038471 | 50 | Commercial_2035_SC D_MW_Before Competition Groups_50 | Condensing Make Up Air Unit | 0.03847% | 0 | 0.44572 | Commercial_2035_SC D_MW_Before Competition Groups_Condensing Make Up Air Unit
Commercial | Com ¦ Ozone Laundry Treatment | 2035 | SC D | MW | Before Competition Groups | 0.36374 | 0 | 0 | 1158.6081 | 0.00031394 | 51 | Commercial_2035_SC D_MW_Before Competition Groups_51 | Ozone Laundry Treatment | 0.03139% | 0 | 0.36374 | Commercial_2035_SC D_MW_Before Competition Groups_Ozone Laundry Treatment
Commercial | COM ¦ Ductless Mini-Split Heat Pumps | 2035 | SC D | MW | Before Competition Groups | 0.24356 | 0 | 0 | 1158.6081 | 0.00021022 | 52 | Commercial_2035_SC D_MW_Before Competition Groups_52 | Ductless Mini-Split Heat Pumps | 0.02102% | 0 | 0.24356 | Commercial_2035_SC D_MW_Before Competition Groups_Ductless Mini-Split Heat Pumps
Commercial | Com ¦ ECM MOTORS FOR HVAC APPLICATION (FAN-POWERED VAV BOX) | 2035 | SC D | MW | Before Competition Groups | 0.21872 | 0 | 0 | 1158.6081 | 0.00018878 | 53 | Commercial_2035_SC D_MW_Before Competition Groups_53 | ECM MOTORS FOR HVAC APPLICATION (FAN-POWERED VAV BOX) | 0.01888% | 0 | 0.21872 | Commercial_2035_SC D_MW_Before Competition Groups_ECM MOTORS FOR HVAC APPLICATION (FAN-POWERED VAV BOX)
Commercial | Com ¦ PTAC (12 EER/10,000 BTU) | 2035 | SC D | MW | Before Competition Groups | 0.21502 | 0 | 0 | 1158.6081 | 0.00018559 | 54 | Commercial_2035_SC D_MW_Before Competition Groups_54 | PTAC (12 EER/10,000 BTU) | 0.01856% | 0 | 0.21502 | Commercial_2035_SC D_MW_Before Competition Groups_PTAC (12 EER/10,000 BTU)
Commercial | Com ¦ Solar Water Preheat (Pools/DHW) | 2035 | SC D | MW | Before Competition Groups | 0.15409 | 0 | 0 | 1158.6081 | 0.00013299 | 55 | Commercial_2035_SC D_MW_Before Competition Groups_55 | Solar Water Preheat (Pools/DHW) | 0.0133% | 0 | 0.15409 | Commercial_2035_SC D_MW_Before Competition Groups_Solar Water Preheat (Pools/DHW)
Commercial | Com ¦ CEE Tier 2/Energy Star Clothes Washers | 2035 | SC D | MW | Before Competition Groups | 0.13787 | 0 | 0 | 1158.6081 | 0.000119 | 56 | Commercial_2035_SC D_MW_Before Competition Groups_56 | CEE Tier 2/Energy Star Clothes Washers | 0.0119% | 0 | 0.13787 | Commercial_2035_SC D_MW_Before Competition Groups_CEE Tier 2/Energy Star Clothes Washers
Commercial | Com ¦ Auto Off Time Switch or Time Clock control | 2035 | SC D | MW | Before Competition Groups | 0.11969 | 0 | 0 | 1158.6081 | 0.0001033 | 57 | Commercial_2035_SC D_MW_Before Competition Groups_57 | Auto Off Time Switch or Time Clock control | 0.01033% | 0 | 0.11969 | Commercial_2035_SC D_MW_Before Competition Groups_Auto Off Time Switch or Time Clock control
Commercial | Com ¦ Notched V belts for HVAC Systems | 2035 | SC D | MW | Before Competition Groups | 0.11591 | 0 | 0 | 1158.6081 | 0.00010004 | 58 | Commercial_2035_SC D_MW_Before Competition Groups_58 | Notched V belts for HVAC Systems | 0.01% | 0 | 0.11591 | Commercial_2035_SC D_MW_Before Competition Groups_Notched V belts for HVAC Systems
Commercial | Com ¦ HVAC Optimization | 2035 | SC D | MW | Before Competition Groups | 0.10841 | 0 | 0 | 1158.6081 | 9.3567e-05 | 59 | Commercial_2035_SC D_MW_Before Competition Groups_59 | HVAC Optimization | 0.009357% | 0 | 0.10841 | Commercial_2035_SC D_MW_Before Competition Groups_HVAC Optimization
Commercial | Com ¦ Demand controlled Circulating Systems | 2035 | SC D | MW | Before Competition Groups | 0.097641 | 0 | 0 | 1158.6081 | 8.4274e-05 | 60 | Commercial_2035_SC D_MW_Before Competition Groups_60 | Demand controlled Circulating Systems | 0.008427% | 0 | 0.097641 | Commercial_2035_SC D_MW_Before Competition Groups_Demand controlled Circulating Systems
Commercial | Com ¦ Low Flow Pre-Rinse Spray Nozzle | 2035 | SC D | MW | Before Competition Groups | 0.072896 | 0 | 0 | 1158.6081 | 6.2917e-05 | 61 | Commercial_2035_SC D_MW_Before Competition Groups_61 | Low Flow Pre-Rinse Spray Nozzle | 0.006292% | 0 | 0.072896 | Commercial_2035_SC D_MW_Before Competition Groups_Low Flow Pre-Rinse Spray Nozzle
Commercial | Com ¦ Commercial Hot Food Holding Cabinets | 2035 | SC D | MW | Before Competition Groups | 0.067498 | 0 | 0 | 1158.6081 | 5.8258e-05 | 62 | Commercial_2035_SC D_MW_Before Competition Groups_62 | Commercial Hot Food Holding Cabinets | 0.005826% | 0 | 0.067498 | Commercial_2035_SC D_MW_Before Competition Groups_Commercial Hot Food Holding Cabinets
Commercial | Com ¦ LED RECESSED DOWNLIGHTS | 2035 | SC D | MW | Before Competition Groups | 0.063801 | 0 | 0 | 1158.6081 | 5.5067e-05 | 63 | Commercial_2035_SC D_MW_Before Competition Groups_63 | LED RECESSED DOWNLIGHTS | 0.005507% | 0 | 0.063801 | Commercial_2035_SC D_MW_Before Competition Groups_LED RECESSED DOWNLIGHTS
Commercial | Com ¦ High Efficiency Small Instantaneous Water Heater | 2035 | SC D | MW | Before Competition Groups | 0.043912 | 0 | 0 | 1158.6081 | 3.7901e-05 | 64 | Commercial_2035_SC D_MW_Before Competition Groups_64 | High Efficiency Small Instantaneous Water Heater | 0.00379% | 0 | 0.043912 | Commercial_2035_SC D_MW_Before Competition Groups_High Efficiency Small Instantaneous Water Heater
Commercial | Com ¦ Room AC (w/ louvered sides) 14 SEER from 12 SEER code | 2035 | SC D | MW | Before Competition Groups | 0.038713 | 0 | 0 | 1158.6081 | 3.3414e-05 | 65 | Commercial_2035_SC D_MW_Before Competition Groups_65 | Room AC (w/ louvered sides) 14 SEER from 12 SEER code | 0.003341% | 0 | 0.038713 | Commercial_2035_SC D_MW_Before Competition Groups_Room AC (w/ louvered sides) 14 SEER from 12 SEER code
Commercial | Com ¦ Condensing Unit Heaters or other Efficient Unit Heating System | 2035 | SC D | MW | Before Competition Groups | 0.03287 | 0 | 0 | 1158.6081 | 2.837e-05 | 66 | Commercial_2035_SC D_MW_Before Competition Groups_66 | Condensing Unit Heaters or other Efficient Unit Heating System | 0.002837% | 0 | 0.03287 | Commercial_2035_SC D_MW_Before Competition Groups_Condensing Unit Heaters or other Efficient Unit Heating System
Commercial | Com ¦ Wall Insulation | 2035 | SC D | MW | Before Competition Groups | 0.032621 | 0 | 0 | 1158.6081 | 2.8156e-05 | 67 | Commercial_2035_SC D_MW_Before Competition Groups_67 | Wall Insulation | 0.002816% | 0 | 0.032621 | Commercial_2035_SC D_MW_Before Competition Groups_Wall Insulation
Commercial | Com ¦ VSD Air Compressor | 2035 | SC D | MW | Before Competition Groups | 0.024423 | 0 | 0 | 1158.6081 | 2.108e-05 | 68 | Commercial_2035_SC D_MW_Before Competition Groups_68 | VSD Air Compressor | 0.002108% | 0 | 0.024423 | Commercial_2035_SC D_MW_Before Competition Groups_VSD Air Compressor
Commercial | Com ¦ Air Curtains | 2035 | SC D | MW | Before Competition Groups | 0.023942 | 0 | 0 | 1158.6081 | 2.0664e-05 | 69 | Commercial_2035_SC D_MW_Before Competition Groups_69 | Air Curtains | 0.002066% | 0 | 0.023942 | Commercial_2035_SC D_MW_Before Competition Groups_Air Curtains
Commercial | Com ¦ High Efficiency Chiller (avg of water and air cooled) | 2035 | SC D | MW | Before Competition Groups | 0.016867 | 0 | 0 | 1158.6081 | 1.4558e-05 | 70 | Commercial_2035_SC D_MW_Before Competition Groups_70 | High Efficiency Chiller (avg of water and air cooled) | 0.001456% | 0 | 0.016867 | Commercial_2035_SC D_MW_Before Competition Groups_High Efficiency Chiller (avg of water and air cooled)
Commercial | Com ¦ Energy Recovery Ventilation and Ventilation (Enhanced) | 2035 | SC D | MW | Before Competition Groups | 0.012336 | 0 | 0 | 1158.6081 | 1.0647e-05 | 71 | Commercial_2035_SC D_MW_Before Competition Groups_71 | Energy Recovery Ventilation and Ventilation (Enhanced) | 0.001065% | 0 | 0.012336 | Commercial_2035_SC D_MW_Before Competition Groups_Energy Recovery Ventilation and Ventilation (Enhanced)
Commercial | Com ¦ Efficient compressor motor | 2035 | SC D | MW | Before Competition Groups | 0.0072823 | 0 | 0 | 1158.6081 | 6.2854e-06 | 72 | Commercial_2035_SC D_MW_Before Competition Groups_72 | Efficient compressor motor | 0.0006285% | 0 | 0.0072823 | Commercial_2035_SC D_MW_Before Competition Groups_Efficient compressor motor
Commercial | Com ¦ EC Plug Fan for Data Center (under cabinet) | 2035 | SC D | MW | Before Competition Groups | 0.0041779 | 0 | 0 | 1158.6081 | 3.606e-06 | 73 | Commercial_2035_SC D_MW_Before Competition Groups_73 | EC Plug Fan for Data Center (under cabinet) | 0.0003606% | 0 | 0.0041779 | Commercial_2035_SC D_MW_Before Competition Groups_EC Plug Fan for Data Center (under cabinet)
Commercial | Com ¦ LLLC - High Impact Application | 2035 | SC D | MW | Before Competition Groups | 0.00077182 | 0 | 0 | 1158.6081 | 6.6616e-07 | 74 | Commercial_2035_SC D_MW_Before Competition Groups_74 | LLLC - High Impact Application | 6.662e-05% | 0 | 0.00077182 | Commercial_2035_SC D_MW_Before Competition Groups_LLLC - High Impact Application
Commercial | Com ¦ Electric Convection Combination Ovens | 2035 | SC D | MW | Before Competition Groups | 0.00036208 | 0 | 0 | 1158.6081 | 3.1252e-07 | 75 | Commercial_2035_SC D_MW_Before Competition Groups_75 | Electric Convection Combination Ovens | 3.125e-05% | 0 | 0.00036208 | Commercial_2035_SC D_MW_Before Competition Groups_Electric Convection Combination Ovens
Commercial | Com ¦ LLLC - Low Impact Application | 2035 | SC D | MW | Before Competition Groups | 8.9588e-05 | 0 | 0 | 1158.6081 | 7.7324e-08 | 76 | Commercial_2035_SC D_MW_Before Competition Groups_76 | LLLC - Low Impact Application | 7.732e-06% | 0 | 8.9588e-05 | Commercial_2035_SC D_MW_Before Competition Groups_LLLC - Low Impact Application
Commercial | Com ¦ Networked/Connected - Low Impact Application | 2035 | SC D | MW | Before Competition Groups | 1.9297e-08 | 0 | 0 | 1158.6081 | 1.6655e-11 | 77 | Commercial_2035_SC D_MW_Before Competition Groups_77 | Networked/Connected - Low Impact Application | 1.666e-09% | 0 | 1.9297e-08 | Commercial_2035_SC D_MW_Before Competition Groups_Networked/Connected - Low Impact Application
Commercial | Com ¦ Networked/Connected - High Impact Application | 2035 | SC D | MW | Before Competition Groups | 2.8834e-09 | 0 | 0 | 1158.6081 | 2.4887e-12 | 78 | Commercial_2035_SC D_MW_Before Competition Groups_78 | Networked/Connected - High Impact Application | 2.489e-10% | 0 | 2.8834e-09 | Commercial_2035_SC D_MW_Before Competition Groups_Networked/Connected - High Impact Application
Commercial | Com ¦ Indoor Daylight Sensors/Photocell Dimming Control | 2035 | SC D | MW | Before Competition Groups | 0 | 0 | 0 | 1158.6081 | 0 | 79 | Commercial_2035_SC D_MW_Before Competition Groups_79 | Indoor Daylight Sensors/Photocell Dimming Control | 0% | 0 | 0 | Commercial_2035_SC D_MW_Before Competition Groups_Indoor Daylight Sensors/Photocell Dimming Control
Commercial | Com ¦ Variable Refrigerant Flow Heat Pump | 2035 | SC D | MW | Before Competition Groups | 0 | 0 | 0 | 1158.6081 | 0 | 80 | Commercial_2035_SC D_MW_Before Competition Groups_80 | Variable Refrigerant Flow Heat Pump | 0% | 0 | 0 | Commercial_2035_SC D_MW_Before Competition Groups_Variable Refrigerant Flow Heat Pump
Commercial | Com ¦ Central Lighting Control System | 2035 | Technical | MW | Before Competition Groups | 271.7622 | 0 | 0 | 3068.7034 | 0.088559 | 1 | Commercial_2035_Technical_MW_Before Competition Groups_1 | Central Lighting Control System | 8.856% | 0 | 271.7622 | Commercial_2035_Technical_MW_Before Competition Groups_Central Lighting Control System
Commercial | Com ¦ Building Recommissioning, Operations and Maintenance (O&M) Improvements | 2035 | Technical | MW | Before Competition Groups | 223.8233 | 0 | 0 | 3068.7034 | 0.072937 | 2 | Commercial_2035_Technical_MW_Before Competition Groups_2 | Building Recommissioning, Operations and Maintenance (O&M) Improvements | 7.294% | 0 | 223.8233 | Commercial_2035_Technical_MW_Before Competition Groups_Building Recommissioning, Operations and Maintenance (O&M) Improvements
Commercial | Com ¦ High Efficiency Air Source Heat Pump | 2035 | Technical | MW | Before Competition Groups | 203.6569 | 0 | 0 | 3068.7034 | 0.066366 | 3 | Commercial_2035_Technical_MW_Before Competition Groups_3 | High Efficiency Air Source Heat Pump | 6.637% | 0 | 203.6569 | Commercial_2035_Technical_MW_Before Competition Groups_High Efficiency Air Source Heat Pump
Commercial | Com ¦ Education and Capacity Building/Energy Behavior | 2035 | Technical | MW | Before Competition Groups | 201.7394 | 0 | 0 | 3068.7034 | 0.065741 | 4 | Commercial_2035_Technical_MW_Before Competition Groups_4 | Education and Capacity Building/Energy Behavior | 6.574% | 0 | 201.7394 | Commercial_2035_Technical_MW_Before Competition Groups_Education and Capacity Building/Energy Behavior
Commercial | Com ¦ LED Low/High Bay | 2035 | Technical | MW | Before Competition Groups | 160.9208 | 0 | 0 | 3068.7034 | 0.052439 | 5 | Commercial_2035_Technical_MW_Before Competition Groups_5 | LED Low/High Bay | 5.244% | 0 | 160.9208 | Commercial_2035_Technical_MW_Before Competition Groups_LED Low/High Bay
Commercial | Com ¦ Variable Refrigerant Flow Heat Pump | 2035 | Technical | MW | Before Competition Groups | 149.6384 | 0 | 0 | 3068.7034 | 0.048763 | 6 | Commercial_2035_Technical_MW_Before Competition Groups_6 | Variable Refrigerant Flow Heat Pump | 4.876% | 0 | 149.6384 | Commercial_2035_Technical_MW_Before Competition Groups_Variable Refrigerant Flow Heat Pump
Commercial | Com ¦ ENERGY STAR LED LAMPS (REFLECTOR LAMPs/MR16/PAR 16) | 2035 | Technical | MW | Before Competition Groups | 137.7644 | 0 | 0 | 3068.7034 | 0.044893 | 7 | Commercial_2035_Technical_MW_Before Competition Groups_7 | ENERGY STAR LED LAMPS (REFLECTOR LAMPs/MR16/PAR 16) | 4.489% | 0 | 137.7644 | Commercial_2035_Technical_MW_Before Competition Groups_ENERGY STAR LED LAMPS (REFLECTOR LAMPs/MR16/PAR 16)
Commercial | Com ¦ Unitary Air-Conditioning Unit | 2035 | Technical | MW | Before Competition Groups | 135.3206 | 0 | 0 | 3068.7034 | 0.044097 | 8 | Commercial_2035_Technical_MW_Before Competition Groups_8 | Unitary Air-Conditioning Unit | 4.41% | 0 | 135.3206 | Commercial_2035_Technical_MW_Before Competition Groups_Unitary Air-Conditioning Unit
Commercial | Com ¦ LED Troffer/Surface/Suspended | 2035 | Technical | MW | Before Competition Groups | 119.8475 | 0 | 0 | 3068.7034 | 0.039055 | 9 | Commercial_2035_Technical_MW_Before Competition Groups_9 | LED Troffer/Surface/Suspended | 3.905% | 0 | 119.8475 | Commercial_2035_Technical_MW_Before Competition Groups_LED Troffer/Surface/Suspended
Commercial | Com ¦ LLLC - Low Impact Application | 2035 | Technical | MW | Before Competition Groups | 111.0577 | 0 | 0 | 3068.7034 | 0.03619 | 10 | Commercial_2035_Technical_MW_Before Competition Groups_10 | LLLC - Low Impact Application | 3.619% | 0 | 111.0577 | Commercial_2035_Technical_MW_Before Competition Groups_LLLC - Low Impact Application
Commercial | Com ¦ LLLC - High Impact Application | 2035 | Technical | MW | Before Competition Groups | 102.6384 | 0 | 0 | 3068.7034 | 0.033447 | 11 | Commercial_2035_Technical_MW_Before Competition Groups_11 | LLLC - High Impact Application | 3.345% | 0 | 102.6384 | Commercial_2035_Technical_MW_Before Competition Groups_LLLC - High Impact Application
Commercial | Com ¦ LED Replacement Lamp (Tube) | 2035 | Technical | MW | Before Competition Groups | 99.161 | 0 | 0 | 3068.7034 | 0.032314 | 12 | Commercial_2035_Technical_MW_Before Competition Groups_12 | LED Replacement Lamp (Tube) | 3.231% | 0 | 99.161 | Commercial_2035_Technical_MW_Before Competition Groups_LED Replacement Lamp (Tube)
Commercial | Com ¦ Advanced BAS/Controllers | 2035 | Technical | MW | Before Competition Groups | 97.6396 | 0 | 0 | 3068.7034 | 0.031818 | 13 | Commercial_2035_Technical_MW_Before Competition Groups_13 | Advanced BAS/Controllers | 3.182% | 0 | 97.6396 | Commercial_2035_Technical_MW_Before Competition Groups_Advanced BAS/Controllers
Commercial | Com ¦ Networked/Connected - Low Impact Application | 2035 | Technical | MW | Before Competition Groups | 94.1193 | 0 | 0 | 3068.7034 | 0.030671 | 14 | Commercial_2035_Technical_MW_Before Competition Groups_14 | Networked/Connected - Low Impact Application | 3.067% | 0 | 94.1193 | Commercial_2035_Technical_MW_Before Competition Groups_Networked/Connected - Low Impact Application
Commercial | Com ¦ Networked/Connected - High Impact Application | 2035 | Technical | MW | Before Competition Groups | 89.3269 | 0 | 0 | 3068.7034 | 0.029109 | 15 | Commercial_2035_Technical_MW_Before Competition Groups_15 | Networked/Connected - High Impact Application | 2.911% | 0 | 89.3269 | Commercial_2035_Technical_MW_Before Competition Groups_Networked/Connected - High Impact Application
Commercial | Com ¦ Smart Strip Plug Outlets | 2035 | Technical | MW | Before Competition Groups | 75.9749 | 0 | 0 | 3068.7034 | 0.024758 | 16 | Commercial_2035_Technical_MW_Before Competition Groups_16 | Smart Strip Plug Outlets | 2.476% | 0 | 75.9749 | Commercial_2035_Technical_MW_Before Competition Groups_Smart Strip Plug Outlets
Commercial | Com ¦ Refrigerated Display Case Doors | 2035 | Technical | MW | Before Competition Groups | 58.1242 | 0 | 0 | 3068.7034 | 0.018941 | 17 | Commercial_2035_Technical_MW_Before Competition Groups_17 | Refrigerated Display Case Doors | 1.894% | 0 | 58.1242 | Commercial_2035_Technical_MW_Before Competition Groups_Refrigerated Display Case Doors
Commercial | Com ¦ Adaptive Thermostats | 2035 | Technical | MW | Before Competition Groups | 43.7551 | 0 | 0 | 3068.7034 | 0.014258 | 18 | Commercial_2035_Technical_MW_Before Competition Groups_18 | Adaptive Thermostats | 1.426% | 0 | 43.7551 | Commercial_2035_Technical_MW_Before Competition Groups_Adaptive Thermostats
Commercial | Com ¦ Reach-in Shaded Pole to ECM/PSC Evaporator Fan Motor | 2035 | Technical | MW | Before Competition Groups | 38.7616 | 0 | 0 | 3068.7034 | 0.012631 | 19 | Commercial_2035_Technical_MW_Before Competition Groups_19 | Reach-in Shaded Pole to ECM/PSC Evaporator Fan Motor | 1.263% | 0 | 38.7616 | Commercial_2035_Technical_MW_Before Competition Groups_Reach-in Shaded Pole to ECM/PSC Evaporator Fan Motor
Commercial | Com ¦ Data Center Storage/Server Virtualization | 2035 | Technical | MW | Before Competition Groups | 37.5281 | 0 | 0 | 3068.7034 | 0.012229 | 20 | Commercial_2035_Technical_MW_Before Competition Groups_20 | Data Center Storage/Server Virtualization | 1.223% | 0 | 37.5281 | Commercial_2035_Technical_MW_Before Competition Groups_Data Center Storage/Server Virtualization
Commercial | Com ¦ Demand Control Ventilation | 2035 | Technical | MW | Before Competition Groups | 36.7894 | 0 | 0 | 3068.7034 | 0.011989 | 21 | Commercial_2035_Technical_MW_Before Competition Groups_21 | Demand Control Ventilation | 1.199% | 0 | 36.7894 | Commercial_2035_Technical_MW_Before Competition Groups_Demand Control Ventilation
Commercial | Com ¦ Chilled Water Optimization | 2035 | Technical | MW | Before Competition Groups | 33.499 | 0 | 0 | 3068.7034 | 0.010916 | 22 | Commercial_2035_Technical_MW_Before Competition Groups_22 | Chilled Water Optimization | 1.092% | 0 | 33.499 | Commercial_2035_Technical_MW_Before Competition Groups_Chilled Water Optimization
Commercial | Com ¦ Strip Curtains | 2035 | Technical | MW | Before Competition Groups | 32.4272 | 0 | 0 | 3068.7034 | 0.010567 | 23 | Commercial_2035_Technical_MW_Before Competition Groups_23 | Strip Curtains | 1.057% | 0 | 32.4272 | Commercial_2035_Technical_MW_Before Competition Groups_Strip Curtains
Commercial | Com ¦ LED or Equivalent Sign Lighting | 2035 | Technical | MW | Before Competition Groups | 28.1235 | 0 | 0 | 3068.7034 | 0.0091646 | 24 | Commercial_2035_Technical_MW_Before Competition Groups_24 | LED or Equivalent Sign Lighting | 0.9165% | 0 | 28.1235 | Commercial_2035_Technical_MW_Before Competition Groups_LED or Equivalent Sign Lighting
Commercial | Com ¦ Furnace Tune-Up | 2035 | Technical | MW | Before Competition Groups | 26.7281 | 0 | 0 | 3068.7034 | 0.0087099 | 25 | Commercial_2035_Technical_MW_Before Competition Groups_25 | Furnace Tune-Up | 0.871% | 0 | 26.7281 | Commercial_2035_Technical_MW_Before Competition Groups_Furnace Tune-Up
Commercial | Com ¦ Adding reflective (White) roof treatment or a green roof | 2035 | Technical | MW | Before Competition Groups | 26.0668 | 0 | 0 | 3068.7034 | 0.0084944 | 26 | Commercial_2035_Technical_MW_Before Competition Groups_26 | Adding reflective (White) roof treatment or a green roof | 0.8494% | 0 | 26.0668 | Commercial_2035_Technical_MW_Before Competition Groups_Adding reflective (White) roof treatment or a green roof
Commercial | Com ¦ Centrally controlled desktop PC/NETWORK PC POWER MANAGEMENT SOFTWARE | 2035 | Technical | MW | Before Competition Groups | 25.3321 | 0 | 0 | 3068.7034 | 0.008255 | 27 | Commercial_2035_Technical_MW_Before Competition Groups_27 | Centrally controlled desktop PC/NETWORK PC POWER MANAGEMENT SOFTWARE | 0.8255% | 0 | 25.3321 | Commercial_2035_Technical_MW_Before Competition Groups_Centrally controlled desktop PC/NETWORK PC POWER MANAGEMENT SOFTWARE
Commercial | Com ¦ Door Gasket Freezer/Refrigerator | 2035 | Technical | MW | Before Competition Groups | 24.0202 | 0 | 0 | 3068.7034 | 0.0078275 | 28 | Commercial_2035_Technical_MW_Before Competition Groups_28 | Door Gasket Freezer/Refrigerator | 0.7827% | 0 | 24.0202 | Commercial_2035_Technical_MW_Before Competition Groups_Door Gasket Freezer/Refrigerator
Commercial | Com ¦ Refrigeration Optimization | 2035 | Technical | MW | Before Competition Groups | 23.1452 | 0 | 0 | 3068.7034 | 0.0075424 | 29 | Commercial_2035_Technical_MW_Before Competition Groups_29 | Refrigeration Optimization | 0.7542% | 0 | 23.1452 | Commercial_2035_Technical_MW_Before Competition Groups_Refrigeration Optimization
Commercial | Com ¦ Refrigerated Display Case LED | 2035 | Technical | MW | Before Competition Groups | 22.4053 | 0 | 0 | 3068.7034 | 0.0073012 | 30 | Commercial_2035_Technical_MW_Before Competition Groups_30 | Refrigerated Display Case LED | 0.7301% | 0 | 22.4053 | Commercial_2035_Technical_MW_Before Competition Groups_Refrigerated Display Case LED
Commercial | Com ¦ Ground Source Heat Pump | 2035 | Technical | MW | Before Competition Groups | 20.5931 | 0 | 0 | 3068.7034 | 0.0067107 | 31 | Commercial_2035_Technical_MW_Before Competition Groups_31 | Ground Source Heat Pump | 0.6711% | 0 | 20.5931 | Commercial_2035_Technical_MW_Before Competition Groups_Ground Source Heat Pump
Commercial | Com ¦ HOTEL OCCUPANCY CONTROLS (HVAC + LIGHTING) | 2035 | Technical | MW | Before Competition Groups | 19.8105 | 0 | 0 | 3068.7034 | 0.0064557 | 32 | Commercial_2035_Technical_MW_Before Competition Groups_32 | HOTEL OCCUPANCY CONTROLS (HVAC + LIGHTING) | 0.6456% | 0 | 19.8105 | Commercial_2035_Technical_MW_Before Competition Groups_HOTEL OCCUPANCY CONTROLS (HVAC + LIGHTING)
Commercial | Com ¦ Variable Frequency Drive (VFD) | 2035 | Technical | MW | Before Competition Groups | 18.6032 | 0 | 0 | 3068.7034 | 0.0060622 | 33 | Commercial_2035_Technical_MW_Before Competition Groups_33 | Variable Frequency Drive (VFD) | 0.6062% | 0 | 18.6032 | Commercial_2035_Technical_MW_Before Competition Groups_Variable Frequency Drive (VFD)
Commercial | Com ¦ VFD on Pumps | 2035 | Technical | MW | Before Competition Groups | 17.4104 | 0 | 0 | 3068.7034 | 0.0056735 | 34 | Commercial_2035_Technical_MW_Before Competition Groups_34 | VFD on Pumps | 0.5674% | 0 | 17.4104 | Commercial_2035_Technical_MW_Before Competition Groups_VFD on Pumps
Commercial | Com ¦ ENERGY STAR LED LAMPS (General Service Lamps) | 2035 | Technical | MW | Before Competition Groups | 16.5781 | 0 | 0 | 3068.7034 | 0.0054023 | 35 | Commercial_2035_Technical_MW_Before Competition Groups_35 | ENERGY STAR LED LAMPS (General Service Lamps) | 0.5402% | 0 | 16.5781 | Commercial_2035_Technical_MW_Before Competition Groups_ENERGY STAR LED LAMPS (General Service Lamps)
Commercial | Com ¦ ENERGY STAR FREEZER | 2035 | Technical | MW | Before Competition Groups | 16.2224 | 0 | 0 | 3068.7034 | 0.0052864 | 36 | Commercial_2035_Technical_MW_Before Competition Groups_36 | ENERGY STAR FREEZER | 0.5286% | 0 | 16.2224 | Commercial_2035_Technical_MW_Before Competition Groups_ENERGY STAR FREEZER
Commercial | Com ¦ Indoor Daylight Sensors/Photocell Dimming Control | 2035 | Technical | MW | Before Competition Groups | 15.1612 | 0 | 0 | 3068.7034 | 0.0049406 | 37 | Commercial_2035_Technical_MW_Before Competition Groups_37 | Indoor Daylight Sensors/Photocell Dimming Control | 0.4941% | 0 | 15.1612 | Commercial_2035_Technical_MW_Before Competition Groups_Indoor Daylight Sensors/Photocell Dimming Control
Commercial | Com ¦ ENERGY STAR ICE MACHINES - Ice Making Head | 2035 | Technical | MW | Before Competition Groups | 14.8084 | 0 | 0 | 3068.7034 | 0.0048256 | 38 | Commercial_2035_Technical_MW_Before Competition Groups_38 | ENERGY STAR ICE MACHINES - Ice Making Head | 0.4826% | 0 | 14.8084 | Commercial_2035_Technical_MW_Before Competition Groups_ENERGY STAR ICE MACHINES - Ice Making Head
Commercial | Com ¦ Air Handler with Dedicated Outdoor Air Systems | 2035 | Technical | MW | Before Competition Groups | 14.1987 | 0 | 0 | 3068.7034 | 0.0046269 | 39 | Commercial_2035_Technical_MW_Before Competition Groups_39 | Air Handler with Dedicated Outdoor Air Systems | 0.4627% | 0 | 14.1987 | Commercial_2035_Technical_MW_Before Competition Groups_Air Handler with Dedicated Outdoor Air Systems
Commercial | Com ¦ Demand Control Kitchen Ventilation | 2035 | Technical | MW | Before Competition Groups | 12.7977 | 0 | 0 | 3068.7034 | 0.0041704 | 40 | Commercial_2035_Technical_MW_Before Competition Groups_40 | Demand Control Kitchen Ventilation | 0.417% | 0 | 12.7977 | Commercial_2035_Technical_MW_Before Competition Groups_Demand Control Kitchen Ventilation
Commercial | Com ¦ Water Source Heat Pump (4 ton) | 2035 | Technical | MW | Before Competition Groups | 10.9856 | 0 | 0 | 3068.7034 | 0.0035799 | 41 | Commercial_2035_Technical_MW_Before Competition Groups_41 | Water Source Heat Pump (4 ton) | 0.358% | 0 | 10.9856 | Commercial_2035_Technical_MW_Before Competition Groups_Water Source Heat Pump (4 ton)
Commercial | Com ¦ Occupancy Sensors | 2035 | Technical | MW | Before Competition Groups | 10.562 | 0 | 0 | 3068.7034 | 0.0034419 | 42 | Commercial_2035_Technical_MW_Before Competition Groups_42 | Occupancy Sensors | 0.3442% | 0 | 10.562 | Commercial_2035_Technical_MW_Before Competition Groups_Occupancy Sensors
Commercial | Com ¦ ECM MOTORS FOR EVAPORATOR FANS for refrigeration (WALK-IN) | 2035 | Technical | MW | Before Competition Groups | 9.6774 | 0 | 0 | 3068.7034 | 0.0031536 | 43 | Commercial_2035_Technical_MW_Before Competition Groups_43 | ECM MOTORS FOR EVAPORATOR FANS for refrigeration (WALK-IN) | 0.3154% | 0 | 9.6774 | Commercial_2035_Technical_MW_Before Competition Groups_ECM MOTORS FOR EVAPORATOR FANS for refrigeration (WALK-IN)
Commercial | Com ¦ High R-Value Glass Doors/no-heat glass door | 2035 | Technical | MW | Before Competition Groups | 9.1594 | 0 | 0 | 3068.7034 | 0.0029848 | 44 | Commercial_2035_Technical_MW_Before Competition Groups_44 | High R-Value Glass Doors/no-heat glass door | 0.2985% | 0 | 9.1594 | Commercial_2035_Technical_MW_Before Competition Groups_High R-Value Glass Doors/no-heat glass door
Commercial | Com ¦ Freezer Case Light Sensor | 2035 | Technical | MW | Before Competition Groups | 8.373 | 0 | 0 | 3068.7034 | 0.0027285 | 45 | Commercial_2035_Technical_MW_Before Competition Groups_45 | Freezer Case Light Sensor | 0.2729% | 0 | 8.373 | Commercial_2035_Technical_MW_Before Competition Groups_Freezer Case Light Sensor
Commercial | Com ¦ Evaporator Fan Controls | 2035 | Technical | MW | Before Competition Groups | 8.1574 | 0 | 0 | 3068.7034 | 0.0026583 | 46 | Commercial_2035_Technical_MW_Before Competition Groups_46 | Evaporator Fan Controls | 0.2658% | 0 | 8.1574 | Commercial_2035_Technical_MW_Before Competition Groups_Evaporator Fan Controls
Commercial | Com ¦ Condensing Make Up Air Unit | 2035 | Technical | MW | Before Competition Groups | 8.123 | 0 | 0 | 3068.7034 | 0.002647 | 47 | Commercial_2035_Technical_MW_Before Competition Groups_47 | Condensing Make Up Air Unit | 0.2647% | 0 | 8.123 | Commercial_2035_Technical_MW_Before Competition Groups_Condensing Make Up Air Unit
Commercial | Com ¦ ENERGY STAR Refrigerator | 2035 | Technical | MW | Before Competition Groups | 7.8256 | 0 | 0 | 3068.7034 | 0.0025501 | 48 | Commercial_2035_Technical_MW_Before Competition Groups_48 | ENERGY STAR Refrigerator | 0.255% | 0 | 7.8256 | Commercial_2035_Technical_MW_Before Competition Groups_ENERGY STAR Refrigerator
Commercial | Com ¦ Super-High Efficiency Furnaces (Emerging Tech) | 2035 | Technical | MW | Before Competition Groups | 7.7343 | 0 | 0 | 3068.7034 | 0.0025204 | 49 | Commercial_2035_Technical_MW_Before Competition Groups_49 | Super-High Efficiency Furnaces (Emerging Tech) | 0.252% | 0 | 7.7343 | Commercial_2035_Technical_MW_Before Competition Groups_Super-High Efficiency Furnaces (Emerging Tech)
Commercial | Com ¦ ENERGY STAR Griddle (74% eff) | 2035 | Technical | MW | Before Competition Groups | 7.705 | 0 | 0 | 3068.7034 | 0.0025108 | 50 | Commercial_2035_Technical_MW_Before Competition Groups_50 | ENERGY STAR Griddle (74% eff) | 0.2511% | 0 | 7.705 | Commercial_2035_Technical_MW_Before Competition Groups_ENERGY STAR Griddle (74% eff)
Commercial | Com ¦ LED EXTERIOR AREA LIGHTS - LED fixture (200W) | 2035 | Technical | MW | Before Competition Groups | 7.0208 | 0 | 0 | 3068.7034 | 0.0022879 | 51 | Commercial_2035_Technical_MW_Before Competition Groups_51 | LED EXTERIOR AREA LIGHTS - LED fixture (200W) | 0.2288% | 0 | 7.0208 | Commercial_2035_Technical_MW_Before Competition Groups_LED EXTERIOR AREA LIGHTS - LED fixture (200W)
Commercial | Com ¦ LED parking lot fixture | 2035 | Technical | MW | Before Competition Groups | 6.6878 | 0 | 0 | 3068.7034 | 0.0021794 | 52 | Commercial_2035_Technical_MW_Before Competition Groups_52 | LED parking lot fixture | 0.2179% | 0 | 6.6878 | Commercial_2035_Technical_MW_Before Competition Groups_LED parking lot fixture
Commercial | Com ¦ Refrigeration Commissioning | 2035 | Technical | MW | Before Competition Groups | 5.6816 | 0 | 0 | 3068.7034 | 0.0018515 | 53 | Commercial_2035_Technical_MW_Before Competition Groups_53 | Refrigeration Commissioning | 0.1851% | 0 | 5.6816 | Commercial_2035_Technical_MW_Before Competition Groups_Refrigeration Commissioning
Commercial | Com ¦ Elec Storage WH 2.30 Et | 2035 | Technical | MW | Before Competition Groups | 5.6185 | 0 | 0 | 3068.7034 | 0.0018309 | 54 | Commercial_2035_Technical_MW_Before Competition Groups_54 | Elec Storage WH 2.30 Et | 0.1831% | 0 | 5.6185 | Commercial_2035_Technical_MW_Before Competition Groups_Elec Storage WH 2.30 Et
Commercial | Com ¦ BEVERAGE VENDING MACHINE CONTROLS | 2035 | Technical | MW | Before Competition Groups | 5.0376 | 0 | 0 | 3068.7034 | 0.0016416 | 55 | Commercial_2035_Technical_MW_Before Competition Groups_55 | BEVERAGE VENDING MACHINE CONTROLS | 0.1642% | 0 | 5.0376 | Commercial_2035_Technical_MW_Before Competition Groups_BEVERAGE VENDING MACHINE CONTROLS
Commercial | Com ¦ Duct Insulation, R8 | 2035 | Technical | MW | Before Competition Groups | 4.9066 | 0 | 0 | 3068.7034 | 0.0015989 | 56 | Commercial_2035_Technical_MW_Before Competition Groups_56 | Duct Insulation, R8 | 0.1599% | 0 | 4.9066 | Commercial_2035_Technical_MW_Before Competition Groups_Duct Insulation, R8
Commercial | Com ¦ LED street light fixture | 2035 | Technical | MW | Before Competition Groups | 4.2875 | 0 | 0 | 3068.7034 | 0.0013972 | 57 | Commercial_2035_Technical_MW_Before Competition Groups_57 | LED street light fixture | 0.1397% | 0 | 4.2875 | Commercial_2035_Technical_MW_Before Competition Groups_LED street light fixture
Commercial | Com ¦ Roof Insulation/Ceiling Insulation (R25 Code to R35) | 2035 | Technical | MW | Before Competition Groups | 4.1722 | 0 | 0 | 3068.7034 | 0.0013596 | 58 | Commercial_2035_Technical_MW_Before Competition Groups_58 | Roof Insulation/Ceiling Insulation (R25 Code to R35) | 0.136% | 0 | 4.1722 | Commercial_2035_Technical_MW_Before Competition Groups_Roof Insulation/Ceiling Insulation (R25 Code to R35)
Commercial | Com ¦ CO Sensors for parking garage exhaust fans | 2035 | Technical | MW | Before Competition Groups | 3.3915 | 0 | 0 | 3068.7034 | 0.0011052 | 59 | Commercial_2035_Technical_MW_Before Competition Groups_59 | CO Sensors for parking garage exhaust fans | 0.1105% | 0 | 3.3915 | Commercial_2035_Technical_MW_Before Competition Groups_CO Sensors for parking garage exhaust fans
Commercial | Com ¦ Anti-sweat heat (ASH) controls - Cooler/Freezer | 2035 | Technical | MW | Before Competition Groups | 3.3763 | 0 | 0 | 3068.7034 | 0.0011002 | 60 | Commercial_2035_Technical_MW_Before Competition Groups_60 | Anti-sweat heat (ASH) controls - Cooler/Freezer | 0.11% | 0 | 3.3763 | Commercial_2035_Technical_MW_Before Competition Groups_Anti-sweat heat (ASH) controls - Cooler/Freezer
Commercial | Com ¦ Temperature Adjustment in Commercial Freezers | 2035 | Technical | MW | Before Competition Groups | 2.9823 | 0 | 0 | 3068.7034 | 0.00097185 | 61 | Commercial_2035_Technical_MW_Before Competition Groups_61 | Temperature Adjustment in Commercial Freezers | 0.09719% | 0 | 2.9823 | Commercial_2035_Technical_MW_Before Competition Groups_Temperature Adjustment in Commercial Freezers
Commercial | Com ¦ Vertical Night Covers | 2035 | Technical | MW | Before Competition Groups | 2.4663 | 0 | 0 | 3068.7034 | 0.00080368 | 62 | Commercial_2035_Technical_MW_Before Competition Groups_62 | Vertical Night Covers | 0.08037% | 0 | 2.4663 | Commercial_2035_Technical_MW_Before Competition Groups_Vertical Night Covers
Commercial | Com ¦ Energy Efficient Laboratory Fume Hood | 2035 | Technical | MW | Before Competition Groups | 2.4113 | 0 | 0 | 3068.7034 | 0.00078578 | 63 | Commercial_2035_Technical_MW_Before Competition Groups_63 | Energy Efficient Laboratory Fume Hood | 0.07858% | 0 | 2.4113 | Commercial_2035_Technical_MW_Before Competition Groups_Energy Efficient Laboratory Fume Hood
Commercial | Com ¦ ENERGY STAR Fryer (84% eff) | 2035 | Technical | MW | Before Competition Groups | 2.2422 | 0 | 0 | 3068.7034 | 0.00073067 | 64 | Commercial_2035_Technical_MW_Before Competition Groups_64 | ENERGY STAR Fryer (84% eff) | 0.07307% | 0 | 2.2422 | Commercial_2035_Technical_MW_Before Competition Groups_ENERGY STAR Fryer (84% eff)
Commercial | Com ¦ Outside Air Economizer | 2035 | Technical | MW | Before Competition Groups | 1.9769 | 0 | 0 | 3068.7034 | 0.00064421 | 65 | Commercial_2035_Technical_MW_Before Competition Groups_65 | Outside Air Economizer | 0.06442% | 0 | 1.9769 | Commercial_2035_Technical_MW_Before Competition Groups_Outside Air Economizer
Commercial | Com ¦ Water Heating (DHW) Pipe Insulation (Add 3/4\ Foam)" | 2035 | Technical | MW | Before Competition Groups | 1.8821 | 0 | 0 | 3068.7034 | 0.00061331 | 66 | Commercial_2035_Technical_MW_Before Competition Groups_66 | Water Heating (DHW) Pipe Insulation (Add 3/4\ Foam)" | 0.06133% | 0 | 1.8821 | Commercial_2035_Technical_MW_Before Competition Groups_Water Heating (DHW) Pipe Insulation (Add 3/4\ Foam)"
Commercial | Com ¦ Room AC (w/ louvered sides) 14 SEER from 12 SEER code | 2035 | Technical | MW | Before Competition Groups | 1.8488 | 0 | 0 | 3068.7034 | 0.00060247 | 67 | Commercial_2035_Technical_MW_Before Competition Groups_67 | Room AC (w/ louvered sides) 14 SEER from 12 SEER code | 0.06025% | 0 | 1.8488 | Commercial_2035_Technical_MW_Before Competition Groups_Room AC (w/ louvered sides) 14 SEER from 12 SEER code
Commercial | Com ¦ High Efficiency Small Instantaneous Water Heater | 2035 | Technical | MW | Before Competition Groups | 1.5824 | 0 | 0 | 3068.7034 | 0.00051566 | 68 | Commercial_2035_Technical_MW_Before Competition Groups_68 | High Efficiency Small Instantaneous Water Heater | 0.05157% | 0 | 1.5824 | Commercial_2035_Technical_MW_Before Competition Groups_High Efficiency Small Instantaneous Water Heater
Commercial | Com ¦ ENERGY STAR Dishwasher | 2035 | Technical | MW | Before Competition Groups | 1.5435 | 0 | 0 | 3068.7034 | 0.00050297 | 69 | Commercial_2035_Technical_MW_Before Competition Groups_69 | ENERGY STAR Dishwasher | 0.0503% | 0 | 1.5435 | Commercial_2035_Technical_MW_Before Competition Groups_ENERGY STAR Dishwasher
Commercial | Com ¦ ENERGY STAR Steam Cookers | 2035 | Technical | MW | Before Competition Groups | 1.4682 | 0 | 0 | 3068.7034 | 0.00047844 | 70 | Commercial_2035_Technical_MW_Before Competition Groups_70 | ENERGY STAR Steam Cookers | 0.04784% | 0 | 1.4682 | Commercial_2035_Technical_MW_Before Competition Groups_ENERGY STAR Steam Cookers
Commercial | Com ¦ LED RECESSED DOWNLIGHTS | 2035 | Technical | MW | Before Competition Groups | 1.4231 | 0 | 0 | 3068.7034 | 0.00046376 | 71 | Commercial_2035_Technical_MW_Before Competition Groups_71 | LED RECESSED DOWNLIGHTS | 0.04638% | 0 | 1.4231 | Commercial_2035_Technical_MW_Before Competition Groups_LED RECESSED DOWNLIGHTS
Commercial | Com ¦ Suction Pipe Insulation Freezer/Refrigerator | 2035 | Technical | MW | Before Competition Groups | 1.2818 | 0 | 0 | 3068.7034 | 0.0004177 | 72 | Commercial_2035_Technical_MW_Before Competition Groups_72 | Suction Pipe Insulation Freezer/Refrigerator | 0.04177% | 0 | 1.2818 | Commercial_2035_Technical_MW_Before Competition Groups_Suction Pipe Insulation Freezer/Refrigerator
Commercial | Com ¦ Evaporator Coil Defrost (Cooler) | 2035 | Technical | MW | Before Competition Groups | 1.0905 | 0 | 0 | 3068.7034 | 0.00035537 | 73 | Commercial_2035_Technical_MW_Before Competition Groups_73 | Evaporator Coil Defrost (Cooler) | 0.03554% | 0 | 1.0905 | Commercial_2035_Technical_MW_Before Competition Groups_Evaporator Coil Defrost (Cooler)
Commercial | Com ¦ Thermostat Setback | 2035 | Technical | MW | Before Competition Groups | 0.80866 | 0 | 0 | 3068.7034 | 0.00026352 | 74 | Commercial_2035_Technical_MW_Before Competition Groups_74 | Thermostat Setback | 0.02635% | 0 | 0.80866 | Commercial_2035_Technical_MW_Before Competition Groups_Thermostat Setback
Commercial | Com ¦ Ozone Laundry Treatment | 2035 | Technical | MW | Before Competition Groups | 0.8002 | 0 | 0 | 3068.7034 | 0.00026076 | 75 | Commercial_2035_Technical_MW_Before Competition Groups_75 | Ozone Laundry Treatment | 0.02608% | 0 | 0.8002 | Commercial_2035_Technical_MW_Before Competition Groups_Ozone Laundry Treatment
Commercial | Com ¦ SYNCHRONOUS BELT | 2035 | Technical | MW | Before Competition Groups | 0.74075 | 0 | 0 | 3068.7034 | 0.00024139 | 76 | Commercial_2035_Technical_MW_Before Competition Groups_76 | SYNCHRONOUS BELT | 0.02414% | 0 | 0.74075 | Commercial_2035_Technical_MW_Before Competition Groups_SYNCHRONOUS BELT
Commercial | Com ¦ PTAC (12 EER/10,000 BTU) | 2035 | Technical | MW | Before Competition Groups | 0.67007 | 0 | 0 | 3068.7034 | 0.00021836 | 77 | Commercial_2035_Technical_MW_Before Competition Groups_77 | PTAC (12 EER/10,000 BTU) | 0.02184% | 0 | 0.67007 | Commercial_2035_Technical_MW_Before Competition Groups_PTAC (12 EER/10,000 BTU)
Commercial | Com ¦ Wall Insulation | 2035 | Technical | MW | Before Competition Groups | 0.59039 | 0 | 0 | 3068.7034 | 0.00019239 | 78 | Commercial_2035_Technical_MW_Before Competition Groups_78 | Wall Insulation | 0.01924% | 0 | 0.59039 | Commercial_2035_Technical_MW_Before Competition Groups_Wall Insulation
Commercial | Com ¦ Solar Preheat Make up Air | 2035 | Technical | MW | Before Competition Groups | 0.58303 | 0 | 0 | 3068.7034 | 0.00018999 | 79 | Commercial_2035_Technical_MW_Before Competition Groups_79 | Solar Preheat Make up Air | 0.019% | 0 | 0.58303 | Commercial_2035_Technical_MW_Before Competition Groups_Solar Preheat Make up Air
Commercial | Com ¦ High Efficiency Chiller (avg of water and air cooled) | 2035 | Technical | MW | Before Competition Groups | 0.46765 | 0 | 0 | 3068.7034 | 0.00015239 | 80 | Commercial_2035_Technical_MW_Before Competition Groups_80 | High Efficiency Chiller (avg of water and air cooled) | 0.01524% | 0 | 0.46765 | Commercial_2035_Technical_MW_Before Competition Groups_High Efficiency Chiller (avg of water and air cooled)
Commercial | Com ¦ Solar Water Preheat (Pools/DHW) | 2035 | Technical | MW | Before Competition Groups | 0.46654 | 0 | 0 | 3068.7034 | 0.00015203 | 81 | Commercial_2035_Technical_MW_Before Competition Groups_81 | Solar Water Preheat (Pools/DHW) | 0.0152% | 0 | 0.46654 | Commercial_2035_Technical_MW_Before Competition Groups_Solar Water Preheat (Pools/DHW)
Commercial | COM ¦ Ductless Mini-Split Heat Pumps | 2035 | Technical | MW | Before Competition Groups | 0.44954 | 0 | 0 | 3068.7034 | 0.00014649 | 82 | Commercial_2035_Technical_MW_Before Competition Groups_82 | Ductless Mini-Split Heat Pumps | 0.01465% | 0 | 0.44954 | Commercial_2035_Technical_MW_Before Competition Groups_Ductless Mini-Split Heat Pumps
Commercial | Com ¦ Efficient compressor motor | 2035 | Technical | MW | Before Competition Groups | 0.44375 | 0 | 0 | 3068.7034 | 0.00014461 | 83 | Commercial_2035_Technical_MW_Before Competition Groups_83 | Efficient compressor motor | 0.01446% | 0 | 0.44375 | Commercial_2035_Technical_MW_Before Competition Groups_Efficient compressor motor
Commercial | Com ¦ Heat Pump Water Heater (50 Gallons) | 2035 | Technical | MW | Before Competition Groups | 0.41844 | 0 | 0 | 3068.7034 | 0.00013636 | 84 | Commercial_2035_Technical_MW_Before Competition Groups_84 | Heat Pump Water Heater (50 Gallons) | 0.01364% | 0 | 0.41844 | Commercial_2035_Technical_MW_Before Competition Groups_Heat Pump Water Heater (50 Gallons)
Commercial | Com ¦ Notched V belts for HVAC Systems | 2035 | Technical | MW | Before Competition Groups | 0.37037 | 0 | 0 | 3068.7034 | 0.00012069 | 85 | Commercial_2035_Technical_MW_Before Competition Groups_85 | Notched V belts for HVAC Systems | 0.01207% | 0 | 0.37037 | Commercial_2035_Technical_MW_Before Competition Groups_Notched V belts for HVAC Systems
Commercial | Com ¦ Commercial Hot Food Holding Cabinets | 2035 | Technical | MW | Before Competition Groups | 0.33615 | 0 | 0 | 3068.7034 | 0.00010954 | 86 | Commercial_2035_Technical_MW_Before Competition Groups_86 | Commercial Hot Food Holding Cabinets | 0.01095% | 0 | 0.33615 | Commercial_2035_Technical_MW_Before Competition Groups_Commercial Hot Food Holding Cabinets
Commercial | Com ¦ ECM MOTORS FOR HVAC APPLICATION (FAN-POWERED VAV BOX) | 2035 | Technical | MW | Before Competition Groups | 0.32705 | 0 | 0 | 3068.7034 | 0.00010658 | 87 | Commercial_2035_Technical_MW_Before Competition Groups_87 | ECM MOTORS FOR HVAC APPLICATION (FAN-POWERED VAV BOX) | 0.01066% | 0 | 0.32705 | Commercial_2035_Technical_MW_Before Competition Groups_ECM MOTORS FOR HVAC APPLICATION (FAN-POWERED VAV BOX)
Commercial | Com ¦ HVAC Optimization | 2035 | Technical | MW | Before Competition Groups | 0.25511 | 0 | 0 | 3068.7034 | 8.3133e-05 | 88 | Commercial_2035_Technical_MW_Before Competition Groups_88 | HVAC Optimization | 0.008313% | 0 | 0.25511 | Commercial_2035_Technical_MW_Before Competition Groups_HVAC Optimization
Commercial | Com ¦ Auto Off Time Switch or Time Clock control | 2035 | Technical | MW | Before Competition Groups | 0.19873 | 0 | 0 | 3068.7034 | 6.4759e-05 | 89 | Commercial_2035_Technical_MW_Before Competition Groups_89 | Auto Off Time Switch or Time Clock control | 0.006476% | 0 | 0.19873 | Commercial_2035_Technical_MW_Before Competition Groups_Auto Off Time Switch or Time Clock control
Commercial | Com ¦ CEE Tier 2/Energy Star Clothes Washers | 2035 | Technical | MW | Before Competition Groups | 0.19737 | 0 | 0 | 3068.7034 | 6.4318e-05 | 90 | Commercial_2035_Technical_MW_Before Competition Groups_90 | CEE Tier 2/Energy Star Clothes Washers | 0.006432% | 0 | 0.19737 | Commercial_2035_Technical_MW_Before Competition Groups_CEE Tier 2/Energy Star Clothes Washers
Commercial | Com ¦ Solar Electric Water Heater (50 Gallon) | 2035 | Technical | MW | Before Competition Groups | 0.17242 | 0 | 0 | 3068.7034 | 5.6186e-05 | 91 | Commercial_2035_Technical_MW_Before Competition Groups_91 | Solar Electric Water Heater (50 Gallon) | 0.005619% | 0 | 0.17242 | Commercial_2035_Technical_MW_Before Competition Groups_Solar Electric Water Heater (50 Gallon)
Commercial | Com ¦ Demand controlled Circulating Systems | 2035 | Technical | MW | Before Competition Groups | 0.12075 | 0 | 0 | 3068.7034 | 3.9349e-05 | 92 | Commercial_2035_Technical_MW_Before Competition Groups_92 | Demand controlled Circulating Systems | 0.003935% | 0 | 0.12075 | Commercial_2035_Technical_MW_Before Competition Groups_Demand controlled Circulating Systems
Commercial | Com ¦ Low Flow Pre-Rinse Spray Nozzle | 2035 | Technical | MW | Before Competition Groups | 0.1126 | 0 | 0 | 3068.7034 | 3.6692e-05 | 93 | Commercial_2035_Technical_MW_Before Competition Groups_93 | Low Flow Pre-Rinse Spray Nozzle | 0.003669% | 0 | 0.1126 | Commercial_2035_Technical_MW_Before Competition Groups_Low Flow Pre-Rinse Spray Nozzle
Commercial | Com ¦ Energy Recovery Ventilation and Ventilation (Enhanced) | 2035 | Technical | MW | Before Competition Groups | 0.045982 | 0 | 0 | 3068.7034 | 1.4984e-05 | 94 | Commercial_2035_Technical_MW_Before Competition Groups_94 | Energy Recovery Ventilation and Ventilation (Enhanced) | 0.001498% | 0 | 0.045982 | Commercial_2035_Technical_MW_Before Competition Groups_Energy Recovery Ventilation and Ventilation (Enhanced)
Commercial | Com ¦ Condensing Unit Heaters or other Efficient Unit Heating System | 2035 | Technical | MW | Before Competition Groups | 0.042055 | 0 | 0 | 3068.7034 | 1.3704e-05 | 95 | Commercial_2035_Technical_MW_Before Competition Groups_95 | Condensing Unit Heaters or other Efficient Unit Heating System | 0.00137% | 0 | 0.042055 | Commercial_2035_Technical_MW_Before Competition Groups_Condensing Unit Heaters or other Efficient Unit Heating System
Commercial | Com ¦ VSD Air Compressor | 2035 | Technical | MW | Before Competition Groups | 0.036962 | 0 | 0 | 3068.7034 | 1.2045e-05 | 96 | Commercial_2035_Technical_MW_Before Competition Groups_96 | VSD Air Compressor | 0.001204% | 0 | 0.036962 | Commercial_2035_Technical_MW_Before Competition Groups_VSD Air Compressor
Commercial | Com ¦ eCube | 2035 | Technical | MW | Before Competition Groups | 0.036774 | 0 | 0 | 3068.7034 | 1.1983e-05 | 97 | Commercial_2035_Technical_MW_Before Competition Groups_97 | eCube | 0.001198% | 0 | 0.036774 | Commercial_2035_Technical_MW_Before Competition Groups_eCube
Commercial | Com ¦ EC Plug Fan for Data Center (under cabinet) | 2035 | Technical | MW | Before Competition Groups | 0.025447 | 0 | 0 | 3068.7034 | 8.2925e-06 | 98 | Commercial_2035_Technical_MW_Before Competition Groups_98 | EC Plug Fan for Data Center (under cabinet) | 0.0008293% | 0 | 0.025447 | Commercial_2035_Technical_MW_Before Competition Groups_EC Plug Fan for Data Center (under cabinet)
Commercial | Com ¦ Exterior Photocell | 2035 | Technical | MW | Before Competition Groups | 0.01368 | 0 | 0 | 3068.7034 | 4.4581e-06 | 99 | Commercial_2035_Technical_MW_Before Competition Groups_99 | Exterior Photocell | 0.0004458% | 0 | 0.01368 | Commercial_2035_Technical_MW_Before Competition Groups_Exterior Photocell
Commercial | Com ¦ Air Curtains | 2035 | Technical | MW | Before Competition Groups | 0.007657 | 0 | 0 | 3068.7034 | 2.4952e-06 | 100 | Commercial_2035_Technical_MW_Before Competition Groups_100 | Air Curtains | 0.0002495% | 0 | 0.007657 | Commercial_2035_Technical_MW_Before Competition Groups_Air Curtains
Commercial | Com ¦ High Efficiency Induction Cooking | 2035 | Technical | MW | Before Competition Groups | 0.0014671 | 0 | 0 | 3068.7034 | 4.7808e-07 | 101 | Commercial_2035_Technical_MW_Before Competition Groups_101 | High Efficiency Induction Cooking | 4.781e-05% | 0 | 0.0014671 | Commercial_2035_Technical_MW_Before Competition Groups_High Efficiency Induction Cooking
Commercial | Com ¦ Electric Convection Combination Ovens | 2035 | Technical | MW | Before Competition Groups | 0.00046301 | 0 | 0 | 3068.7034 | 1.5088e-07 | 102 | Commercial_2035_Technical_MW_Before Competition Groups_102 | Electric Convection Combination Ovens | 1.509e-05% | 0 | 0.00046301 | Commercial_2035_Technical_MW_Before Competition Groups_Electric Convection Combination Ovens
Commercial | Com ¦ Building Recommissioning, Operations and Maintenance (O&M) Improvements | 2036 | Economic | MW | Before Competition Groups | 219.3245 | 0 | 0 | 2056.4447 | 0.10665 | 1 | Commercial_2036_Economic_MW_Before Competition Groups_1 | Building Recommissioning, Operations and Maintenance (O&M) Improvements | 10.67% | 0 | 219.3245 | Commercial_2036_Economic_MW_Before Competition Groups_Building Recommissioning, Operations and Maintenance (O&M) Improvements
Commercial | Com ¦ High Efficiency Air Source Heat Pump | 2036 | Economic | MW | Before Competition Groups | 211.6808 | 0 | 0 | 2056.4447 | 0.10294 | 2 | Commercial_2036_Economic_MW_Before Competition Groups_2 | High Efficiency Air Source Heat Pump | 10.29% | 0 | 211.6808 | Commercial_2036_Economic_MW_Before Competition Groups_High Efficiency Air Source Heat Pump
Commercial | Com ¦ Education and Capacity Building/Energy Behavior | 2036 | Economic | MW | Before Competition Groups | 197.4147 | 0 | 0 | 2056.4447 | 0.095998 | 3 | Commercial_2036_Economic_MW_Before Competition Groups_3 | Education and Capacity Building/Energy Behavior | 9.6% | 0 | 197.4147 | Commercial_2036_Economic_MW_Before Competition Groups_Education and Capacity Building/Energy Behavior
Commercial | Com ¦ LED Low/High Bay | 2036 | Economic | MW | Before Competition Groups | 157.6863 | 0 | 0 | 2056.4447 | 0.076679 | 4 | Commercial_2036_Economic_MW_Before Competition Groups_4 | LED Low/High Bay | 7.668% | 0 | 157.6863 | Commercial_2036_Economic_MW_Before Competition Groups_LED Low/High Bay
Commercial | Com ¦ Unitary Air-Conditioning Unit | 2036 | Economic | MW | Before Competition Groups | 140.0541 | 0 | 0 | 2056.4447 | 0.068105 | 5 | Commercial_2036_Economic_MW_Before Competition Groups_5 | Unitary Air-Conditioning Unit | 6.81% | 0 | 140.0541 | Commercial_2036_Economic_MW_Before Competition Groups_Unitary Air-Conditioning Unit
Commercial | Com ¦ ENERGY STAR LED LAMPS (REFLECTOR LAMPs/MR16/PAR 16) | 2036 | Economic | MW | Before Competition Groups | 124.8684 | 0 | 0 | 2056.4447 | 0.060721 | 6 | Commercial_2036_Economic_MW_Before Competition Groups_6 | ENERGY STAR LED LAMPS (REFLECTOR LAMPs/MR16/PAR 16) | 6.072% | 0 | 124.8684 | Commercial_2036_Economic_MW_Before Competition Groups_ENERGY STAR LED LAMPS (REFLECTOR LAMPs/MR16/PAR 16)
Commercial | Com ¦ LED Troffer/Surface/Suspended | 2036 | Economic | MW | Before Competition Groups | 117.4385 | 0 | 0 | 2056.4447 | 0.057108 | 7 | Commercial_2036_Economic_MW_Before Competition Groups_7 | LED Troffer/Surface/Suspended | 5.711% | 0 | 117.4385 | Commercial_2036_Economic_MW_Before Competition Groups_LED Troffer/Surface/Suspended
Commercial | Com ¦ LED Replacement Lamp (Tube) | 2036 | Economic | MW | Before Competition Groups | 102.9739 | 0 | 0 | 2056.4447 | 0.050074 | 8 | Commercial_2036_Economic_MW_Before Competition Groups_8 | LED Replacement Lamp (Tube) | 5.007% | 0 | 102.9739 | Commercial_2036_Economic_MW_Before Competition Groups_LED Replacement Lamp (Tube)
Commercial | Com ¦ Advanced BAS/Controllers | 2036 | Economic | MW | Before Competition Groups | 98.1219 | 0 | 0 | 2056.4447 | 0.047714 | 9 | Commercial_2036_Economic_MW_Before Competition Groups_9 | Advanced BAS/Controllers | 4.771% | 0 | 98.1219 | Commercial_2036_Economic_MW_Before Competition Groups_Advanced BAS/Controllers
Commercial | Com ¦ LLLC - High Impact Application | 2036 | Economic | MW | Before Competition Groups | 62.6407 | 0 | 0 | 2056.4447 | 0.030461 | 10 | Commercial_2036_Economic_MW_Before Competition Groups_10 | LLLC - High Impact Application | 3.046% | 0 | 62.6407 | Commercial_2036_Economic_MW_Before Competition Groups_LLLC - High Impact Application
Commercial | Com ¦ Refrigerated Display Case Doors | 2036 | Economic | MW | Before Competition Groups | 47.2575 | 0 | 0 | 2056.4447 | 0.02298 | 11 | Commercial_2036_Economic_MW_Before Competition Groups_11 | Refrigerated Display Case Doors | 2.298% | 0 | 47.2575 | Commercial_2036_Economic_MW_Before Competition Groups_Refrigerated Display Case Doors
Commercial | Com ¦ Adaptive Thermostats | 2036 | Economic | MW | Before Competition Groups | 44.1137 | 0 | 0 | 2056.4447 | 0.021451 | 12 | Commercial_2036_Economic_MW_Before Competition Groups_12 | Adaptive Thermostats | 2.145% | 0 | 44.1137 | Commercial_2036_Economic_MW_Before Competition Groups_Adaptive Thermostats
Commercial | Com ¦ Reach-in Shaded Pole to ECM/PSC Evaporator Fan Motor | 2036 | Economic | MW | Before Competition Groups | 40.2514 | 0 | 0 | 2056.4447 | 0.019573 | 13 | Commercial_2036_Economic_MW_Before Competition Groups_13 | Reach-in Shaded Pole to ECM/PSC Evaporator Fan Motor | 1.957% | 0 | 40.2514 | Commercial_2036_Economic_MW_Before Competition Groups_Reach-in Shaded Pole to ECM/PSC Evaporator Fan Motor
Commercial | Com ¦ LLLC - Low Impact Application | 2036 | Economic | MW | Before Competition Groups | 38.5673 | 0 | 0 | 2056.4447 | 0.018754 | 14 | Commercial_2036_Economic_MW_Before Competition Groups_14 | LLLC - Low Impact Application | 1.875% | 0 | 38.5673 | Commercial_2036_Economic_MW_Before Competition Groups_LLLC - Low Impact Application
Commercial | Com ¦ Data Center Storage/Server Virtualization | 2036 | Economic | MW | Before Competition Groups | 37.5991 | 0 | 0 | 2056.4447 | 0.018284 | 15 | Commercial_2036_Economic_MW_Before Competition Groups_15 | Data Center Storage/Server Virtualization | 1.828% | 0 | 37.5991 | Commercial_2036_Economic_MW_Before Competition Groups_Data Center Storage/Server Virtualization
Commercial | Com ¦ Demand Control Ventilation | 2036 | Economic | MW | Before Competition Groups | 36.7141 | 0 | 0 | 2056.4447 | 0.017853 | 16 | Commercial_2036_Economic_MW_Before Competition Groups_16 | Demand Control Ventilation | 1.785% | 0 | 36.7141 | Commercial_2036_Economic_MW_Before Competition Groups_Demand Control Ventilation
Commercial | Com ¦ Chilled Water Optimization | 2036 | Economic | MW | Before Competition Groups | 34.8887 | 0 | 0 | 2056.4447 | 0.016966 | 17 | Commercial_2036_Economic_MW_Before Competition Groups_17 | Chilled Water Optimization | 1.697% | 0 | 34.8887 | Commercial_2036_Economic_MW_Before Competition Groups_Chilled Water Optimization
Commercial | Com ¦ Strip Curtains | 2036 | Economic | MW | Before Competition Groups | 32.6569 | 0 | 0 | 2056.4447 | 0.01588 | 18 | Commercial_2036_Economic_MW_Before Competition Groups_18 | Strip Curtains | 1.588% | 0 | 32.6569 | Commercial_2036_Economic_MW_Before Competition Groups_Strip Curtains
Commercial | Com ¦ LED or Equivalent Sign Lighting | 2036 | Economic | MW | Before Competition Groups | 28.3398 | 0 | 0 | 2056.4447 | 0.013781 | 19 | Commercial_2036_Economic_MW_Before Competition Groups_19 | LED or Equivalent Sign Lighting | 1.378% | 0 | 28.3398 | Commercial_2036_Economic_MW_Before Competition Groups_LED or Equivalent Sign Lighting
Commercial | Com ¦ Furnace Tune-Up | 2036 | Economic | MW | Before Competition Groups | 26.1909 | 0 | 0 | 2056.4447 | 0.012736 | 20 | Commercial_2036_Economic_MW_Before Competition Groups_20 | Furnace Tune-Up | 1.274% | 0 | 26.1909 | Commercial_2036_Economic_MW_Before Competition Groups_Furnace Tune-Up
Commercial | Com ¦ Centrally controlled desktop PC/NETWORK PC POWER MANAGEMENT SOFTWARE | 2036 | Economic | MW | Before Competition Groups | 25.5071 | 0 | 0 | 2056.4447 | 0.012404 | 21 | Commercial_2036_Economic_MW_Before Competition Groups_21 | Centrally controlled desktop PC/NETWORK PC POWER MANAGEMENT SOFTWARE | 1.24% | 0 | 25.5071 | Commercial_2036_Economic_MW_Before Competition Groups_Centrally controlled desktop PC/NETWORK PC POWER MANAGEMENT SOFTWARE
Commercial | Com ¦ Variable Frequency Drive (VFD) | 2036 | Economic | MW | Before Competition Groups | 18.2293 | 0 | 0 | 2056.4447 | 0.0088645 | 22 | Commercial_2036_Economic_MW_Before Competition Groups_22 | Variable Frequency Drive (VFD) | 0.8864% | 0 | 18.2293 | Commercial_2036_Economic_MW_Before Competition Groups_Variable Frequency Drive (VFD)
Commercial | Com ¦ Refrigerated Display Case LED | 2036 | Economic | MW | Before Competition Groups | 17.4904 | 0 | 0 | 2056.4447 | 0.0085051 | 23 | Commercial_2036_Economic_MW_Before Competition Groups_23 | Refrigerated Display Case LED | 0.8505% | 0 | 17.4904 | Commercial_2036_Economic_MW_Before Competition Groups_Refrigerated Display Case LED
Commercial | Com ¦ VFD on Pumps | 2036 | Economic | MW | Before Competition Groups | 17.0604 | 0 | 0 | 2056.4447 | 0.0082961 | 24 | Commercial_2036_Economic_MW_Before Competition Groups_24 | VFD on Pumps | 0.8296% | 0 | 17.0604 | Commercial_2036_Economic_MW_Before Competition Groups_VFD on Pumps
Commercial | Com ¦ ENERGY STAR LED LAMPS (General Service Lamps) | 2036 | Economic | MW | Before Competition Groups | 16.5535 | 0 | 0 | 2056.4447 | 0.0080496 | 25 | Commercial_2036_Economic_MW_Before Competition Groups_25 | ENERGY STAR LED LAMPS (General Service Lamps) | 0.805% | 0 | 16.5535 | Commercial_2036_Economic_MW_Before Competition Groups_ENERGY STAR LED LAMPS (General Service Lamps)
Commercial | Com ¦ Air Handler with Dedicated Outdoor Air Systems | 2036 | Economic | MW | Before Competition Groups | 13.9133 | 0 | 0 | 2056.4447 | 0.0067657 | 26 | Commercial_2036_Economic_MW_Before Competition Groups_26 | Air Handler with Dedicated Outdoor Air Systems | 0.6766% | 0 | 13.9133 | Commercial_2036_Economic_MW_Before Competition Groups_Air Handler with Dedicated Outdoor Air Systems
Commercial | Com ¦ Demand Control Kitchen Ventilation | 2036 | Economic | MW | Before Competition Groups | 12.1919 | 0 | 0 | 2056.4447 | 0.0059287 | 27 | Commercial_2036_Economic_MW_Before Competition Groups_27 | Demand Control Kitchen Ventilation | 0.5929% | 0 | 12.1919 | Commercial_2036_Economic_MW_Before Competition Groups_Demand Control Kitchen Ventilation
Commercial | Com ¦ Water Source Heat Pump (4 ton) | 2036 | Economic | MW | Before Competition Groups | 11.4093 | 0 | 0 | 2056.4447 | 0.0055481 | 28 | Commercial_2036_Economic_MW_Before Competition Groups_28 | Water Source Heat Pump (4 ton) | 0.5548% | 0 | 11.4093 | Commercial_2036_Economic_MW_Before Competition Groups_Water Source Heat Pump (4 ton)
Commercial | Com ¦ Occupancy Sensors | 2036 | Economic | MW | Before Competition Groups | 10.6482 | 0 | 0 | 2056.4447 | 0.005178 | 29 | Commercial_2036_Economic_MW_Before Competition Groups_29 | Occupancy Sensors | 0.5178% | 0 | 10.6482 | Commercial_2036_Economic_MW_Before Competition Groups_Occupancy Sensors
Commercial | Com ¦ ECM MOTORS FOR EVAPORATOR FANS for refrigeration (WALK-IN) | 2036 | Economic | MW | Before Competition Groups | 9.4829 | 0 | 0 | 2056.4447 | 0.0046113 | 30 | Commercial_2036_Economic_MW_Before Competition Groups_30 | ECM MOTORS FOR EVAPORATOR FANS for refrigeration (WALK-IN) | 0.4611% | 0 | 9.4829 | Commercial_2036_Economic_MW_Before Competition Groups_ECM MOTORS FOR EVAPORATOR FANS for refrigeration (WALK-IN)
Commercial | Com ¦ Networked/Connected - High Impact Application | 2036 | Economic | MW | Before Competition Groups | 8.4401 | 0 | 0 | 2056.4447 | 0.0041042 | 31 | Commercial_2036_Economic_MW_Before Competition Groups_31 | Networked/Connected - High Impact Application | 0.4104% | 0 | 8.4401 | Commercial_2036_Economic_MW_Before Competition Groups_Networked/Connected - High Impact Application
Commercial | Com ¦ Freezer Case Light Sensor | 2036 | Economic | MW | Before Competition Groups | 8.2048 | 0 | 0 | 2056.4447 | 0.0039898 | 32 | Commercial_2036_Economic_MW_Before Competition Groups_32 | Freezer Case Light Sensor | 0.399% | 0 | 8.2048 | Commercial_2036_Economic_MW_Before Competition Groups_Freezer Case Light Sensor
Commercial | Com ¦ Evaporator Fan Controls | 2036 | Economic | MW | Before Competition Groups | 7.9935 | 0 | 0 | 2056.4447 | 0.003887 | 33 | Commercial_2036_Economic_MW_Before Competition Groups_33 | Evaporator Fan Controls | 0.3887% | 0 | 7.9935 | Commercial_2036_Economic_MW_Before Competition Groups_Evaporator Fan Controls
Commercial | Com ¦ ENERGY STAR Griddle (74% eff) | 2036 | Economic | MW | Before Competition Groups | 7.9691 | 0 | 0 | 2056.4447 | 0.0038752 | 34 | Commercial_2036_Economic_MW_Before Competition Groups_34 | ENERGY STAR Griddle (74% eff) | 0.3875% | 0 | 7.9691 | Commercial_2036_Economic_MW_Before Competition Groups_ENERGY STAR Griddle (74% eff)
Commercial | Com ¦ LED EXTERIOR AREA LIGHTS - LED fixture (200W) | 2036 | Economic | MW | Before Competition Groups | 7.0625 | 0 | 0 | 2056.4447 | 0.0034343 | 35 | Commercial_2036_Economic_MW_Before Competition Groups_35 | LED EXTERIOR AREA LIGHTS - LED fixture (200W) | 0.3434% | 0 | 7.0625 | Commercial_2036_Economic_MW_Before Competition Groups_LED EXTERIOR AREA LIGHTS - LED fixture (200W)
Commercial | Com ¦ LED parking lot fixture | 2036 | Economic | MW | Before Competition Groups | 6.7231 | 0 | 0 | 2056.4447 | 0.0032693 | 36 | Commercial_2036_Economic_MW_Before Competition Groups_36 | LED parking lot fixture | 0.3269% | 0 | 6.7231 | Commercial_2036_Economic_MW_Before Competition Groups_LED parking lot fixture
Commercial | Com ¦ Door Gasket Freezer/Refrigerator | 2036 | Economic | MW | Before Competition Groups | 6.1417 | 0 | 0 | 2056.4447 | 0.0029866 | 37 | Commercial_2036_Economic_MW_Before Competition Groups_37 | Door Gasket Freezer/Refrigerator | 0.2987% | 0 | 6.1417 | Commercial_2036_Economic_MW_Before Competition Groups_Door Gasket Freezer/Refrigerator
Commercial | Com ¦ Elec Storage WH 2.30 Et | 2036 | Economic | MW | Before Competition Groups | 5.7027 | 0 | 0 | 2056.4447 | 0.0027731 | 38 | Commercial_2036_Economic_MW_Before Competition Groups_38 | Elec Storage WH 2.30 Et | 0.2773% | 0 | 5.7027 | Commercial_2036_Economic_MW_Before Competition Groups_Elec Storage WH 2.30 Et
Commercial | Com ¦ BEVERAGE VENDING MACHINE CONTROLS | 2036 | Economic | MW | Before Competition Groups | 5.0702 | 0 | 0 | 2056.4447 | 0.0024655 | 39 | Commercial_2036_Economic_MW_Before Competition Groups_39 | BEVERAGE VENDING MACHINE CONTROLS | 0.2465% | 0 | 5.0702 | Commercial_2036_Economic_MW_Before Competition Groups_BEVERAGE VENDING MACHINE CONTROLS
Commercial | Com ¦ Duct Insulation, R8 | 2036 | Economic | MW | Before Competition Groups | 4.808 | 0 | 0 | 2056.4447 | 0.002338 | 40 | Commercial_2036_Economic_MW_Before Competition Groups_40 | Duct Insulation, R8 | 0.2338% | 0 | 4.808 | Commercial_2036_Economic_MW_Before Competition Groups_Duct Insulation, R8
Commercial | Com ¦ LED street light fixture | 2036 | Economic | MW | Before Competition Groups | 4.3186 | 0 | 0 | 2056.4447 | 0.0021 | 41 | Commercial_2036_Economic_MW_Before Competition Groups_41 | LED street light fixture | 0.21% | 0 | 4.3186 | Commercial_2036_Economic_MW_Before Competition Groups_LED street light fixture
Commercial | Com ¦ CO Sensors for parking garage exhaust fans | 2036 | Economic | MW | Before Competition Groups | 3.4214 | 0 | 0 | 2056.4447 | 0.0016637 | 42 | Commercial_2036_Economic_MW_Before Competition Groups_42 | CO Sensors for parking garage exhaust fans | 0.1664% | 0 | 3.4214 | Commercial_2036_Economic_MW_Before Competition Groups_CO Sensors for parking garage exhaust fans
Commercial | Com ¦ Networked/Connected - Low Impact Application | 2036 | Economic | MW | Before Competition Groups | 3.1751 | 0 | 0 | 2056.4447 | 0.001544 | 43 | Commercial_2036_Economic_MW_Before Competition Groups_43 | Networked/Connected - Low Impact Application | 0.1544% | 0 | 3.1751 | Commercial_2036_Economic_MW_Before Competition Groups_Networked/Connected - Low Impact Application
Commercial | Com ¦ Temperature Adjustment in Commercial Freezers | 2036 | Economic | MW | Before Competition Groups | 2.9224 | 0 | 0 | 2056.4447 | 0.0014211 | 44 | Commercial_2036_Economic_MW_Before Competition Groups_44 | Temperature Adjustment in Commercial Freezers | 0.1421% | 0 | 2.9224 | Commercial_2036_Economic_MW_Before Competition Groups_Temperature Adjustment in Commercial Freezers
Commercial | Com ¦ Vertical Night Covers | 2036 | Economic | MW | Before Competition Groups | 2.4167 | 0 | 0 | 2056.4447 | 0.0011752 | 45 | Commercial_2036_Economic_MW_Before Competition Groups_45 | Vertical Night Covers | 0.1175% | 0 | 2.4167 | Commercial_2036_Economic_MW_Before Competition Groups_Vertical Night Covers
Commercial | Com ¦ Energy Efficient Laboratory Fume Hood | 2036 | Economic | MW | Before Competition Groups | 2.3629 | 0 | 0 | 2056.4447 | 0.001149 | 46 | Commercial_2036_Economic_MW_Before Competition Groups_46 | Energy Efficient Laboratory Fume Hood | 0.1149% | 0 | 2.3629 | Commercial_2036_Economic_MW_Before Competition Groups_Energy Efficient Laboratory Fume Hood
Commercial | Com ¦ ENERGY STAR Fryer (84% eff) | 2036 | Economic | MW | Before Competition Groups | 2.3213 | 0 | 0 | 2056.4447 | 0.0011288 | 47 | Commercial_2036_Economic_MW_Before Competition Groups_47 | ENERGY STAR Fryer (84% eff) | 0.1129% | 0 | 2.3213 | Commercial_2036_Economic_MW_Before Competition Groups_ENERGY STAR Fryer (84% eff)
Commercial | Com ¦ Outside Air Economizer | 2036 | Economic | MW | Before Competition Groups | 1.9932 | 0 | 0 | 2056.4447 | 0.00096923 | 48 | Commercial_2036_Economic_MW_Before Competition Groups_48 | Outside Air Economizer | 0.09692% | 0 | 1.9932 | Commercial_2036_Economic_MW_Before Competition Groups_Outside Air Economizer
Commercial | Com ¦ Water Heating (DHW) Pipe Insulation (Add 3/4\ Foam)" | 2036 | Economic | MW | Before Competition Groups | 1.8442 | 0 | 0 | 2056.4447 | 0.0008968 | 49 | Commercial_2036_Economic_MW_Before Competition Groups_49 | Water Heating (DHW) Pipe Insulation (Add 3/4\ Foam)" | 0.08968% | 0 | 1.8442 | Commercial_2036_Economic_MW_Before Competition Groups_Water Heating (DHW) Pipe Insulation (Add 3/4\ Foam)"
Commercial | Com ¦ ENERGY STAR Dishwasher | 2036 | Economic | MW | Before Competition Groups | 1.5689 | 0 | 0 | 2056.4447 | 0.00076292 | 50 | Commercial_2036_Economic_MW_Before Competition Groups_50 | ENERGY STAR Dishwasher | 0.07629% | 0 | 1.5689 | Commercial_2036_Economic_MW_Before Competition Groups_ENERGY STAR Dishwasher
Commercial | Com ¦ ENERGY STAR Steam Cookers | 2036 | Economic | MW | Before Competition Groups | 1.5197 | 0 | 0 | 2056.4447 | 0.00073898 | 51 | Commercial_2036_Economic_MW_Before Competition Groups_51 | ENERGY STAR Steam Cookers | 0.0739% | 0 | 1.5197 | Commercial_2036_Economic_MW_Before Competition Groups_ENERGY STAR Steam Cookers
Commercial | Com ¦ Condensing Make Up Air Unit | 2036 | Economic | MW | Before Competition Groups | 1.3688 | 0 | 0 | 2056.4447 | 0.00066563 | 52 | Commercial_2036_Economic_MW_Before Competition Groups_52 | Condensing Make Up Air Unit | 0.06656% | 0 | 1.3688 | Commercial_2036_Economic_MW_Before Competition Groups_Condensing Make Up Air Unit
Commercial | Com ¦ Suction Pipe Insulation Freezer/Refrigerator | 2036 | Economic | MW | Before Competition Groups | 1.256 | 0 | 0 | 2056.4447 | 0.00061077 | 53 | Commercial_2036_Economic_MW_Before Competition Groups_53 | Suction Pipe Insulation Freezer/Refrigerator | 0.06108% | 0 | 1.256 | Commercial_2036_Economic_MW_Before Competition Groups_Suction Pipe Insulation Freezer/Refrigerator
Commercial | Com ¦ High Efficiency Small Instantaneous Water Heater | 2036 | Economic | MW | Before Competition Groups | 1.0425 | 0 | 0 | 2056.4447 | 0.00050696 | 54 | Commercial_2036_Economic_MW_Before Competition Groups_54 | High Efficiency Small Instantaneous Water Heater | 0.0507% | 0 | 1.0425 | Commercial_2036_Economic_MW_Before Competition Groups_High Efficiency Small Instantaneous Water Heater
Commercial | Com ¦ Thermostat Setback | 2036 | Economic | MW | Before Competition Groups | 0.82353 | 0 | 0 | 2056.4447 | 0.00040046 | 55 | Commercial_2036_Economic_MW_Before Competition Groups_55 | Thermostat Setback | 0.04005% | 0 | 0.82353 | Commercial_2036_Economic_MW_Before Competition Groups_Thermostat Setback
Commercial | Com ¦ Ozone Laundry Treatment | 2036 | Economic | MW | Before Competition Groups | 0.80521 | 0 | 0 | 2056.4447 | 0.00039155 | 56 | Commercial_2036_Economic_MW_Before Competition Groups_56 | Ozone Laundry Treatment | 0.03916% | 0 | 0.80521 | Commercial_2036_Economic_MW_Before Competition Groups_Ozone Laundry Treatment
Commercial | Com ¦ PTAC (12 EER/10,000 BTU) | 2036 | Economic | MW | Before Competition Groups | 0.66701 | 0 | 0 | 2056.4447 | 0.00032435 | 57 | Commercial_2036_Economic_MW_Before Competition Groups_57 | PTAC (12 EER/10,000 BTU) | 0.03244% | 0 | 0.66701 | Commercial_2036_Economic_MW_Before Competition Groups_PTAC (12 EER/10,000 BTU)
Commercial | Com ¦ Solar Water Preheat (Pools/DHW) | 2036 | Economic | MW | Before Competition Groups | 0.48476 | 0 | 0 | 2056.4447 | 0.00023573 | 58 | Commercial_2036_Economic_MW_Before Competition Groups_58 | Solar Water Preheat (Pools/DHW) | 0.02357% | 0 | 0.48476 | Commercial_2036_Economic_MW_Before Competition Groups_Solar Water Preheat (Pools/DHW)
Commercial | COM ¦ Ductless Mini-Split Heat Pumps | 2036 | Economic | MW | Before Competition Groups | 0.46697 | 0 | 0 | 2056.4447 | 0.00022708 | 59 | Commercial_2036_Economic_MW_Before Competition Groups_59 | Ductless Mini-Split Heat Pumps | 0.02271% | 0 | 0.46697 | Commercial_2036_Economic_MW_Before Competition Groups_Ductless Mini-Split Heat Pumps
Commercial | Com ¦ ECM MOTORS FOR HVAC APPLICATION (FAN-POWERED VAV BOX) | 2036 | Economic | MW | Before Competition Groups | 0.32765 | 0 | 0 | 2056.4447 | 0.00015933 | 60 | Commercial_2036_Economic_MW_Before Competition Groups_60 | ECM MOTORS FOR HVAC APPLICATION (FAN-POWERED VAV BOX) | 0.01593% | 0 | 0.32765 | Commercial_2036_Economic_MW_Before Competition Groups_ECM MOTORS FOR HVAC APPLICATION (FAN-POWERED VAV BOX)
Commercial | Com ¦ Notched V belts for HVAC Systems | 2036 | Economic | MW | Before Competition Groups | 0.28226 | 0 | 0 | 2056.4447 | 0.00013726 | 61 | Commercial_2036_Economic_MW_Before Competition Groups_61 | Notched V belts for HVAC Systems | 0.01373% | 0 | 0.28226 | Commercial_2036_Economic_MW_Before Competition Groups_Notched V belts for HVAC Systems
Commercial | Com ¦ Efficient compressor motor | 2036 | Economic | MW | Before Competition Groups | 0.24667 | 0 | 0 | 2056.4447 | 0.00011995 | 62 | Commercial_2036_Economic_MW_Before Competition Groups_62 | Efficient compressor motor | 0.01199% | 0 | 0.24667 | Commercial_2036_Economic_MW_Before Competition Groups_Efficient compressor motor
Commercial | Com ¦ CEE Tier 2/Energy Star Clothes Washers | 2036 | Economic | MW | Before Competition Groups | 0.20227 | 0 | 0 | 2056.4447 | 9.836e-05 | 63 | Commercial_2036_Economic_MW_Before Competition Groups_63 | CEE Tier 2/Energy Star Clothes Washers | 0.009836% | 0 | 0.20227 | Commercial_2036_Economic_MW_Before Competition Groups_CEE Tier 2/Energy Star Clothes Washers
Commercial | Com ¦ Auto Off Time Switch or Time Clock control | 2036 | Economic | MW | Before Competition Groups | 0.20035 | 0 | 0 | 2056.4447 | 9.7425e-05 | 64 | Commercial_2036_Economic_MW_Before Competition Groups_64 | Auto Off Time Switch or Time Clock control | 0.009742% | 0 | 0.20035 | Commercial_2036_Economic_MW_Before Competition Groups_Auto Off Time Switch or Time Clock control
Commercial | Com ¦ HVAC Optimization | 2036 | Economic | MW | Before Competition Groups | 0.14708 | 0 | 0 | 2056.4447 | 7.1522e-05 | 65 | Commercial_2036_Economic_MW_Before Competition Groups_65 | HVAC Optimization | 0.007152% | 0 | 0.14708 | Commercial_2036_Economic_MW_Before Competition Groups_HVAC Optimization
Commercial | Com ¦ Commercial Hot Food Holding Cabinets | 2036 | Economic | MW | Before Competition Groups | 0.13185 | 0 | 0 | 2056.4447 | 6.4115e-05 | 66 | Commercial_2036_Economic_MW_Before Competition Groups_66 | Commercial Hot Food Holding Cabinets | 0.006411% | 0 | 0.13185 | Commercial_2036_Economic_MW_Before Competition Groups_Commercial Hot Food Holding Cabinets
Commercial | Com ¦ LED RECESSED DOWNLIGHTS | 2036 | Economic | MW | Before Competition Groups | 0.12134 | 0 | 0 | 2056.4447 | 5.9007e-05 | 67 | Commercial_2036_Economic_MW_Before Competition Groups_67 | LED RECESSED DOWNLIGHTS | 0.005901% | 0 | 0.12134 | Commercial_2036_Economic_MW_Before Competition Groups_LED RECESSED DOWNLIGHTS
Commercial | Com ¦ Demand controlled Circulating Systems | 2036 | Economic | MW | Before Competition Groups | 0.11832 | 0 | 0 | 2056.4447 | 5.7538e-05 | 68 | Commercial_2036_Economic_MW_Before Competition Groups_68 | Demand controlled Circulating Systems | 0.005754% | 0 | 0.11832 | Commercial_2036_Economic_MW_Before Competition Groups_Demand controlled Circulating Systems
Commercial | Com ¦ Low Flow Pre-Rinse Spray Nozzle | 2036 | Economic | MW | Before Competition Groups | 0.11312 | 0 | 0 | 2056.4447 | 5.5006e-05 | 69 | Commercial_2036_Economic_MW_Before Competition Groups_69 | Low Flow Pre-Rinse Spray Nozzle | 0.005501% | 0 | 0.11312 | Commercial_2036_Economic_MW_Before Competition Groups_Low Flow Pre-Rinse Spray Nozzle
Commercial | Com ¦ Room AC (w/ louvered sides) 14 SEER from 12 SEER code | 2036 | Economic | MW | Before Competition Groups | 0.10724 | 0 | 0 | 2056.4447 | 5.2149e-05 | 70 | Commercial_2036_Economic_MW_Before Competition Groups_70 | Room AC (w/ louvered sides) 14 SEER from 12 SEER code | 0.005215% | 0 | 0.10724 | Commercial_2036_Economic_MW_Before Competition Groups_Room AC (w/ louvered sides) 14 SEER from 12 SEER code
Commercial | Com ¦ Energy Recovery Ventilation and Ventilation (Enhanced) | 2036 | Economic | MW | Before Competition Groups | 0.066043 | 0 | 0 | 2056.4447 | 3.2115e-05 | 71 | Commercial_2036_Economic_MW_Before Competition Groups_71 | Energy Recovery Ventilation and Ventilation (Enhanced) | 0.003212% | 0 | 0.066043 | Commercial_2036_Economic_MW_Before Competition Groups_Energy Recovery Ventilation and Ventilation (Enhanced)
Commercial | Com ¦ Wall Insulation | 2036 | Economic | MW | Before Competition Groups | 0.062722 | 0 | 0 | 2056.4447 | 3.05e-05 | 72 | Commercial_2036_Economic_MW_Before Competition Groups_72 | Wall Insulation | 0.00305% | 0 | 0.062722 | Commercial_2036_Economic_MW_Before Competition Groups_Wall Insulation
Commercial | Com ¦ High Efficiency Chiller (avg of water and air cooled) | 2036 | Economic | MW | Before Competition Groups | 0.053973 | 0 | 0 | 2056.4447 | 2.6246e-05 | 73 | Commercial_2036_Economic_MW_Before Competition Groups_73 | High Efficiency Chiller (avg of water and air cooled) | 0.002625% | 0 | 0.053973 | Commercial_2036_Economic_MW_Before Competition Groups_High Efficiency Chiller (avg of water and air cooled)
Commercial | Com ¦ Condensing Unit Heaters or other Efficient Unit Heating System | 2036 | Economic | MW | Before Competition Groups | 0.041209 | 0 | 0 | 2056.4447 | 2.0039e-05 | 74 | Commercial_2036_Economic_MW_Before Competition Groups_74 | Condensing Unit Heaters or other Efficient Unit Heating System | 0.002004% | 0 | 0.041209 | Commercial_2036_Economic_MW_Before Competition Groups_Condensing Unit Heaters or other Efficient Unit Heating System
Commercial | Com ¦ VSD Air Compressor | 2036 | Economic | MW | Before Competition Groups | 0.03829 | 0 | 0 | 2056.4447 | 1.862e-05 | 75 | Commercial_2036_Economic_MW_Before Competition Groups_75 | VSD Air Compressor | 0.001862% | 0 | 0.03829 | Commercial_2036_Economic_MW_Before Competition Groups_VSD Air Compressor
Commercial | Com ¦ EC Plug Fan for Data Center (under cabinet) | 2036 | Economic | MW | Before Competition Groups | 0.011853 | 0 | 0 | 2056.4447 | 5.764e-06 | 76 | Commercial_2036_Economic_MW_Before Competition Groups_76 | EC Plug Fan for Data Center (under cabinet) | 0.0005764% | 0 | 0.011853 | Commercial_2036_Economic_MW_Before Competition Groups_EC Plug Fan for Data Center (under cabinet)
Commercial | Com ¦ Air Curtains | 2036 | Economic | MW | Before Competition Groups | 0.0077794 | 0 | 0 | 2056.4447 | 3.7829e-06 | 77 | Commercial_2036_Economic_MW_Before Competition Groups_77 | Air Curtains | 0.0003783% | 0 | 0.0077794 | Commercial_2036_Economic_MW_Before Competition Groups_Air Curtains
Commercial | Com ¦ Electric Convection Combination Ovens | 2036 | Economic | MW | Before Competition Groups | 0.00047943 | 0 | 0 | 2056.4447 | 2.3314e-07 | 78 | Commercial_2036_Economic_MW_Before Competition Groups_78 | Electric Convection Combination Ovens | 2.331e-05% | 0 | 0.00047943 | Commercial_2036_Economic_MW_Before Competition Groups_Electric Convection Combination Ovens
Commercial | Com ¦ Indoor Daylight Sensors/Photocell Dimming Control | 2036 | Economic | MW | Before Competition Groups | 0 | 0 | 0 | 2056.4447 | 0 | 79 | Commercial_2036_Economic_MW_Before Competition Groups_79 | Indoor Daylight Sensors/Photocell Dimming Control | 0% | 0 | 0 | Commercial_2036_Economic_MW_Before Competition Groups_Indoor Daylight Sensors/Photocell Dimming Control
Commercial | Com ¦ Variable Refrigerant Flow Heat Pump | 2036 | Economic | MW | Before Competition Groups | 0 | 0 | 0 | 2056.4447 | 0 | 80 | Commercial_2036_Economic_MW_Before Competition Groups_80 | Variable Refrigerant Flow Heat Pump | 0% | 0 | 0 | Commercial_2036_Economic_MW_Before Competition Groups_Variable Refrigerant Flow Heat Pump
Commercial | Com ¦ LED Low/High Bay | 2036 | SC A | MW | Before Competition Groups | 162.4944 | 0 | 0 | 1188.5279 | 0.13672 | 1 | Commercial_2036_SC A_MW_Before Competition Groups_1 | LED Low/High Bay | 13.67% | 0 | 162.4944 | Commercial_2036_SC A_MW_Before Competition Groups_LED Low/High Bay
Commercial | Com ¦ LED Troffer/Surface/Suspended | 2036 | SC A | MW | Before Competition Groups | 132.6626 | 0 | 0 | 1188.5279 | 0.11162 | 2 | Commercial_2036_SC A_MW_Before Competition Groups_2 | LED Troffer/Surface/Suspended | 11.16% | 0 | 132.6626 | Commercial_2036_SC A_MW_Before Competition Groups_LED Troffer/Surface/Suspended
Commercial | Com ¦ ENERGY STAR LED LAMPS (REFLECTOR LAMPs/MR16/PAR 16) | 2036 | SC A | MW | Before Competition Groups | 128.4978 | 0 | 0 | 1188.5279 | 0.10812 | 3 | Commercial_2036_SC A_MW_Before Competition Groups_3 | ENERGY STAR LED LAMPS (REFLECTOR LAMPs/MR16/PAR 16) | 10.81% | 0 | 128.4978 | Commercial_2036_SC A_MW_Before Competition Groups_ENERGY STAR LED LAMPS (REFLECTOR LAMPs/MR16/PAR 16)
Commercial | Com ¦ High Efficiency Air Source Heat Pump | 2036 | SC A | MW | Before Competition Groups | 87.9435 | 0 | 0 | 1188.5279 | 0.073994 | 4 | Commercial_2036_SC A_MW_Before Competition Groups_4 | High Efficiency Air Source Heat Pump | 7.399% | 0 | 87.9435 | Commercial_2036_SC A_MW_Before Competition Groups_High Efficiency Air Source Heat Pump
Commercial | Com ¦ LED Replacement Lamp (Tube) | 2036 | SC A | MW | Before Competition Groups | 86.1922 | 0 | 0 | 1188.5279 | 0.07252 | 5 | Commercial_2036_SC A_MW_Before Competition Groups_5 | LED Replacement Lamp (Tube) | 7.252% | 0 | 86.1922 | Commercial_2036_SC A_MW_Before Competition Groups_LED Replacement Lamp (Tube)
Commercial | Com ¦ Building Recommissioning, Operations and Maintenance (O&M) Improvements | 2036 | SC A | MW | Before Competition Groups | 85.8345 | 0 | 0 | 1188.5279 | 0.072219 | 6 | Commercial_2036_SC A_MW_Before Competition Groups_6 | Building Recommissioning, Operations and Maintenance (O&M) Improvements | 7.222% | 0 | 85.8345 | Commercial_2036_SC A_MW_Before Competition Groups_Building Recommissioning, Operations and Maintenance (O&M) Improvements
Commercial | Com ¦ Advanced BAS/Controllers | 2036 | SC A | MW | Before Competition Groups | 44.1724 | 0 | 0 | 1188.5279 | 0.037166 | 7 | Commercial_2036_SC A_MW_Before Competition Groups_7 | Advanced BAS/Controllers | 3.717% | 0 | 44.1724 | Commercial_2036_SC A_MW_Before Competition Groups_Advanced BAS/Controllers
Commercial | Com ¦ Education and Capacity Building/Energy Behavior | 2036 | SC A | MW | Before Competition Groups | 36.2149 | 0 | 0 | 1188.5279 | 0.03047 | 8 | Commercial_2036_SC A_MW_Before Competition Groups_8 | Education and Capacity Building/Energy Behavior | 3.047% | 0 | 36.2149 | Commercial_2036_SC A_MW_Before Competition Groups_Education and Capacity Building/Energy Behavior
Commercial | Com ¦ Reach-in Shaded Pole to ECM/PSC Evaporator Fan Motor | 2036 | SC A | MW | Before Competition Groups | 30.1224 | 0 | 0 | 1188.5279 | 0.025344 | 9 | Commercial_2036_SC A_MW_Before Competition Groups_9 | Reach-in Shaded Pole to ECM/PSC Evaporator Fan Motor | 2.534% | 0 | 30.1224 | Commercial_2036_SC A_MW_Before Competition Groups_Reach-in Shaded Pole to ECM/PSC Evaporator Fan Motor
Commercial | Com ¦ Adaptive Thermostats | 2036 | SC A | MW | Before Competition Groups | 29.3139 | 0 | 0 | 1188.5279 | 0.024664 | 10 | Commercial_2036_SC A_MW_Before Competition Groups_10 | Adaptive Thermostats | 2.466% | 0 | 29.3139 | Commercial_2036_SC A_MW_Before Competition Groups_Adaptive Thermostats
Commercial | Com ¦ Unitary Air-Conditioning Unit | 2036 | SC A | MW | Before Competition Groups | 29.2473 | 0 | 0 | 1188.5279 | 0.024608 | 11 | Commercial_2036_SC A_MW_Before Competition Groups_11 | Unitary Air-Conditioning Unit | 2.461% | 0 | 29.2473 | Commercial_2036_SC A_MW_Before Competition Groups_Unitary Air-Conditioning Unit
Commercial | Com ¦ Data Center Storage/Server Virtualization | 2036 | SC A | MW | Before Competition Groups | 27.9539 | 0 | 0 | 1188.5279 | 0.02352 | 12 | Commercial_2036_SC A_MW_Before Competition Groups_12 | Data Center Storage/Server Virtualization | 2.352% | 0 | 27.9539 | Commercial_2036_SC A_MW_Before Competition Groups_Data Center Storage/Server Virtualization
Commercial | Com ¦ Refrigerated Display Case Doors | 2036 | SC A | MW | Before Competition Groups | 27.0771 | 0 | 0 | 1188.5279 | 0.022782 | 13 | Commercial_2036_SC A_MW_Before Competition Groups_13 | Refrigerated Display Case Doors | 2.278% | 0 | 27.0771 | Commercial_2036_SC A_MW_Before Competition Groups_Refrigerated Display Case Doors
Commercial | Com ¦ Strip Curtains | 2036 | SC A | MW | Before Competition Groups | 25.7236 | 0 | 0 | 1188.5279 | 0.021643 | 14 | Commercial_2036_SC A_MW_Before Competition Groups_14 | Strip Curtains | 2.164% | 0 | 25.7236 | Commercial_2036_SC A_MW_Before Competition Groups_Strip Curtains
Commercial | Com ¦ Furnace Tune-Up | 2036 | SC A | MW | Before Competition Groups | 21.9398 | 0 | 0 | 1188.5279 | 0.01846 | 15 | Commercial_2036_SC A_MW_Before Competition Groups_15 | Furnace Tune-Up | 1.846% | 0 | 21.9398 | Commercial_2036_SC A_MW_Before Competition Groups_Furnace Tune-Up
Commercial | Com ¦ LED or Equivalent Sign Lighting | 2036 | SC A | MW | Before Competition Groups | 20.774 | 0 | 0 | 1188.5279 | 0.017479 | 16 | Commercial_2036_SC A_MW_Before Competition Groups_16 | LED or Equivalent Sign Lighting | 1.748% | 0 | 20.774 | Commercial_2036_SC A_MW_Before Competition Groups_LED or Equivalent Sign Lighting
Commercial | Com ¦ Centrally controlled desktop PC/NETWORK PC POWER MANAGEMENT SOFTWARE | 2036 | SC A | MW | Before Competition Groups | 18.4298 | 0 | 0 | 1188.5279 | 0.015506 | 17 | Commercial_2036_SC A_MW_Before Competition Groups_17 | Centrally controlled desktop PC/NETWORK PC POWER MANAGEMENT SOFTWARE | 1.551% | 0 | 18.4298 | Commercial_2036_SC A_MW_Before Competition Groups_Centrally controlled desktop PC/NETWORK PC POWER MANAGEMENT SOFTWARE
Commercial | Com ¦ Demand Control Ventilation | 2036 | SC A | MW | Before Competition Groups | 17.0096 | 0 | 0 | 1188.5279 | 0.014312 | 18 | Commercial_2036_SC A_MW_Before Competition Groups_18 | Demand Control Ventilation | 1.431% | 0 | 17.0096 | Commercial_2036_SC A_MW_Before Competition Groups_Demand Control Ventilation
Commercial | Com ¦ Chilled Water Optimization | 2036 | SC A | MW | Before Competition Groups | 16.5876 | 0 | 0 | 1188.5279 | 0.013956 | 19 | Commercial_2036_SC A_MW_Before Competition Groups_19 | Chilled Water Optimization | 1.396% | 0 | 16.5876 | Commercial_2036_SC A_MW_Before Competition Groups_Chilled Water Optimization
Commercial | Com ¦ ENERGY STAR LED LAMPS (General Service Lamps) | 2036 | SC A | MW | Before Competition Groups | 15.6105 | 0 | 0 | 1188.5279 | 0.013134 | 20 | Commercial_2036_SC A_MW_Before Competition Groups_20 | ENERGY STAR LED LAMPS (General Service Lamps) | 1.313% | 0 | 15.6105 | Commercial_2036_SC A_MW_Before Competition Groups_ENERGY STAR LED LAMPS (General Service Lamps)
Commercial | Com ¦ Variable Frequency Drive (VFD) | 2036 | SC A | MW | Before Competition Groups | 15.4078 | 0 | 0 | 1188.5279 | 0.012964 | 21 | Commercial_2036_SC A_MW_Before Competition Groups_21 | Variable Frequency Drive (VFD) | 1.296% | 0 | 15.4078 | Commercial_2036_SC A_MW_Before Competition Groups_Variable Frequency Drive (VFD)
Commercial | Com ¦ VFD on Pumps | 2036 | SC A | MW | Before Competition Groups | 14.3309 | 0 | 0 | 1188.5279 | 0.012058 | 22 | Commercial_2036_SC A_MW_Before Competition Groups_22 | VFD on Pumps | 1.206% | 0 | 14.3309 | Commercial_2036_SC A_MW_Before Competition Groups_VFD on Pumps
Commercial | Com ¦ Refrigerated Display Case LED | 2036 | SC A | MW | Before Competition Groups | 10.2358 | 0 | 0 | 1188.5279 | 0.0086121 | 23 | Commercial_2036_SC A_MW_Before Competition Groups_23 | Refrigerated Display Case LED | 0.8612% | 0 | 10.2358 | Commercial_2036_SC A_MW_Before Competition Groups_Refrigerated Display Case LED
Commercial | Com ¦ Door Gasket Freezer/Refrigerator | 2036 | SC A | MW | Before Competition Groups | 7.9416 | 0 | 0 | 1188.5279 | 0.0066819 | 24 | Commercial_2036_SC A_MW_Before Competition Groups_24 | Door Gasket Freezer/Refrigerator | 0.6682% | 0 | 7.9416 | Commercial_2036_SC A_MW_Before Competition Groups_Door Gasket Freezer/Refrigerator
Commercial | Com ¦ ECM MOTORS FOR EVAPORATOR FANS for refrigeration (WALK-IN) | 2036 | SC A | MW | Before Competition Groups | 7.9211 | 0 | 0 | 1188.5279 | 0.0066647 | 25 | Commercial_2036_SC A_MW_Before Competition Groups_25 | ECM MOTORS FOR EVAPORATOR FANS for refrigeration (WALK-IN) | 0.6665% | 0 | 7.9211 | Commercial_2036_SC A_MW_Before Competition Groups_ECM MOTORS FOR EVAPORATOR FANS for refrigeration (WALK-IN)
Commercial | Com ¦ Demand Control Kitchen Ventilation | 2036 | SC A | MW | Before Competition Groups | 7.2451 | 0 | 0 | 1188.5279 | 0.0060958 | 26 | Commercial_2036_SC A_MW_Before Competition Groups_26 | Demand Control Kitchen Ventilation | 0.6096% | 0 | 7.2451 | Commercial_2036_SC A_MW_Before Competition Groups_Demand Control Kitchen Ventilation
Commercial | Com ¦ Air Handler with Dedicated Outdoor Air Systems | 2036 | SC A | MW | Before Competition Groups | 6.9719 | 0 | 0 | 1188.5279 | 0.005866 | 27 | Commercial_2036_SC A_MW_Before Competition Groups_27 | Air Handler with Dedicated Outdoor Air Systems | 0.5866% | 0 | 6.9719 | Commercial_2036_SC A_MW_Before Competition Groups_Air Handler with Dedicated Outdoor Air Systems
Commercial | Com ¦ LED EXTERIOR AREA LIGHTS - LED fixture (200W) | 2036 | SC A | MW | Before Competition Groups | 6.8985 | 0 | 0 | 1188.5279 | 0.0058043 | 28 | Commercial_2036_SC A_MW_Before Competition Groups_28 | LED EXTERIOR AREA LIGHTS - LED fixture (200W) | 0.5804% | 0 | 6.8985 | Commercial_2036_SC A_MW_Before Competition Groups_LED EXTERIOR AREA LIGHTS - LED fixture (200W)
Commercial | Com ¦ Evaporator Fan Controls | 2036 | SC A | MW | Before Competition Groups | 6.6614 | 0 | 0 | 1188.5279 | 0.0056047 | 29 | Commercial_2036_SC A_MW_Before Competition Groups_29 | Evaporator Fan Controls | 0.5605% | 0 | 6.6614 | Commercial_2036_SC A_MW_Before Competition Groups_Evaporator Fan Controls
Commercial | Com ¦ LED parking lot fixture | 2036 | SC A | MW | Before Competition Groups | 6.6021 | 0 | 0 | 1188.5279 | 0.0055549 | 30 | Commercial_2036_SC A_MW_Before Competition Groups_30 | LED parking lot fixture | 0.5555% | 0 | 6.6021 | Commercial_2036_SC A_MW_Before Competition Groups_LED parking lot fixture
Commercial | Com ¦ Freezer Case Light Sensor | 2036 | SC A | MW | Before Competition Groups | 5.6933 | 0 | 0 | 1188.5279 | 0.0047902 | 31 | Commercial_2036_SC A_MW_Before Competition Groups_31 | Freezer Case Light Sensor | 0.479% | 0 | 5.6933 | Commercial_2036_SC A_MW_Before Competition Groups_Freezer Case Light Sensor
Commercial | Com ¦ ENERGY STAR Griddle (74% eff) | 2036 | SC A | MW | Before Competition Groups | 5.5995 | 0 | 0 | 1188.5279 | 0.0047113 | 32 | Commercial_2036_SC A_MW_Before Competition Groups_32 | ENERGY STAR Griddle (74% eff) | 0.4711% | 0 | 5.5995 | Commercial_2036_SC A_MW_Before Competition Groups_ENERGY STAR Griddle (74% eff)
Commercial | Com ¦ Occupancy Sensors | 2036 | SC A | MW | Before Competition Groups | 5.1669 | 0 | 0 | 1188.5279 | 0.0043473 | 33 | Commercial_2036_SC A_MW_Before Competition Groups_33 | Occupancy Sensors | 0.4347% | 0 | 5.1669 | Commercial_2036_SC A_MW_Before Competition Groups_Occupancy Sensors
Commercial | Com ¦ Water Source Heat Pump (4 ton) | 2036 | SC A | MW | Before Competition Groups | 4.2502 | 0 | 0 | 1188.5279 | 0.003576 | 34 | Commercial_2036_SC A_MW_Before Competition Groups_34 | Water Source Heat Pump (4 ton) | 0.3576% | 0 | 4.2502 | Commercial_2036_SC A_MW_Before Competition Groups_Water Source Heat Pump (4 ton)
Commercial | Com ¦ LED street light fixture | 2036 | SC A | MW | Before Competition Groups | 4.1681 | 0 | 0 | 1188.5279 | 0.0035069 | 35 | Commercial_2036_SC A_MW_Before Competition Groups_35 | LED street light fixture | 0.3507% | 0 | 4.1681 | Commercial_2036_SC A_MW_Before Competition Groups_LED street light fixture
Commercial | Com ¦ Duct Insulation, R8 | 2036 | SC A | MW | Before Competition Groups | 3.9927 | 0 | 0 | 1188.5279 | 0.0033594 | 36 | Commercial_2036_SC A_MW_Before Competition Groups_36 | Duct Insulation, R8 | 0.3359% | 0 | 3.9927 | Commercial_2036_SC A_MW_Before Competition Groups_Duct Insulation, R8
Commercial | Com ¦ BEVERAGE VENDING MACHINE CONTROLS | 2036 | SC A | MW | Before Competition Groups | 3.0467 | 0 | 0 | 1188.5279 | 0.0025634 | 37 | Commercial_2036_SC A_MW_Before Competition Groups_37 | BEVERAGE VENDING MACHINE CONTROLS | 0.2563% | 0 | 3.0467 | Commercial_2036_SC A_MW_Before Competition Groups_BEVERAGE VENDING MACHINE CONTROLS
Commercial | Com ¦ Elec Storage WH 2.30 Et | 2036 | SC A | MW | Before Competition Groups | 2.7852 | 0 | 0 | 1188.5279 | 0.0023434 | 38 | Commercial_2036_SC A_MW_Before Competition Groups_38 | Elec Storage WH 2.30 Et | 0.2343% | 0 | 2.7852 | Commercial_2036_SC A_MW_Before Competition Groups_Elec Storage WH 2.30 Et
Commercial | Com ¦ Temperature Adjustment in Commercial Freezers | 2036 | SC A | MW | Before Competition Groups | 2.4373 | 0 | 0 | 1188.5279 | 0.0020507 | 39 | Commercial_2036_SC A_MW_Before Competition Groups_39 | Temperature Adjustment in Commercial Freezers | 0.2051% | 0 | 2.4373 | Commercial_2036_SC A_MW_Before Competition Groups_Temperature Adjustment in Commercial Freezers
Commercial | Com ¦ CO Sensors for parking garage exhaust fans | 2036 | SC A | MW | Before Competition Groups | 2.0358 | 0 | 0 | 1188.5279 | 0.0017129 | 40 | Commercial_2036_SC A_MW_Before Competition Groups_40 | CO Sensors for parking garage exhaust fans | 0.1713% | 0 | 2.0358 | Commercial_2036_SC A_MW_Before Competition Groups_CO Sensors for parking garage exhaust fans
Commercial | Com ¦ Vertical Night Covers | 2036 | SC A | MW | Before Competition Groups | 1.9787 | 0 | 0 | 1188.5279 | 0.0016648 | 41 | Commercial_2036_SC A_MW_Before Competition Groups_41 | Vertical Night Covers | 0.1665% | 0 | 1.9787 | Commercial_2036_SC A_MW_Before Competition Groups_Vertical Night Covers
Commercial | Com ¦ Energy Efficient Laboratory Fume Hood | 2036 | SC A | MW | Before Competition Groups | 1.8284 | 0 | 0 | 1188.5279 | 0.0015384 | 42 | Commercial_2036_SC A_MW_Before Competition Groups_42 | Energy Efficient Laboratory Fume Hood | 0.1538% | 0 | 1.8284 | Commercial_2036_SC A_MW_Before Competition Groups_Energy Efficient Laboratory Fume Hood
Commercial | Com ¦ ENERGY STAR Fryer (84% eff) | 2036 | SC A | MW | Before Competition Groups | 1.666 | 0 | 0 | 1188.5279 | 0.0014018 | 43 | Commercial_2036_SC A_MW_Before Competition Groups_43 | ENERGY STAR Fryer (84% eff) | 0.1402% | 0 | 1.666 | Commercial_2036_SC A_MW_Before Competition Groups_ENERGY STAR Fryer (84% eff)
Commercial | Com ¦ Outside Air Economizer | 2036 | SC A | MW | Before Competition Groups | 1.5988 | 0 | 0 | 1188.5279 | 0.0013452 | 44 | Commercial_2036_SC A_MW_Before Competition Groups_44 | Outside Air Economizer | 0.1345% | 0 | 1.5988 | Commercial_2036_SC A_MW_Before Competition Groups_Outside Air Economizer
Commercial | Com ¦ Water Heating (DHW) Pipe Insulation (Add 3/4\ Foam)" | 2036 | SC A | MW | Before Competition Groups | 1.544 | 0 | 0 | 1188.5279 | 0.0012991 | 45 | Commercial_2036_SC A_MW_Before Competition Groups_45 | Water Heating (DHW) Pipe Insulation (Add 3/4\ Foam)" | 0.1299% | 0 | 1.544 | Commercial_2036_SC A_MW_Before Competition Groups_Water Heating (DHW) Pipe Insulation (Add 3/4\ Foam)"
Commercial | Com ¦ ENERGY STAR Steam Cookers | 2036 | SC A | MW | Before Competition Groups | 1.069 | 0 | 0 | 1188.5279 | 0.00089946 | 46 | Commercial_2036_SC A_MW_Before Competition Groups_46 | ENERGY STAR Steam Cookers | 0.08995% | 0 | 1.069 | Commercial_2036_SC A_MW_Before Competition Groups_ENERGY STAR Steam Cookers
Commercial | Com ¦ Suction Pipe Insulation Freezer/Refrigerator | 2036 | SC A | MW | Before Competition Groups | 1.0192 | 0 | 0 | 1188.5279 | 0.00085749 | 47 | Commercial_2036_SC A_MW_Before Competition Groups_47 | Suction Pipe Insulation Freezer/Refrigerator | 0.08575% | 0 | 1.0192 | Commercial_2036_SC A_MW_Before Competition Groups_Suction Pipe Insulation Freezer/Refrigerator
Commercial | Com ¦ ENERGY STAR Dishwasher | 2036 | SC A | MW | Before Competition Groups | 0.77548 | 0 | 0 | 1188.5279 | 0.00065247 | 48 | Commercial_2036_SC A_MW_Before Competition Groups_48 | ENERGY STAR Dishwasher | 0.06525% | 0 | 0.77548 | Commercial_2036_SC A_MW_Before Competition Groups_ENERGY STAR Dishwasher
Commercial | Com ¦ Thermostat Setback | 2036 | SC A | MW | Before Competition Groups | 0.73453 | 0 | 0 | 1188.5279 | 0.00061802 | 49 | Commercial_2036_SC A_MW_Before Competition Groups_49 | Thermostat Setback | 0.0618% | 0 | 0.73453 | Commercial_2036_SC A_MW_Before Competition Groups_Thermostat Setback
Commercial | Com ¦ Condensing Make Up Air Unit | 2036 | SC A | MW | Before Competition Groups | 0.6554 | 0 | 0 | 1188.5279 | 0.00055144 | 50 | Commercial_2036_SC A_MW_Before Competition Groups_50 | Condensing Make Up Air Unit | 0.05514% | 0 | 0.6554 | Commercial_2036_SC A_MW_Before Competition Groups_Condensing Make Up Air Unit
Commercial | Com ¦ Ozone Laundry Treatment | 2036 | SC A | MW | Before Competition Groups | 0.44293 | 0 | 0 | 1188.5279 | 0.00037267 | 51 | Commercial_2036_SC A_MW_Before Competition Groups_51 | Ozone Laundry Treatment | 0.03727% | 0 | 0.44293 | Commercial_2036_SC A_MW_Before Competition Groups_Ozone Laundry Treatment
Commercial | COM ¦ Ductless Mini-Split Heat Pumps | 2036 | SC A | MW | Before Competition Groups | 0.26277 | 0 | 0 | 1188.5279 | 0.00022109 | 52 | Commercial_2036_SC A_MW_Before Competition Groups_52 | Ductless Mini-Split Heat Pumps | 0.02211% | 0 | 0.26277 | Commercial_2036_SC A_MW_Before Competition Groups_Ductless Mini-Split Heat Pumps
Commercial | Com ¦ ECM MOTORS FOR HVAC APPLICATION (FAN-POWERED VAV BOX) | 2036 | SC A | MW | Before Competition Groups | 0.2418 | 0 | 0 | 1188.5279 | 0.00020344 | 53 | Commercial_2036_SC A_MW_Before Competition Groups_53 | ECM MOTORS FOR HVAC APPLICATION (FAN-POWERED VAV BOX) | 0.02034% | 0 | 0.2418 | Commercial_2036_SC A_MW_Before Competition Groups_ECM MOTORS FOR HVAC APPLICATION (FAN-POWERED VAV BOX)
Commercial | Com ¦ PTAC (12 EER/10,000 BTU) | 2036 | SC A | MW | Before Competition Groups | 0.22695 | 0 | 0 | 1188.5279 | 0.00019095 | 54 | Commercial_2036_SC A_MW_Before Competition Groups_54 | PTAC (12 EER/10,000 BTU) | 0.0191% | 0 | 0.22695 | Commercial_2036_SC A_MW_Before Competition Groups_PTAC (12 EER/10,000 BTU)
Commercial | Com ¦ Solar Water Preheat (Pools/DHW) | 2036 | SC A | MW | Before Competition Groups | 0.17403 | 0 | 0 | 1188.5279 | 0.00014642 | 55 | Commercial_2036_SC A_MW_Before Competition Groups_55 | Solar Water Preheat (Pools/DHW) | 0.01464% | 0 | 0.17403 | Commercial_2036_SC A_MW_Before Competition Groups_Solar Water Preheat (Pools/DHW)
Commercial | Com ¦ CEE Tier 2/Energy Star Clothes Washers | 2036 | SC A | MW | Before Competition Groups | 0.14714 | 0 | 0 | 1188.5279 | 0.0001238 | 56 | Commercial_2036_SC A_MW_Before Competition Groups_56 | CEE Tier 2/Energy Star Clothes Washers | 0.01238% | 0 | 0.14714 | Commercial_2036_SC A_MW_Before Competition Groups_CEE Tier 2/Energy Star Clothes Washers
Commercial | Com ¦ Notched V belts for HVAC Systems | 2036 | SC A | MW | Before Competition Groups | 0.13699 | 0 | 0 | 1188.5279 | 0.00011526 | 57 | Commercial_2036_SC A_MW_Before Competition Groups_57 | Notched V belts for HVAC Systems | 0.01153% | 0 | 0.13699 | Commercial_2036_SC A_MW_Before Competition Groups_Notched V belts for HVAC Systems
Commercial | Com ¦ Auto Off Time Switch or Time Clock control | 2036 | SC A | MW | Before Competition Groups | 0.12755 | 0 | 0 | 1188.5279 | 0.00010732 | 58 | Commercial_2036_SC A_MW_Before Competition Groups_58 | Auto Off Time Switch or Time Clock control | 0.01073% | 0 | 0.12755 | Commercial_2036_SC A_MW_Before Competition Groups_Auto Off Time Switch or Time Clock control
Commercial | Com ¦ HVAC Optimization | 2036 | SC A | MW | Before Competition Groups | 0.11284 | 0 | 0 | 1188.5279 | 9.4938e-05 | 59 | Commercial_2036_SC A_MW_Before Competition Groups_59 | HVAC Optimization | 0.009494% | 0 | 0.11284 | Commercial_2036_SC A_MW_Before Competition Groups_HVAC Optimization
Commercial | Com ¦ Demand controlled Circulating Systems | 2036 | SC A | MW | Before Competition Groups | 0.10343 | 0 | 0 | 1188.5279 | 8.702e-05 | 60 | Commercial_2036_SC A_MW_Before Competition Groups_60 | Demand controlled Circulating Systems | 0.008702% | 0 | 0.10343 | Commercial_2036_SC A_MW_Before Competition Groups_Demand controlled Circulating Systems
Commercial | Com ¦ LED RECESSED DOWNLIGHTS | 2036 | SC A | MW | Before Competition Groups | 0.081927 | 0 | 0 | 1188.5279 | 6.8931e-05 | 61 | Commercial_2036_SC A_MW_Before Competition Groups_61 | LED RECESSED DOWNLIGHTS | 0.006893% | 0 | 0.081927 | Commercial_2036_SC A_MW_Before Competition Groups_LED RECESSED DOWNLIGHTS
Commercial | Com ¦ Low Flow Pre-Rinse Spray Nozzle | 2036 | SC A | MW | Before Competition Groups | 0.075221 | 0 | 0 | 1188.5279 | 6.3289e-05 | 62 | Commercial_2036_SC A_MW_Before Competition Groups_62 | Low Flow Pre-Rinse Spray Nozzle | 0.006329% | 0 | 0.075221 | Commercial_2036_SC A_MW_Before Competition Groups_Low Flow Pre-Rinse Spray Nozzle
Commercial | Com ¦ Commercial Hot Food Holding Cabinets | 2036 | SC A | MW | Before Competition Groups | 0.072774 | 0 | 0 | 1188.5279 | 6.123e-05 | 63 | Commercial_2036_SC A_MW_Before Competition Groups_63 | Commercial Hot Food Holding Cabinets | 0.006123% | 0 | 0.072774 | Commercial_2036_SC A_MW_Before Competition Groups_Commercial Hot Food Holding Cabinets
Commercial | Com ¦ High Efficiency Small Instantaneous Water Heater | 2036 | SC A | MW | Before Competition Groups | 0.055687 | 0 | 0 | 1188.5279 | 4.6854e-05 | 64 | Commercial_2036_SC A_MW_Before Competition Groups_64 | High Efficiency Small Instantaneous Water Heater | 0.004685% | 0 | 0.055687 | Commercial_2036_SC A_MW_Before Competition Groups_High Efficiency Small Instantaneous Water Heater
Commercial | Com ¦ Wall Insulation | 2036 | SC A | MW | Before Competition Groups | 0.036169 | 0 | 0 | 1188.5279 | 3.0432e-05 | 65 | Commercial_2036_SC A_MW_Before Competition Groups_65 | Wall Insulation | 0.003043% | 0 | 0.036169 | Commercial_2036_SC A_MW_Before Competition Groups_Wall Insulation
Commercial | Com ¦ Condensing Unit Heaters or other Efficient Unit Heating System | 2036 | SC A | MW | Before Competition Groups | 0.034679 | 0 | 0 | 1188.5279 | 2.9178e-05 | 66 | Commercial_2036_SC A_MW_Before Competition Groups_66 | Condensing Unit Heaters or other Efficient Unit Heating System | 0.002918% | 0 | 0.034679 | Commercial_2036_SC A_MW_Before Competition Groups_Condensing Unit Heaters or other Efficient Unit Heating System
Commercial | Com ¦ Room AC (w/ louvered sides) 14 SEER from 12 SEER code | 2036 | SC A | MW | Before Competition Groups | 0.031199 | 0 | 0 | 1188.5279 | 2.625e-05 | 67 | Commercial_2036_SC A_MW_Before Competition Groups_67 | Room AC (w/ louvered sides) 14 SEER from 12 SEER code | 0.002625% | 0 | 0.031199 | Commercial_2036_SC A_MW_Before Competition Groups_Room AC (w/ louvered sides) 14 SEER from 12 SEER code
Commercial | Com ¦ Air Curtains | 2036 | SC A | MW | Before Competition Groups | 0.027326 | 0 | 0 | 1188.5279 | 2.2991e-05 | 68 | Commercial_2036_SC A_MW_Before Competition Groups_68 | Air Curtains | 0.002299% | 0 | 0.027326 | Commercial_2036_SC A_MW_Before Competition Groups_Air Curtains
Commercial | Com ¦ VSD Air Compressor | 2036 | SC A | MW | Before Competition Groups | 0.025853 | 0 | 0 | 1188.5279 | 2.1753e-05 | 69 | Commercial_2036_SC A_MW_Before Competition Groups_69 | VSD Air Compressor | 0.002175% | 0 | 0.025853 | Commercial_2036_SC A_MW_Before Competition Groups_VSD Air Compressor
Commercial | Com ¦ Efficient compressor motor | 2036 | SC A | MW | Before Competition Groups | 0.01708 | 0 | 0 | 1188.5279 | 1.4371e-05 | 70 | Commercial_2036_SC A_MW_Before Competition Groups_70 | Efficient compressor motor | 0.001437% | 0 | 0.01708 | Commercial_2036_SC A_MW_Before Competition Groups_Efficient compressor motor
Commercial | Com ¦ Energy Recovery Ventilation and Ventilation (Enhanced) | 2036 | SC A | MW | Before Competition Groups | 0.014737 | 0 | 0 | 1188.5279 | 1.24e-05 | 71 | Commercial_2036_SC A_MW_Before Competition Groups_71 | Energy Recovery Ventilation and Ventilation (Enhanced) | 0.00124% | 0 | 0.014737 | Commercial_2036_SC A_MW_Before Competition Groups_Energy Recovery Ventilation and Ventilation (Enhanced)
Commercial | Com ¦ EC Plug Fan for Data Center (under cabinet) | 2036 | SC A | MW | Before Competition Groups | 0.0049941 | 0 | 0 | 1188.5279 | 4.202e-06 | 72 | Commercial_2036_SC A_MW_Before Competition Groups_72 | EC Plug Fan for Data Center (under cabinet) | 0.0004202% | 0 | 0.0049941 | Commercial_2036_SC A_MW_Before Competition Groups_EC Plug Fan for Data Center (under cabinet)
Commercial | Com ¦ High Efficiency Chiller (avg of water and air cooled) | 2036 | SC A | MW | Before Competition Groups | 0.0038793 | 0 | 0 | 1188.5279 | 3.264e-06 | 73 | Commercial_2036_SC A_MW_Before Competition Groups_73 | High Efficiency Chiller (avg of water and air cooled) | 0.0003264% | 0 | 0.0038793 | Commercial_2036_SC A_MW_Before Competition Groups_High Efficiency Chiller (avg of water and air cooled)
Commercial | Com ¦ LLLC - Low Impact Application | 2036 | SC A | MW | Before Competition Groups | 0.0032333 | 0 | 0 | 1188.5279 | 2.7204e-06 | 74 | Commercial_2036_SC A_MW_Before Competition Groups_74 | LLLC - Low Impact Application | 0.000272% | 0 | 0.0032333 | Commercial_2036_SC A_MW_Before Competition Groups_LLLC - Low Impact Application
Commercial | Com ¦ LLLC - High Impact Application | 2036 | SC A | MW | Before Competition Groups | 0.0029087 | 0 | 0 | 1188.5279 | 2.4473e-06 | 75 | Commercial_2036_SC A_MW_Before Competition Groups_75 | LLLC - High Impact Application | 0.0002447% | 0 | 0.0029087 | Commercial_2036_SC A_MW_Before Competition Groups_LLLC - High Impact Application
Commercial | Com ¦ Electric Convection Combination Ovens | 2036 | SC A | MW | Before Competition Groups | 0.00037875 | 0 | 0 | 1188.5279 | 3.1867e-07 | 76 | Commercial_2036_SC A_MW_Before Competition Groups_76 | Electric Convection Combination Ovens | 3.187e-05% | 0 | 0.00037875 | Commercial_2036_SC A_MW_Before Competition Groups_Electric Convection Combination Ovens
Commercial | Com ¦ Networked/Connected - High Impact Application | 2036 | SC A | MW | Before Competition Groups | 6.1734e-05 | 0 | 0 | 1188.5279 | 5.1942e-08 | 77 | Commercial_2036_SC A_MW_Before Competition Groups_77 | Networked/Connected - High Impact Application | 5.194e-06% | 0 | 6.1734e-05 | Commercial_2036_SC A_MW_Before Competition Groups_Networked/Connected - High Impact Application
Commercial | Com ¦ Networked/Connected - Low Impact Application | 2036 | SC A | MW | Before Competition Groups | 2.8364e-06 | 0 | 0 | 1188.5279 | 2.3865e-09 | 78 | Commercial_2036_SC A_MW_Before Competition Groups_78 | Networked/Connected - Low Impact Application | 2.386e-07% | 0 | 2.8364e-06 | Commercial_2036_SC A_MW_Before Competition Groups_Networked/Connected - Low Impact Application
Commercial | Com ¦ Indoor Daylight Sensors/Photocell Dimming Control | 2036 | SC A | MW | Before Competition Groups | 0 | 0 | 0 | 1188.5279 | 0 | 79 | Commercial_2036_SC A_MW_Before Competition Groups_79 | Indoor Daylight Sensors/Photocell Dimming Control | 0% | 0 | 0 | Commercial_2036_SC A_MW_Before Competition Groups_Indoor Daylight Sensors/Photocell Dimming Control
Commercial | Com ¦ Variable Refrigerant Flow Heat Pump | 2036 | SC A | MW | Before Competition Groups | 0 | 0 | 0 | 1188.5279 | 0 | 80 | Commercial_2036_SC A_MW_Before Competition Groups_80 | Variable Refrigerant Flow Heat Pump | 0% | 0 | 0 | Commercial_2036_SC A_MW_Before Competition Groups_Variable Refrigerant Flow Heat Pump
Commercial | Com ¦ Education and Capacity Building/Energy Behavior | 2036 | SC B | MW | Before Competition Groups | 181.0747 | 0 | 0 | 1676.6485 | 0.108 | 1 | Commercial_2036_SC B_MW_Before Competition Groups_1 | Education and Capacity Building/Energy Behavior | 10.8% | 0 | 181.0747 | Commercial_2036_SC B_MW_Before Competition Groups_Education and Capacity Building/Energy Behavior
Commercial | Com ¦ Building Recommissioning, Operations and Maintenance (O&M) Improvements | 2036 | SC B | MW | Before Competition Groups | 178.9011 | 0 | 0 | 1676.6485 | 0.1067 | 2 | Commercial_2036_SC B_MW_Before Competition Groups_2 | Building Recommissioning, Operations and Maintenance (O&M) Improvements | 10.67% | 0 | 178.9011 | Commercial_2036_SC B_MW_Before Competition Groups_Building Recommissioning, Operations and Maintenance (O&M) Improvements
Commercial | Com ¦ LED Low/High Bay | 2036 | SC B | MW | Before Competition Groups | 172.0702 | 0 | 0 | 1676.6485 | 0.10263 | 3 | Commercial_2036_SC B_MW_Before Competition Groups_3 | LED Low/High Bay | 10.26% | 0 | 172.0702 | Commercial_2036_SC B_MW_Before Competition Groups_LED Low/High Bay
Commercial | Com ¦ LED Troffer/Surface/Suspended | 2036 | SC B | MW | Before Competition Groups | 134.4843 | 0 | 0 | 1676.6485 | 0.08021 | 4 | Commercial_2036_SC B_MW_Before Competition Groups_4 | LED Troffer/Surface/Suspended | 8.021% | 0 | 134.4843 | Commercial_2036_SC B_MW_Before Competition Groups_LED Troffer/Surface/Suspended
Commercial | Com ¦ ENERGY STAR LED LAMPS (REFLECTOR LAMPs/MR16/PAR 16) | 2036 | SC B | MW | Before Competition Groups | 128.4978 | 0 | 0 | 1676.6485 | 0.07664 | 5 | Commercial_2036_SC B_MW_Before Competition Groups_5 | ENERGY STAR LED LAMPS (REFLECTOR LAMPs/MR16/PAR 16) | 7.664% | 0 | 128.4978 | Commercial_2036_SC B_MW_Before Competition Groups_ENERGY STAR LED LAMPS (REFLECTOR LAMPs/MR16/PAR 16)
Commercial | Com ¦ Unitary Air-Conditioning Unit | 2036 | SC B | MW | Before Competition Groups | 92.8294 | 0 | 0 | 1676.6485 | 0.055366 | 6 | Commercial_2036_SC B_MW_Before Competition Groups_6 | Unitary Air-Conditioning Unit | 5.537% | 0 | 92.8294 | Commercial_2036_SC B_MW_Before Competition Groups_Unitary Air-Conditioning Unit
Commercial | Com ¦ High Efficiency Air Source Heat Pump | 2036 | SC B | MW | Before Competition Groups | 87.9433 | 0 | 0 | 1676.6485 | 0.052452 | 7 | Commercial_2036_SC B_MW_Before Competition Groups_7 | High Efficiency Air Source Heat Pump | 5.245% | 0 | 87.9433 | Commercial_2036_SC B_MW_Before Competition Groups_High Efficiency Air Source Heat Pump
Commercial | Com ¦ LED Replacement Lamp (Tube) | 2036 | SC B | MW | Before Competition Groups | 86.1922 | 0 | 0 | 1676.6485 | 0.051407 | 8 | Commercial_2036_SC B_MW_Before Competition Groups_8 | LED Replacement Lamp (Tube) | 5.141% | 0 | 86.1922 | Commercial_2036_SC B_MW_Before Competition Groups_LED Replacement Lamp (Tube)
Commercial | Com ¦ Advanced BAS/Controllers | 2036 | SC B | MW | Before Competition Groups | 78.2829 | 0 | 0 | 1676.6485 | 0.04669 | 9 | Commercial_2036_SC B_MW_Before Competition Groups_9 | Advanced BAS/Controllers | 4.669% | 0 | 78.2829 | Commercial_2036_SC B_MW_Before Competition Groups_Advanced BAS/Controllers
Commercial | Com ¦ Adaptive Thermostats | 2036 | SC B | MW | Before Competition Groups | 43.5556 | 0 | 0 | 1676.6485 | 0.025978 | 10 | Commercial_2036_SC B_MW_Before Competition Groups_10 | Adaptive Thermostats | 2.598% | 0 | 43.5556 | Commercial_2036_SC B_MW_Before Competition Groups_Adaptive Thermostats
Commercial | Com ¦ Refrigerated Display Case Doors | 2036 | SC B | MW | Before Competition Groups | 40.7202 | 0 | 0 | 1676.6485 | 0.024287 | 11 | Commercial_2036_SC B_MW_Before Competition Groups_11 | Refrigerated Display Case Doors | 2.429% | 0 | 40.7202 | Commercial_2036_SC B_MW_Before Competition Groups_Refrigerated Display Case Doors
Commercial | Com ¦ Strip Curtains | 2036 | SC B | MW | Before Competition Groups | 33.2641 | 0 | 0 | 1676.6485 | 0.01984 | 12 | Commercial_2036_SC B_MW_Before Competition Groups_12 | Strip Curtains | 1.984% | 0 | 33.2641 | Commercial_2036_SC B_MW_Before Competition Groups_Strip Curtains
Commercial | Com ¦ Reach-in Shaded Pole to ECM/PSC Evaporator Fan Motor | 2036 | SC B | MW | Before Competition Groups | 31.8149 | 0 | 0 | 1676.6485 | 0.018975 | 13 | Commercial_2036_SC B_MW_Before Competition Groups_13 | Reach-in Shaded Pole to ECM/PSC Evaporator Fan Motor | 1.898% | 0 | 31.8149 | Commercial_2036_SC B_MW_Before Competition Groups_Reach-in Shaded Pole to ECM/PSC Evaporator Fan Motor
Commercial | Com ¦ Demand Control Ventilation | 2036 | SC B | MW | Before Competition Groups | 31.7219 | 0 | 0 | 1676.6485 | 0.01892 | 14 | Commercial_2036_SC B_MW_Before Competition Groups_14 | Demand Control Ventilation | 1.892% | 0 | 31.7219 | Commercial_2036_SC B_MW_Before Competition Groups_Demand Control Ventilation
Commercial | Com ¦ Furnace Tune-Up | 2036 | SC B | MW | Before Competition Groups | 31.1432 | 0 | 0 | 1676.6485 | 0.018575 | 15 | Commercial_2036_SC B_MW_Before Competition Groups_15 | Furnace Tune-Up | 1.857% | 0 | 31.1432 | Commercial_2036_SC B_MW_Before Competition Groups_Furnace Tune-Up
Commercial | Com ¦ Data Center Storage/Server Virtualization | 2036 | SC B | MW | Before Competition Groups | 30.1074 | 0 | 0 | 1676.6485 | 0.017957 | 16 | Commercial_2036_SC B_MW_Before Competition Groups_16 | Data Center Storage/Server Virtualization | 1.796% | 0 | 30.1074 | Commercial_2036_SC B_MW_Before Competition Groups_Data Center Storage/Server Virtualization
Commercial | Com ¦ LED or Equivalent Sign Lighting | 2036 | SC B | MW | Before Competition Groups | 27.4972 | 0 | 0 | 1676.6485 | 0.0164 | 17 | Commercial_2036_SC B_MW_Before Competition Groups_17 | LED or Equivalent Sign Lighting | 1.64% | 0 | 27.4972 | Commercial_2036_SC B_MW_Before Competition Groups_LED or Equivalent Sign Lighting
Commercial | Com ¦ Centrally controlled desktop PC/NETWORK PC POWER MANAGEMENT SOFTWARE | 2036 | SC B | MW | Before Competition Groups | 23.4629 | 0 | 0 | 1676.6485 | 0.013994 | 18 | Commercial_2036_SC B_MW_Before Competition Groups_18 | Centrally controlled desktop PC/NETWORK PC POWER MANAGEMENT SOFTWARE | 1.399% | 0 | 23.4629 | Commercial_2036_SC B_MW_Before Competition Groups_Centrally controlled desktop PC/NETWORK PC POWER MANAGEMENT SOFTWARE
Commercial | Com ¦ Chilled Water Optimization | 2036 | SC B | MW | Before Competition Groups | 22.0721 | 0 | 0 | 1676.6485 | 0.013164 | 19 | Commercial_2036_SC B_MW_Before Competition Groups_19 | Chilled Water Optimization | 1.316% | 0 | 22.0721 | Commercial_2036_SC B_MW_Before Competition Groups_Chilled Water Optimization
Commercial | Com ¦ Variable Frequency Drive (VFD) | 2036 | SC B | MW | Before Competition Groups | 21.7225 | 0 | 0 | 1676.6485 | 0.012956 | 20 | Commercial_2036_SC B_MW_Before Competition Groups_20 | Variable Frequency Drive (VFD) | 1.296% | 0 | 21.7225 | Commercial_2036_SC B_MW_Before Competition Groups_Variable Frequency Drive (VFD)
Commercial | Com ¦ VFD on Pumps | 2036 | SC B | MW | Before Competition Groups | 20.3217 | 0 | 0 | 1676.6485 | 0.01212 | 21 | Commercial_2036_SC B_MW_Before Competition Groups_21 | VFD on Pumps | 1.212% | 0 | 20.3217 | Commercial_2036_SC B_MW_Before Competition Groups_VFD on Pumps
Commercial | Com ¦ Air Handler with Dedicated Outdoor Air Systems | 2036 | SC B | MW | Before Competition Groups | 16.5366 | 0 | 0 | 1676.6485 | 0.0098629 | 22 | Commercial_2036_SC B_MW_Before Competition Groups_22 | Air Handler with Dedicated Outdoor Air Systems | 0.9863% | 0 | 16.5366 | Commercial_2036_SC B_MW_Before Competition Groups_Air Handler with Dedicated Outdoor Air Systems
Commercial | Com ¦ Refrigerated Display Case LED | 2036 | SC B | MW | Before Competition Groups | 16.3866 | 0 | 0 | 1676.6485 | 0.0097735 | 23 | Commercial_2036_SC B_MW_Before Competition Groups_23 | Refrigerated Display Case LED | 0.9773% | 0 | 16.3866 | Commercial_2036_SC B_MW_Before Competition Groups_Refrigerated Display Case LED
Commercial | Com ¦ ENERGY STAR LED LAMPS (General Service Lamps) | 2036 | SC B | MW | Before Competition Groups | 15.6105 | 0 | 0 | 1676.6485 | 0.0093106 | 24 | Commercial_2036_SC B_MW_Before Competition Groups_24 | ENERGY STAR LED LAMPS (General Service Lamps) | 0.9311% | 0 | 15.6105 | Commercial_2036_SC B_MW_Before Competition Groups_ENERGY STAR LED LAMPS (General Service Lamps)
Commercial | Com ¦ Door Gasket Freezer/Refrigerator | 2036 | SC B | MW | Before Competition Groups | 12.1058 | 0 | 0 | 1676.6485 | 0.0072202 | 25 | Commercial_2036_SC B_MW_Before Competition Groups_25 | Door Gasket Freezer/Refrigerator | 0.722% | 0 | 12.1058 | Commercial_2036_SC B_MW_Before Competition Groups_Door Gasket Freezer/Refrigerator
Commercial | Com ¦ ECM MOTORS FOR EVAPORATOR FANS for refrigeration (WALK-IN) | 2036 | SC B | MW | Before Competition Groups | 11.2684 | 0 | 0 | 1676.6485 | 0.0067208 | 26 | Commercial_2036_SC B_MW_Before Competition Groups_26 | ECM MOTORS FOR EVAPORATOR FANS for refrigeration (WALK-IN) | 0.6721% | 0 | 11.2684 | Commercial_2036_SC B_MW_Before Competition Groups_ECM MOTORS FOR EVAPORATOR FANS for refrigeration (WALK-IN)
Commercial | Com ¦ Demand Control Kitchen Ventilation | 2036 | SC B | MW | Before Competition Groups | 10.2307 | 0 | 0 | 1676.6485 | 0.0061019 | 27 | Commercial_2036_SC B_MW_Before Competition Groups_27 | Demand Control Kitchen Ventilation | 0.6102% | 0 | 10.2307 | Commercial_2036_SC B_MW_Before Competition Groups_Demand Control Kitchen Ventilation
Commercial | Com ¦ Freezer Case Light Sensor | 2036 | SC B | MW | Before Competition Groups | 9.7441 | 0 | 0 | 1676.6485 | 0.0058117 | 28 | Commercial_2036_SC B_MW_Before Competition Groups_28 | Freezer Case Light Sensor | 0.5812% | 0 | 9.7441 | Commercial_2036_SC B_MW_Before Competition Groups_Freezer Case Light Sensor
Commercial | Com ¦ Evaporator Fan Controls | 2036 | SC B | MW | Before Competition Groups | 9.4933 | 0 | 0 | 1676.6485 | 0.0056621 | 29 | Commercial_2036_SC B_MW_Before Competition Groups_29 | Evaporator Fan Controls | 0.5662% | 0 | 9.4933 | Commercial_2036_SC B_MW_Before Competition Groups_Evaporator Fan Controls
Commercial | Com ¦ Water Source Heat Pump (4 ton) | 2036 | SC B | MW | Before Competition Groups | 7.5677 | 0 | 0 | 1676.6485 | 0.0045136 | 30 | Commercial_2036_SC B_MW_Before Competition Groups_30 | Water Source Heat Pump (4 ton) | 0.4514% | 0 | 7.5677 | Commercial_2036_SC B_MW_Before Competition Groups_Water Source Heat Pump (4 ton)
Commercial | Com ¦ LED EXTERIOR AREA LIGHTS - LED fixture (200W) | 2036 | SC B | MW | Before Competition Groups | 6.9021 | 0 | 0 | 1676.6485 | 0.0041166 | 31 | Commercial_2036_SC B_MW_Before Competition Groups_31 | LED EXTERIOR AREA LIGHTS - LED fixture (200W) | 0.4117% | 0 | 6.9021 | Commercial_2036_SC B_MW_Before Competition Groups_LED EXTERIOR AREA LIGHTS - LED fixture (200W)
Commercial | Com ¦ LED parking lot fixture | 2036 | SC B | MW | Before Competition Groups | 6.6021 | 0 | 0 | 1676.6485 | 0.0039377 | 32 | Commercial_2036_SC B_MW_Before Competition Groups_32 | LED parking lot fixture | 0.3938% | 0 | 6.6021 | Commercial_2036_SC B_MW_Before Competition Groups_LED parking lot fixture
Commercial | Com ¦ Duct Insulation, R8 | 2036 | SC B | MW | Before Competition Groups | 5.7289 | 0 | 0 | 1676.6485 | 0.0034169 | 33 | Commercial_2036_SC B_MW_Before Competition Groups_33 | Duct Insulation, R8 | 0.3417% | 0 | 5.7289 | Commercial_2036_SC B_MW_Before Competition Groups_Duct Insulation, R8
Commercial | Com ¦ ENERGY STAR Griddle (74% eff) | 2036 | SC B | MW | Before Competition Groups | 5.5995 | 0 | 0 | 1676.6485 | 0.0033397 | 34 | Commercial_2036_SC B_MW_Before Competition Groups_34 | ENERGY STAR Griddle (74% eff) | 0.334% | 0 | 5.5995 | Commercial_2036_SC B_MW_Before Competition Groups_ENERGY STAR Griddle (74% eff)
Commercial | Com ¦ Occupancy Sensors | 2036 | SC B | MW | Before Competition Groups | 5.1669 | 0 | 0 | 1676.6485 | 0.0030817 | 35 | Commercial_2036_SC B_MW_Before Competition Groups_35 | Occupancy Sensors | 0.3082% | 0 | 5.1669 | Commercial_2036_SC B_MW_Before Competition Groups_Occupancy Sensors
Commercial | Com ¦ BEVERAGE VENDING MACHINE CONTROLS | 2036 | SC B | MW | Before Competition Groups | 4.4824 | 0 | 0 | 1676.6485 | 0.0026734 | 36 | Commercial_2036_SC B_MW_Before Competition Groups_36 | BEVERAGE VENDING MACHINE CONTROLS | 0.2673% | 0 | 4.4824 | Commercial_2036_SC B_MW_Before Competition Groups_BEVERAGE VENDING MACHINE CONTROLS
Commercial | Com ¦ LED street light fixture | 2036 | SC B | MW | Before Competition Groups | 4.1893 | 0 | 0 | 1676.6485 | 0.0024986 | 37 | Commercial_2036_SC B_MW_Before Competition Groups_37 | LED street light fixture | 0.2499% | 0 | 4.1893 | Commercial_2036_SC B_MW_Before Competition Groups_LED street light fixture
Commercial | Com ¦ Elec Storage WH 2.30 Et | 2036 | SC B | MW | Before Competition Groups | 3.9627 | 0 | 0 | 1676.6485 | 0.0023635 | 38 | Commercial_2036_SC B_MW_Before Competition Groups_38 | Elec Storage WH 2.30 Et | 0.2363% | 0 | 3.9627 | Commercial_2036_SC B_MW_Before Competition Groups_Elec Storage WH 2.30 Et
Commercial | Com ¦ Temperature Adjustment in Commercial Freezers | 2036 | SC B | MW | Before Competition Groups | 3.4714 | 0 | 0 | 1676.6485 | 0.0020704 | 39 | Commercial_2036_SC B_MW_Before Competition Groups_39 | Temperature Adjustment in Commercial Freezers | 0.207% | 0 | 3.4714 | Commercial_2036_SC B_MW_Before Competition Groups_Temperature Adjustment in Commercial Freezers
Commercial | Com ¦ CO Sensors for parking garage exhaust fans | 2036 | SC B | MW | Before Competition Groups | 3.1648 | 0 | 0 | 1676.6485 | 0.0018876 | 40 | Commercial_2036_SC B_MW_Before Competition Groups_40 | CO Sensors for parking garage exhaust fans | 0.1888% | 0 | 3.1648 | Commercial_2036_SC B_MW_Before Competition Groups_CO Sensors for parking garage exhaust fans
Commercial | Com ¦ Vertical Night Covers | 2036 | SC B | MW | Before Competition Groups | 2.8701 | 0 | 0 | 1676.6485 | 0.0017118 | 41 | Commercial_2036_SC B_MW_Before Competition Groups_41 | Vertical Night Covers | 0.1712% | 0 | 2.8701 | Commercial_2036_SC B_MW_Before Competition Groups_Vertical Night Covers
Commercial | Com ¦ Energy Efficient Laboratory Fume Hood | 2036 | SC B | MW | Before Competition Groups | 2.7476 | 0 | 0 | 1676.6485 | 0.0016388 | 42 | Commercial_2036_SC B_MW_Before Competition Groups_42 | Energy Efficient Laboratory Fume Hood | 0.1639% | 0 | 2.7476 | Commercial_2036_SC B_MW_Before Competition Groups_Energy Efficient Laboratory Fume Hood
Commercial | Com ¦ Water Heating (DHW) Pipe Insulation (Add 3/4\ Foam)" | 2036 | SC B | MW | Before Competition Groups | 2.1926 | 0 | 0 | 1676.6485 | 0.0013078 | 43 | Commercial_2036_SC B_MW_Before Competition Groups_43 | Water Heating (DHW) Pipe Insulation (Add 3/4\ Foam)" | 0.1308% | 0 | 2.1926 | Commercial_2036_SC B_MW_Before Competition Groups_Water Heating (DHW) Pipe Insulation (Add 3/4\ Foam)"
Commercial | Com ¦ Outside Air Economizer | 2036 | SC B | MW | Before Competition Groups | 2.0469 | 0 | 0 | 1676.6485 | 0.0012208 | 44 | Commercial_2036_SC B_MW_Before Competition Groups_44 | Outside Air Economizer | 0.1221% | 0 | 2.0469 | Commercial_2036_SC B_MW_Before Competition Groups_Outside Air Economizer
Commercial | Com ¦ ENERGY STAR Fryer (84% eff) | 2036 | SC B | MW | Before Competition Groups | 1.666 | 0 | 0 | 1676.6485 | 0.00099366 | 45 | Commercial_2036_SC B_MW_Before Competition Groups_45 | ENERGY STAR Fryer (84% eff) | 0.09937% | 0 | 1.666 | Commercial_2036_SC B_MW_Before Competition Groups_ENERGY STAR Fryer (84% eff)
Commercial | Com ¦ Suction Pipe Insulation Freezer/Refrigerator | 2036 | SC B | MW | Before Competition Groups | 1.4921 | 0 | 0 | 1676.6485 | 0.00088994 | 46 | Commercial_2036_SC B_MW_Before Competition Groups_46 | Suction Pipe Insulation Freezer/Refrigerator | 0.08899% | 0 | 1.4921 | Commercial_2036_SC B_MW_Before Competition Groups_Suction Pipe Insulation Freezer/Refrigerator
Commercial | Com ¦ Condensing Make Up Air Unit | 2036 | SC B | MW | Before Competition Groups | 1.2624 | 0 | 0 | 1676.6485 | 0.00075291 | 47 | Commercial_2036_SC B_MW_Before Competition Groups_47 | Condensing Make Up Air Unit | 0.07529% | 0 | 1.2624 | Commercial_2036_SC B_MW_Before Competition Groups_Condensing Make Up Air Unit
Commercial | Com ¦ ENERGY STAR Steam Cookers | 2036 | SC B | MW | Before Competition Groups | 1.069 | 0 | 0 | 1676.6485 | 0.0006376 | 48 | Commercial_2036_SC B_MW_Before Competition Groups_48 | ENERGY STAR Steam Cookers | 0.06376% | 0 | 1.069 | Commercial_2036_SC B_MW_Before Competition Groups_ENERGY STAR Steam Cookers
Commercial | Com ¦ ENERGY STAR Dishwasher | 2036 | SC B | MW | Before Competition Groups | 0.92324 | 0 | 0 | 1676.6485 | 0.00055065 | 49 | Commercial_2036_SC B_MW_Before Competition Groups_49 | ENERGY STAR Dishwasher | 0.05506% | 0 | 0.92324 | Commercial_2036_SC B_MW_Before Competition Groups_ENERGY STAR Dishwasher
Commercial | Com ¦ Ozone Laundry Treatment | 2036 | SC B | MW | Before Competition Groups | 0.77404 | 0 | 0 | 1676.6485 | 0.00046166 | 50 | Commercial_2036_SC B_MW_Before Competition Groups_50 | Ozone Laundry Treatment | 0.04617% | 0 | 0.77404 | Commercial_2036_SC B_MW_Before Competition Groups_Ozone Laundry Treatment
Commercial | Com ¦ Thermostat Setback | 2036 | SC B | MW | Before Competition Groups | 0.73806 | 0 | 0 | 1676.6485 | 0.0004402 | 51 | Commercial_2036_SC B_MW_Before Competition Groups_51 | Thermostat Setback | 0.04402% | 0 | 0.73806 | Commercial_2036_SC B_MW_Before Competition Groups_Thermostat Setback
Commercial | Com ¦ PTAC (12 EER/10,000 BTU) | 2036 | SC B | MW | Before Competition Groups | 0.41082 | 0 | 0 | 1676.6485 | 0.00024503 | 52 | Commercial_2036_SC B_MW_Before Competition Groups_52 | PTAC (12 EER/10,000 BTU) | 0.0245% | 0 | 0.41082 | Commercial_2036_SC B_MW_Before Competition Groups_PTAC (12 EER/10,000 BTU)
Commercial | COM ¦ Ductless Mini-Split Heat Pumps | 2036 | SC B | MW | Before Competition Groups | 0.32313 | 0 | 0 | 1676.6485 | 0.00019272 | 53 | Commercial_2036_SC B_MW_Before Competition Groups_53 | Ductless Mini-Split Heat Pumps | 0.01927% | 0 | 0.32313 | Commercial_2036_SC B_MW_Before Competition Groups_Ductless Mini-Split Heat Pumps
Commercial | Com ¦ ECM MOTORS FOR HVAC APPLICATION (FAN-POWERED VAV BOX) | 2036 | SC B | MW | Before Competition Groups | 0.32233 | 0 | 0 | 1676.6485 | 0.00019225 | 54 | Commercial_2036_SC B_MW_Before Competition Groups_54 | ECM MOTORS FOR HVAC APPLICATION (FAN-POWERED VAV BOX) | 0.01922% | 0 | 0.32233 | Commercial_2036_SC B_MW_Before Competition Groups_ECM MOTORS FOR HVAC APPLICATION (FAN-POWERED VAV BOX)
Commercial | Com ¦ Solar Water Preheat (Pools/DHW) | 2036 | SC B | MW | Before Competition Groups | 0.29339 | 0 | 0 | 1676.6485 | 0.00017499 | 55 | Commercial_2036_SC B_MW_Before Competition Groups_55 | Solar Water Preheat (Pools/DHW) | 0.0175% | 0 | 0.29339 | Commercial_2036_SC B_MW_Before Competition Groups_Solar Water Preheat (Pools/DHW)
Commercial | Com ¦ Notched V belts for HVAC Systems | 2036 | SC B | MW | Before Competition Groups | 0.18945 | 0 | 0 | 1676.6485 | 0.000113 | 56 | Commercial_2036_SC B_MW_Before Competition Groups_56 | Notched V belts for HVAC Systems | 0.0113% | 0 | 0.18945 | Commercial_2036_SC B_MW_Before Competition Groups_Notched V belts for HVAC Systems
Commercial | Com ¦ Auto Off Time Switch or Time Clock control | 2036 | SC B | MW | Before Competition Groups | 0.18378 | 0 | 0 | 1676.6485 | 0.00010961 | 57 | Commercial_2036_SC B_MW_Before Competition Groups_57 | Auto Off Time Switch or Time Clock control | 0.01096% | 0 | 0.18378 | Commercial_2036_SC B_MW_Before Competition Groups_Auto Off Time Switch or Time Clock control
Commercial | Com ¦ CEE Tier 2/Energy Star Clothes Washers | 2036 | SC B | MW | Before Competition Groups | 0.16457 | 0 | 0 | 1676.6485 | 9.8157e-05 | 58 | Commercial_2036_SC B_MW_Before Competition Groups_58 | CEE Tier 2/Energy Star Clothes Washers | 0.009816% | 0 | 0.16457 | Commercial_2036_SC B_MW_Before Competition Groups_CEE Tier 2/Energy Star Clothes Washers
Commercial | Com ¦ Demand controlled Circulating Systems | 2036 | SC B | MW | Before Competition Groups | 0.14215 | 0 | 0 | 1676.6485 | 8.4783e-05 | 59 | Commercial_2036_SC B_MW_Before Competition Groups_59 | Demand controlled Circulating Systems | 0.008478% | 0 | 0.14215 | Commercial_2036_SC B_MW_Before Competition Groups_Demand controlled Circulating Systems
Commercial | Com ¦ Efficient compressor motor | 2036 | SC B | MW | Before Competition Groups | 0.14071 | 0 | 0 | 1676.6485 | 8.3924e-05 | 60 | Commercial_2036_SC B_MW_Before Competition Groups_60 | Efficient compressor motor | 0.008392% | 0 | 0.14071 | Commercial_2036_SC B_MW_Before Competition Groups_Efficient compressor motor
Commercial | Com ¦ HVAC Optimization | 2036 | SC B | MW | Before Competition Groups | 0.11284 | 0 | 0 | 1676.6485 | 6.7299e-05 | 61 | Commercial_2036_SC B_MW_Before Competition Groups_61 | HVAC Optimization | 0.00673% | 0 | 0.11284 | Commercial_2036_SC B_MW_Before Competition Groups_HVAC Optimization
Commercial | Com ¦ High Efficiency Small Instantaneous Water Heater | 2036 | SC B | MW | Before Competition Groups | 0.10916 | 0 | 0 | 1676.6485 | 6.5106e-05 | 62 | Commercial_2036_SC B_MW_Before Competition Groups_62 | High Efficiency Small Instantaneous Water Heater | 0.006511% | 0 | 0.10916 | Commercial_2036_SC B_MW_Before Competition Groups_High Efficiency Small Instantaneous Water Heater
Commercial | Com ¦ LED RECESSED DOWNLIGHTS | 2036 | SC B | MW | Before Competition Groups | 0.092388 | 0 | 0 | 1676.6485 | 5.5103e-05 | 63 | Commercial_2036_SC B_MW_Before Competition Groups_63 | LED RECESSED DOWNLIGHTS | 0.00551% | 0 | 0.092388 | Commercial_2036_SC B_MW_Before Competition Groups_LED RECESSED DOWNLIGHTS
Commercial | Com ¦ Commercial Hot Food Holding Cabinets | 2036 | SC B | MW | Before Competition Groups | 0.090736 | 0 | 0 | 1676.6485 | 5.4118e-05 | 64 | Commercial_2036_SC B_MW_Before Competition Groups_64 | Commercial Hot Food Holding Cabinets | 0.005412% | 0 | 0.090736 | Commercial_2036_SC B_MW_Before Competition Groups_Commercial Hot Food Holding Cabinets
Commercial | Com ¦ Low Flow Pre-Rinse Spray Nozzle | 2036 | SC B | MW | Before Competition Groups | 0.085927 | 0 | 0 | 1676.6485 | 5.1249e-05 | 65 | Commercial_2036_SC B_MW_Before Competition Groups_65 | Low Flow Pre-Rinse Spray Nozzle | 0.005125% | 0 | 0.085927 | Commercial_2036_SC B_MW_Before Competition Groups_Low Flow Pre-Rinse Spray Nozzle
Commercial | Com ¦ Room AC (w/ louvered sides) 14 SEER from 12 SEER code | 2036 | SC B | MW | Before Competition Groups | 0.070437 | 0 | 0 | 1676.6485 | 4.2011e-05 | 66 | Commercial_2036_SC B_MW_Before Competition Groups_66 | Room AC (w/ louvered sides) 14 SEER from 12 SEER code | 0.004201% | 0 | 0.070437 | Commercial_2036_SC B_MW_Before Competition Groups_Room AC (w/ louvered sides) 14 SEER from 12 SEER code
Commercial | Com ¦ Wall Insulation | 2036 | SC B | MW | Before Competition Groups | 0.057205 | 0 | 0 | 1676.6485 | 3.4118e-05 | 67 | Commercial_2036_SC B_MW_Before Competition Groups_67 | Wall Insulation | 0.003412% | 0 | 0.057205 | Commercial_2036_SC B_MW_Before Competition Groups_Wall Insulation
Commercial | Com ¦ Energy Recovery Ventilation and Ventilation (Enhanced) | 2036 | SC B | MW | Before Competition Groups | 0.051728 | 0 | 0 | 1676.6485 | 3.0852e-05 | 68 | Commercial_2036_SC B_MW_Before Competition Groups_68 | Energy Recovery Ventilation and Ventilation (Enhanced) | 0.003085% | 0 | 0.051728 | Commercial_2036_SC B_MW_Before Competition Groups_Energy Recovery Ventilation and Ventilation (Enhanced)
Commercial | Com ¦ Condensing Unit Heaters or other Efficient Unit Heating System | 2036 | SC B | MW | Before Competition Groups | 0.049055 | 0 | 0 | 1676.6485 | 2.9258e-05 | 69 | Commercial_2036_SC B_MW_Before Competition Groups_69 | Condensing Unit Heaters or other Efficient Unit Heating System | 0.002926% | 0 | 0.049055 | Commercial_2036_SC B_MW_Before Competition Groups_Condensing Unit Heaters or other Efficient Unit Heating System
Commercial | Com ¦ High Efficiency Chiller (avg of water and air cooled) | 2036 | SC B | MW | Before Competition Groups | 0.039427 | 0 | 0 | 1676.6485 | 2.3515e-05 | 70 | Commercial_2036_SC B_MW_Before Competition Groups_70 | High Efficiency Chiller (avg of water and air cooled) | 0.002352% | 0 | 0.039427 | Commercial_2036_SC B_MW_Before Competition Groups_High Efficiency Chiller (avg of water and air cooled)
Commercial | Com ¦ VSD Air Compressor | 2036 | SC B | MW | Before Competition Groups | 0.028828 | 0 | 0 | 1676.6485 | 1.7194e-05 | 71 | Commercial_2036_SC B_MW_Before Competition Groups_71 | VSD Air Compressor | 0.001719% | 0 | 0.028828 | Commercial_2036_SC B_MW_Before Competition Groups_VSD Air Compressor
Commercial | Com ¦ Air Curtains | 2036 | SC B | MW | Before Competition Groups | 0.0073109 | 0 | 0 | 1676.6485 | 4.3604e-06 | 72 | Commercial_2036_SC B_MW_Before Competition Groups_72 | Air Curtains | 0.000436% | 0 | 0.0073109 | Commercial_2036_SC B_MW_Before Competition Groups_Air Curtains
Commercial | Com ¦ EC Plug Fan for Data Center (under cabinet) | 2036 | SC B | MW | Before Competition Groups | 0.0070636 | 0 | 0 | 1676.6485 | 4.2129e-06 | 73 | Commercial_2036_SC B_MW_Before Competition Groups_73 | EC Plug Fan for Data Center (under cabinet) | 0.0004213% | 0 | 0.0070636 | Commercial_2036_SC B_MW_Before Competition Groups_EC Plug Fan for Data Center (under cabinet)
Commercial | Com ¦ Electric Convection Combination Ovens | 2036 | SC B | MW | Before Competition Groups | 0.00039875 | 0 | 0 | 1676.6485 | 2.3783e-07 | 74 | Commercial_2036_SC B_MW_Before Competition Groups_74 | Electric Convection Combination Ovens | 2.378e-05% | 0 | 0.00039875 | Commercial_2036_SC B_MW_Before Competition Groups_Electric Convection Combination Ovens
Commercial | Com ¦ LLLC - Low Impact Application | 2036 | SC B | MW | Before Competition Groups | 4.152e-19 | 0 | 0 | 1676.6485 | 2.4763e-22 | 75 | Commercial_2036_SC B_MW_Before Competition Groups_75 | LLLC - Low Impact Application | 2.476e-20% | 0 | 4.152e-19 | Commercial_2036_SC B_MW_Before Competition Groups_LLLC - Low Impact Application
Commercial | Com ¦ LLLC - High Impact Application | 2036 | SC B | MW | Before Competition Groups | 1.4576e-19 | 0 | 0 | 1676.6485 | 8.6936e-23 | 76 | Commercial_2036_SC B_MW_Before Competition Groups_76 | LLLC - High Impact Application | 8.694e-21% | 0 | 1.4576e-19 | Commercial_2036_SC B_MW_Before Competition Groups_LLLC - High Impact Application
Commercial | Com ¦ Networked/Connected - High Impact Application | 2036 | SC B | MW | Before Competition Groups | 1.6083e-21 | 0 | 0 | 1676.6485 | 9.5926e-25 | 77 | Commercial_2036_SC B_MW_Before Competition Groups_77 | Networked/Connected - High Impact Application | 9.593e-23% | 0 | 1.6083e-21 | Commercial_2036_SC B_MW_Before Competition Groups_Networked/Connected - High Impact Application
Commercial | Com ¦ Networked/Connected - Low Impact Application | 2036 | SC B | MW | Before Competition Groups | 9.2531e-22 | 0 | 0 | 1676.6485 | 5.5188e-25 | 78 | Commercial_2036_SC B_MW_Before Competition Groups_78 | Networked/Connected - Low Impact Application | 5.519e-23% | 0 | 9.2531e-22 | Commercial_2036_SC B_MW_Before Competition Groups_Networked/Connected - Low Impact Application
Commercial | Com ¦ Indoor Daylight Sensors/Photocell Dimming Control | 2036 | SC B | MW | Before Competition Groups | 0 | 0 | 0 | 1676.6485 | 0 | 79 | Commercial_2036_SC B_MW_Before Competition Groups_79 | Indoor Daylight Sensors/Photocell Dimming Control | 0% | 0 | 0 | Commercial_2036_SC B_MW_Before Competition Groups_Indoor Daylight Sensors/Photocell Dimming Control
Commercial | Com ¦ Variable Refrigerant Flow Heat Pump | 2036 | SC B | MW | Before Competition Groups | 0 | 0 | 0 | 1676.6485 | 0 | 80 | Commercial_2036_SC B_MW_Before Competition Groups_80 | Variable Refrigerant Flow Heat Pump | 0% | 0 | 0 | Commercial_2036_SC B_MW_Before Competition Groups_Variable Refrigerant Flow Heat Pump
Commercial | Com ¦ LED Low/High Bay | 2036 | SC C | MW | Before Competition Groups | 171.9313 | 0 | 0 | 1284.201 | 0.13388 | 1 | Commercial_2036_SC C_MW_Before Competition Groups_1 | LED Low/High Bay | 13.39% | 0 | 171.9313 | Commercial_2036_SC C_MW_Before Competition Groups_LED Low/High Bay
Commercial | Com ¦ LED Troffer/Surface/Suspended | 2036 | SC C | MW | Before Competition Groups | 134.371 | 0 | 0 | 1284.201 | 0.10463 | 2 | Commercial_2036_SC C_MW_Before Competition Groups_2 | LED Troffer/Surface/Suspended | 10.46% | 0 | 134.371 | Commercial_2036_SC C_MW_Before Competition Groups_LED Troffer/Surface/Suspended
Commercial | Com ¦ ENERGY STAR LED LAMPS (REFLECTOR LAMPs/MR16/PAR 16) | 2036 | SC C | MW | Before Competition Groups | 128.4978 | 0 | 0 | 1284.201 | 0.10006 | 3 | Commercial_2036_SC C_MW_Before Competition Groups_3 | ENERGY STAR LED LAMPS (REFLECTOR LAMPs/MR16/PAR 16) | 10.01% | 0 | 128.4978 | Commercial_2036_SC C_MW_Before Competition Groups_ENERGY STAR LED LAMPS (REFLECTOR LAMPs/MR16/PAR 16)
Commercial | Com ¦ Building Recommissioning, Operations and Maintenance (O&M) Improvements | 2036 | SC C | MW | Before Competition Groups | 88.6374 | 0 | 0 | 1284.201 | 0.069021 | 4 | Commercial_2036_SC C_MW_Before Competition Groups_4 | Building Recommissioning, Operations and Maintenance (O&M) Improvements | 6.902% | 0 | 88.6374 | Commercial_2036_SC C_MW_Before Competition Groups_Building Recommissioning, Operations and Maintenance (O&M) Improvements
Commercial | Com ¦ High Efficiency Air Source Heat Pump | 2036 | SC C | MW | Before Competition Groups | 87.9435 | 0 | 0 | 1284.201 | 0.068481 | 5 | Commercial_2036_SC C_MW_Before Competition Groups_5 | High Efficiency Air Source Heat Pump | 6.848% | 0 | 87.9435 | Commercial_2036_SC C_MW_Before Competition Groups_High Efficiency Air Source Heat Pump
Commercial | Com ¦ LED Replacement Lamp (Tube) | 2036 | SC C | MW | Before Competition Groups | 86.1922 | 0 | 0 | 1284.201 | 0.067117 | 6 | Commercial_2036_SC C_MW_Before Competition Groups_6 | LED Replacement Lamp (Tube) | 6.712% | 0 | 86.1922 | Commercial_2036_SC C_MW_Before Competition Groups_LED Replacement Lamp (Tube)
Commercial | Com ¦ Unitary Air-Conditioning Unit | 2036 | SC C | MW | Before Competition Groups | 71.1995 | 0 | 0 | 1284.201 | 0.055443 | 7 | Commercial_2036_SC C_MW_Before Competition Groups_7 | Unitary Air-Conditioning Unit | 5.544% | 0 | 71.1995 | Commercial_2036_SC C_MW_Before Competition Groups_Unitary Air-Conditioning Unit
Commercial | Com ¦ Advanced BAS/Controllers | 2036 | SC C | MW | Before Competition Groups | 46.991 | 0 | 0 | 1284.201 | 0.036592 | 8 | Commercial_2036_SC C_MW_Before Competition Groups_8 | Advanced BAS/Controllers | 3.659% | 0 | 46.991 | Commercial_2036_SC C_MW_Before Competition Groups_Advanced BAS/Controllers
Commercial | Com ¦ Education and Capacity Building/Energy Behavior | 2036 | SC C | MW | Before Competition Groups | 36.2149 | 0 | 0 | 1284.201 | 0.0282 | 9 | Commercial_2036_SC C_MW_Before Competition Groups_9 | Education and Capacity Building/Energy Behavior | 2.82% | 0 | 36.2149 | Commercial_2036_SC C_MW_Before Competition Groups_Education and Capacity Building/Energy Behavior
Commercial | Com ¦ Refrigerated Display Case Doors | 2036 | SC C | MW | Before Competition Groups | 34.7426 | 0 | 0 | 1284.201 | 0.027054 | 10 | Commercial_2036_SC C_MW_Before Competition Groups_10 | Refrigerated Display Case Doors | 2.705% | 0 | 34.7426 | Commercial_2036_SC C_MW_Before Competition Groups_Refrigerated Display Case Doors
Commercial | Com ¦ Adaptive Thermostats | 2036 | SC C | MW | Before Competition Groups | 32.3701 | 0 | 0 | 1284.201 | 0.025206 | 11 | Commercial_2036_SC C_MW_Before Competition Groups_11 | Adaptive Thermostats | 2.521% | 0 | 32.3701 | Commercial_2036_SC C_MW_Before Competition Groups_Adaptive Thermostats
Commercial | Com ¦ Reach-in Shaded Pole to ECM/PSC Evaporator Fan Motor | 2036 | SC C | MW | Before Competition Groups | 30.1224 | 0 | 0 | 1284.201 | 0.023456 | 12 | Commercial_2036_SC C_MW_Before Competition Groups_12 | Reach-in Shaded Pole to ECM/PSC Evaporator Fan Motor | 2.346% | 0 | 30.1224 | Commercial_2036_SC C_MW_Before Competition Groups_Reach-in Shaded Pole to ECM/PSC Evaporator Fan Motor
Commercial | Com ¦ Data Center Storage/Server Virtualization | 2036 | SC C | MW | Before Competition Groups | 27.9539 | 0 | 0 | 1284.201 | 0.021768 | 13 | Commercial_2036_SC C_MW_Before Competition Groups_13 | Data Center Storage/Server Virtualization | 2.177% | 0 | 27.9539 | Commercial_2036_SC C_MW_Before Competition Groups_Data Center Storage/Server Virtualization
Commercial | Com ¦ LED or Equivalent Sign Lighting | 2036 | SC C | MW | Before Competition Groups | 27.4972 | 0 | 0 | 1284.201 | 0.021412 | 14 | Commercial_2036_SC C_MW_Before Competition Groups_14 | LED or Equivalent Sign Lighting | 2.141% | 0 | 27.4972 | Commercial_2036_SC C_MW_Before Competition Groups_LED or Equivalent Sign Lighting
Commercial | Com ¦ Strip Curtains | 2036 | SC C | MW | Before Competition Groups | 25.7243 | 0 | 0 | 1284.201 | 0.020031 | 15 | Commercial_2036_SC C_MW_Before Competition Groups_15 | Strip Curtains | 2.003% | 0 | 25.7243 | Commercial_2036_SC C_MW_Before Competition Groups_Strip Curtains
Commercial | Com ¦ Chilled Water Optimization | 2036 | SC C | MW | Before Competition Groups | 22.0728 | 0 | 0 | 1284.201 | 0.017188 | 16 | Commercial_2036_SC C_MW_Before Competition Groups_16 | Chilled Water Optimization | 1.719% | 0 | 22.0728 | Commercial_2036_SC C_MW_Before Competition Groups_Chilled Water Optimization
Commercial | Com ¦ Furnace Tune-Up | 2036 | SC C | MW | Before Competition Groups | 21.9398 | 0 | 0 | 1284.201 | 0.017084 | 17 | Commercial_2036_SC C_MW_Before Competition Groups_17 | Furnace Tune-Up | 1.708% | 0 | 21.9398 | Commercial_2036_SC C_MW_Before Competition Groups_Furnace Tune-Up
Commercial | Com ¦ Demand Control Ventilation | 2036 | SC C | MW | Before Competition Groups | 21.267 | 0 | 0 | 1284.201 | 0.016561 | 18 | Commercial_2036_SC C_MW_Before Competition Groups_18 | Demand Control Ventilation | 1.656% | 0 | 21.267 | Commercial_2036_SC C_MW_Before Competition Groups_Demand Control Ventilation
Commercial | Com ¦ Centrally controlled desktop PC/NETWORK PC POWER MANAGEMENT SOFTWARE | 2036 | SC C | MW | Before Competition Groups | 18.4298 | 0 | 0 | 1284.201 | 0.014351 | 19 | Commercial_2036_SC C_MW_Before Competition Groups_19 | Centrally controlled desktop PC/NETWORK PC POWER MANAGEMENT SOFTWARE | 1.435% | 0 | 18.4298 | Commercial_2036_SC C_MW_Before Competition Groups_Centrally controlled desktop PC/NETWORK PC POWER MANAGEMENT SOFTWARE
Commercial | Com ¦ ENERGY STAR LED LAMPS (General Service Lamps) | 2036 | SC C | MW | Before Competition Groups | 15.6105 | 0 | 0 | 1284.201 | 0.012156 | 20 | Commercial_2036_SC C_MW_Before Competition Groups_20 | ENERGY STAR LED LAMPS (General Service Lamps) | 1.216% | 0 | 15.6105 | Commercial_2036_SC C_MW_Before Competition Groups_ENERGY STAR LED LAMPS (General Service Lamps)
Commercial | Com ¦ Variable Frequency Drive (VFD) | 2036 | SC C | MW | Before Competition Groups | 15.4078 | 0 | 0 | 1284.201 | 0.011998 | 21 | Commercial_2036_SC C_MW_Before Competition Groups_21 | Variable Frequency Drive (VFD) | 1.2% | 0 | 15.4078 | Commercial_2036_SC C_MW_Before Competition Groups_Variable Frequency Drive (VFD)
Commercial | Com ¦ VFD on Pumps | 2036 | SC C | MW | Before Competition Groups | 14.3965 | 0 | 0 | 1284.201 | 0.01121 | 22 | Commercial_2036_SC C_MW_Before Competition Groups_22 | VFD on Pumps | 1.121% | 0 | 14.3965 | Commercial_2036_SC C_MW_Before Competition Groups_VFD on Pumps
Commercial | Com ¦ Refrigerated Display Case LED | 2036 | SC C | MW | Before Competition Groups | 13.0529 | 0 | 0 | 1284.201 | 0.010164 | 23 | Commercial_2036_SC C_MW_Before Competition Groups_23 | Refrigerated Display Case LED | 1.016% | 0 | 13.0529 | Commercial_2036_SC C_MW_Before Competition Groups_Refrigerated Display Case LED
Commercial | Com ¦ Air Handler with Dedicated Outdoor Air Systems | 2036 | SC C | MW | Before Competition Groups | 8.813 | 0 | 0 | 1284.201 | 0.0068626 | 24 | Commercial_2036_SC C_MW_Before Competition Groups_24 | Air Handler with Dedicated Outdoor Air Systems | 0.6863% | 0 | 8.813 | Commercial_2036_SC C_MW_Before Competition Groups_Air Handler with Dedicated Outdoor Air Systems
Commercial | Com ¦ Door Gasket Freezer/Refrigerator | 2036 | SC C | MW | Before Competition Groups | 8.5188 | 0 | 0 | 1284.201 | 0.0066335 | 25 | Commercial_2036_SC C_MW_Before Competition Groups_25 | Door Gasket Freezer/Refrigerator | 0.6634% | 0 | 8.5188 | Commercial_2036_SC C_MW_Before Competition Groups_Door Gasket Freezer/Refrigerator
Commercial | Com ¦ ECM MOTORS FOR EVAPORATOR FANS for refrigeration (WALK-IN) | 2036 | SC C | MW | Before Competition Groups | 7.9211 | 0 | 0 | 1284.201 | 0.0061681 | 26 | Commercial_2036_SC C_MW_Before Competition Groups_26 | ECM MOTORS FOR EVAPORATOR FANS for refrigeration (WALK-IN) | 0.6168% | 0 | 7.9211 | Commercial_2036_SC C_MW_Before Competition Groups_ECM MOTORS FOR EVAPORATOR FANS for refrigeration (WALK-IN)
Commercial | Com ¦ Demand Control Kitchen Ventilation | 2036 | SC C | MW | Before Competition Groups | 7.5577 | 0 | 0 | 1284.201 | 0.0058852 | 27 | Commercial_2036_SC C_MW_Before Competition Groups_27 | Demand Control Kitchen Ventilation | 0.5885% | 0 | 7.5577 | Commercial_2036_SC C_MW_Before Competition Groups_Demand Control Kitchen Ventilation
Commercial | Com ¦ LED EXTERIOR AREA LIGHTS - LED fixture (200W) | 2036 | SC C | MW | Before Competition Groups | 6.8986 | 0 | 0 | 1284.201 | 0.0053719 | 28 | Commercial_2036_SC C_MW_Before Competition Groups_28 | LED EXTERIOR AREA LIGHTS - LED fixture (200W) | 0.5372% | 0 | 6.8986 | Commercial_2036_SC C_MW_Before Competition Groups_LED EXTERIOR AREA LIGHTS - LED fixture (200W)
Commercial | Com ¦ Freezer Case Light Sensor | 2036 | SC C | MW | Before Competition Groups | 6.8374 | 0 | 0 | 1284.201 | 0.0053243 | 29 | Commercial_2036_SC C_MW_Before Competition Groups_29 | Freezer Case Light Sensor | 0.5324% | 0 | 6.8374 | Commercial_2036_SC C_MW_Before Competition Groups_Freezer Case Light Sensor
Commercial | Com ¦ Evaporator Fan Controls | 2036 | SC C | MW | Before Competition Groups | 6.6614 | 0 | 0 | 1284.201 | 0.0051872 | 30 | Commercial_2036_SC C_MW_Before Competition Groups_30 | Evaporator Fan Controls | 0.5187% | 0 | 6.6614 | Commercial_2036_SC C_MW_Before Competition Groups_Evaporator Fan Controls
Commercial | Com ¦ LED parking lot fixture | 2036 | SC C | MW | Before Competition Groups | 6.6021 | 0 | 0 | 1284.201 | 0.005141 | 31 | Commercial_2036_SC C_MW_Before Competition Groups_31 | LED parking lot fixture | 0.5141% | 0 | 6.6021 | Commercial_2036_SC C_MW_Before Competition Groups_LED parking lot fixture
Commercial | Com ¦ Water Source Heat Pump (4 ton) | 2036 | SC C | MW | Before Competition Groups | 5.8047 | 0 | 0 | 1284.201 | 0.0045201 | 32 | Commercial_2036_SC C_MW_Before Competition Groups_32 | Water Source Heat Pump (4 ton) | 0.452% | 0 | 5.8047 | Commercial_2036_SC C_MW_Before Competition Groups_Water Source Heat Pump (4 ton)
Commercial | Com ¦ ENERGY STAR Griddle (74% eff) | 2036 | SC C | MW | Before Competition Groups | 5.5995 | 0 | 0 | 1284.201 | 0.0043603 | 33 | Commercial_2036_SC C_MW_Before Competition Groups_33 | ENERGY STAR Griddle (74% eff) | 0.436% | 0 | 5.5995 | Commercial_2036_SC C_MW_Before Competition Groups_ENERGY STAR Griddle (74% eff)
Commercial | Com ¦ Occupancy Sensors | 2036 | SC C | MW | Before Competition Groups | 5.1669 | 0 | 0 | 1284.201 | 0.0040234 | 34 | Commercial_2036_SC C_MW_Before Competition Groups_34 | Occupancy Sensors | 0.4023% | 0 | 5.1669 | Commercial_2036_SC C_MW_Before Competition Groups_Occupancy Sensors
Commercial | Com ¦ LED street light fixture | 2036 | SC C | MW | Before Competition Groups | 4.1893 | 0 | 0 | 1284.201 | 0.0032622 | 35 | Commercial_2036_SC C_MW_Before Competition Groups_35 | LED street light fixture | 0.3262% | 0 | 4.1893 | Commercial_2036_SC C_MW_Before Competition Groups_LED street light fixture
Commercial | Com ¦ Duct Insulation, R8 | 2036 | SC C | MW | Before Competition Groups | 4.0607 | 0 | 0 | 1284.201 | 0.003162 | 36 | Commercial_2036_SC C_MW_Before Competition Groups_36 | Duct Insulation, R8 | 0.3162% | 0 | 4.0607 | Commercial_2036_SC C_MW_Before Competition Groups_Duct Insulation, R8
Commercial | Com ¦ BEVERAGE VENDING MACHINE CONTROLS | 2036 | SC C | MW | Before Competition Groups | 3.0926 | 0 | 0 | 1284.201 | 0.0024082 | 37 | Commercial_2036_SC C_MW_Before Competition Groups_37 | BEVERAGE VENDING MACHINE CONTROLS | 0.2408% | 0 | 3.0926 | Commercial_2036_SC C_MW_Before Competition Groups_BEVERAGE VENDING MACHINE CONTROLS
Commercial | Com ¦ Elec Storage WH 2.30 Et | 2036 | SC C | MW | Before Competition Groups | 2.7899 | 0 | 0 | 1284.201 | 0.0021724 | 38 | Commercial_2036_SC C_MW_Before Competition Groups_38 | Elec Storage WH 2.30 Et | 0.2172% | 0 | 2.7899 | Commercial_2036_SC C_MW_Before Competition Groups_Elec Storage WH 2.30 Et
Commercial | Com ¦ Temperature Adjustment in Commercial Freezers | 2036 | SC C | MW | Before Competition Groups | 2.4373 | 0 | 0 | 1284.201 | 0.0018979 | 39 | Commercial_2036_SC C_MW_Before Competition Groups_39 | Temperature Adjustment in Commercial Freezers | 0.1898% | 0 | 2.4373 | Commercial_2036_SC C_MW_Before Competition Groups_Temperature Adjustment in Commercial Freezers
Commercial | Com ¦ CO Sensors for parking garage exhaust fans | 2036 | SC C | MW | Before Competition Groups | 2.2702 | 0 | 0 | 1284.201 | 0.0017678 | 40 | Commercial_2036_SC C_MW_Before Competition Groups_40 | CO Sensors for parking garage exhaust fans | 0.1768% | 0 | 2.2702 | Commercial_2036_SC C_MW_Before Competition Groups_CO Sensors for parking garage exhaust fans
Commercial | Com ¦ Vertical Night Covers | 2036 | SC C | MW | Before Competition Groups | 2.014 | 0 | 0 | 1284.201 | 0.0015683 | 41 | Commercial_2036_SC C_MW_Before Competition Groups_41 | Vertical Night Covers | 0.1568% | 0 | 2.014 | Commercial_2036_SC C_MW_Before Competition Groups_Vertical Night Covers
Commercial | Com ¦ Energy Efficient Laboratory Fume Hood | 2036 | SC C | MW | Before Competition Groups | 1.9616 | 0 | 0 | 1284.201 | 0.0015275 | 42 | Commercial_2036_SC C_MW_Before Competition Groups_42 | Energy Efficient Laboratory Fume Hood | 0.1528% | 0 | 1.9616 | Commercial_2036_SC C_MW_Before Competition Groups_Energy Efficient Laboratory Fume Hood
Commercial | Com ¦ ENERGY STAR Fryer (84% eff) | 2036 | SC C | MW | Before Competition Groups | 1.666 | 0 | 0 | 1284.201 | 0.0012973 | 43 | Commercial_2036_SC C_MW_Before Competition Groups_43 | ENERGY STAR Fryer (84% eff) | 0.1297% | 0 | 1.666 | Commercial_2036_SC C_MW_Before Competition Groups_ENERGY STAR Fryer (84% eff)
Commercial | Com ¦ Outside Air Economizer | 2036 | SC C | MW | Before Competition Groups | 1.5988 | 0 | 0 | 1284.201 | 0.001245 | 44 | Commercial_2036_SC C_MW_Before Competition Groups_44 | Outside Air Economizer | 0.1245% | 0 | 1.5988 | Commercial_2036_SC C_MW_Before Competition Groups_Outside Air Economizer
Commercial | Com ¦ Water Heating (DHW) Pipe Insulation (Add 3/4\ Foam)" | 2036 | SC C | MW | Before Competition Groups | 1.544 | 0 | 0 | 1284.201 | 0.0012023 | 45 | Commercial_2036_SC C_MW_Before Competition Groups_45 | Water Heating (DHW) Pipe Insulation (Add 3/4\ Foam)" | 0.1202% | 0 | 1.544 | Commercial_2036_SC C_MW_Before Competition Groups_Water Heating (DHW) Pipe Insulation (Add 3/4\ Foam)"
Commercial | Com ¦ Condensing Make Up Air Unit | 2036 | SC C | MW | Before Competition Groups | 1.0691 | 0 | 0 | 1284.201 | 0.00083247 | 46 | Commercial_2036_SC C_MW_Before Competition Groups_46 | Condensing Make Up Air Unit | 0.08325% | 0 | 1.0691 | Commercial_2036_SC C_MW_Before Competition Groups_Condensing Make Up Air Unit
Commercial | Com ¦ ENERGY STAR Steam Cookers | 2036 | SC C | MW | Before Competition Groups | 1.069 | 0 | 0 | 1284.201 | 0.00083245 | 47 | Commercial_2036_SC C_MW_Before Competition Groups_47 | ENERGY STAR Steam Cookers | 0.08325% | 0 | 1.069 | Commercial_2036_SC C_MW_Before Competition Groups_ENERGY STAR Steam Cookers
Commercial | Com ¦ Suction Pipe Insulation Freezer/Refrigerator | 2036 | SC C | MW | Before Competition Groups | 1.048 | 0 | 0 | 1284.201 | 0.00081607 | 48 | Commercial_2036_SC C_MW_Before Competition Groups_48 | Suction Pipe Insulation Freezer/Refrigerator | 0.08161% | 0 | 1.048 | Commercial_2036_SC C_MW_Before Competition Groups_Suction Pipe Insulation Freezer/Refrigerator
Commercial | Com ¦ ENERGY STAR Dishwasher | 2036 | SC C | MW | Before Competition Groups | 0.85217 | 0 | 0 | 1284.201 | 0.00066358 | 49 | Commercial_2036_SC C_MW_Before Competition Groups_49 | ENERGY STAR Dishwasher | 0.06636% | 0 | 0.85217 | Commercial_2036_SC C_MW_Before Competition Groups_ENERGY STAR Dishwasher
Commercial | Com ¦ Thermostat Setback | 2036 | SC C | MW | Before Competition Groups | 0.73453 | 0 | 0 | 1284.201 | 0.00057198 | 50 | Commercial_2036_SC C_MW_Before Competition Groups_50 | Thermostat Setback | 0.0572% | 0 | 0.73453 | Commercial_2036_SC C_MW_Before Competition Groups_Thermostat Setback
Commercial | Com ¦ Ozone Laundry Treatment | 2036 | SC C | MW | Before Competition Groups | 0.55119 | 0 | 0 | 1284.201 | 0.0004292 | 51 | Commercial_2036_SC C_MW_Before Competition Groups_51 | Ozone Laundry Treatment | 0.04292% | 0 | 0.55119 | Commercial_2036_SC C_MW_Before Competition Groups_Ozone Laundry Treatment
Commercial | COM ¦ Ductless Mini-Split Heat Pumps | 2036 | SC C | MW | Before Competition Groups | 0.26277 | 0 | 0 | 1284.201 | 0.00020462 | 52 | Commercial_2036_SC C_MW_Before Competition Groups_52 | Ductless Mini-Split Heat Pumps | 0.02046% | 0 | 0.26277 | Commercial_2036_SC C_MW_Before Competition Groups_Ductless Mini-Split Heat Pumps
Commercial | Com ¦ PTAC (12 EER/10,000 BTU) | 2036 | SC C | MW | Before Competition Groups | 0.24491 | 0 | 0 | 1284.201 | 0.00019071 | 53 | Commercial_2036_SC C_MW_Before Competition Groups_53 | PTAC (12 EER/10,000 BTU) | 0.01907% | 0 | 0.24491 | Commercial_2036_SC C_MW_Before Competition Groups_PTAC (12 EER/10,000 BTU)
Commercial | Com ¦ ECM MOTORS FOR HVAC APPLICATION (FAN-POWERED VAV BOX) | 2036 | SC C | MW | Before Competition Groups | 0.24421 | 0 | 0 | 1284.201 | 0.00019017 | 54 | Commercial_2036_SC C_MW_Before Competition Groups_54 | ECM MOTORS FOR HVAC APPLICATION (FAN-POWERED VAV BOX) | 0.01902% | 0 | 0.24421 | Commercial_2036_SC C_MW_Before Competition Groups_ECM MOTORS FOR HVAC APPLICATION (FAN-POWERED VAV BOX)
Commercial | Com ¦ Solar Water Preheat (Pools/DHW) | 2036 | SC C | MW | Before Competition Groups | 0.17403 | 0 | 0 | 1284.201 | 0.00013551 | 55 | Commercial_2036_SC C_MW_Before Competition Groups_55 | Solar Water Preheat (Pools/DHW) | 0.01355% | 0 | 0.17403 | Commercial_2036_SC C_MW_Before Competition Groups_Solar Water Preheat (Pools/DHW)
Commercial | Com ¦ CEE Tier 2/Energy Star Clothes Washers | 2036 | SC C | MW | Before Competition Groups | 0.15144 | 0 | 0 | 1284.201 | 0.00011792 | 56 | Commercial_2036_SC C_MW_Before Competition Groups_56 | CEE Tier 2/Energy Star Clothes Washers | 0.01179% | 0 | 0.15144 | Commercial_2036_SC C_MW_Before Competition Groups_CEE Tier 2/Energy Star Clothes Washers
Commercial | Com ¦ Notched V belts for HVAC Systems | 2036 | SC C | MW | Before Competition Groups | 0.14125 | 0 | 0 | 1284.201 | 0.00010999 | 57 | Commercial_2036_SC C_MW_Before Competition Groups_57 | Notched V belts for HVAC Systems | 0.011% | 0 | 0.14125 | Commercial_2036_SC C_MW_Before Competition Groups_Notched V belts for HVAC Systems
Commercial | Com ¦ Auto Off Time Switch or Time Clock control | 2036 | SC C | MW | Before Competition Groups | 0.12755 | 0 | 0 | 1284.201 | 9.9324e-05 | 58 | Commercial_2036_SC C_MW_Before Competition Groups_58 | Auto Off Time Switch or Time Clock control | 0.009932% | 0 | 0.12755 | Commercial_2036_SC C_MW_Before Competition Groups_Auto Off Time Switch or Time Clock control
Commercial | Com ¦ HVAC Optimization | 2036 | SC C | MW | Before Competition Groups | 0.11284 | 0 | 0 | 1284.201 | 8.7865e-05 | 59 | Commercial_2036_SC C_MW_Before Competition Groups_59 | HVAC Optimization | 0.008787% | 0 | 0.11284 | Commercial_2036_SC C_MW_Before Competition Groups_HVAC Optimization
Commercial | Com ¦ Demand controlled Circulating Systems | 2036 | SC C | MW | Before Competition Groups | 0.10344 | 0 | 0 | 1284.201 | 8.0549e-05 | 60 | Commercial_2036_SC C_MW_Before Competition Groups_60 | Demand controlled Circulating Systems | 0.008055% | 0 | 0.10344 | Commercial_2036_SC C_MW_Before Competition Groups_Demand controlled Circulating Systems
Commercial | Com ¦ LED RECESSED DOWNLIGHTS | 2036 | SC C | MW | Before Competition Groups | 0.092388 | 0 | 0 | 1284.201 | 7.1942e-05 | 61 | Commercial_2036_SC C_MW_Before Competition Groups_61 | LED RECESSED DOWNLIGHTS | 0.007194% | 0 | 0.092388 | Commercial_2036_SC C_MW_Before Competition Groups_LED RECESSED DOWNLIGHTS
Commercial | Com ¦ LLLC - High Impact Application | 2036 | SC C | MW | Before Competition Groups | 0.086433 | 0 | 0 | 1284.201 | 6.7305e-05 | 62 | Commercial_2036_SC C_MW_Before Competition Groups_62 | LLLC - High Impact Application | 0.00673% | 0 | 0.086433 | Commercial_2036_SC C_MW_Before Competition Groups_LLLC - High Impact Application
Commercial | Com ¦ Low Flow Pre-Rinse Spray Nozzle | 2036 | SC C | MW | Before Competition Groups | 0.075221 | 0 | 0 | 1284.201 | 5.8574e-05 | 63 | Commercial_2036_SC C_MW_Before Competition Groups_63 | Low Flow Pre-Rinse Spray Nozzle | 0.005857% | 0 | 0.075221 | Commercial_2036_SC C_MW_Before Competition Groups_Low Flow Pre-Rinse Spray Nozzle
Commercial | Com ¦ Commercial Hot Food Holding Cabinets | 2036 | SC C | MW | Before Competition Groups | 0.072774 | 0 | 0 | 1284.201 | 5.6668e-05 | 64 | Commercial_2036_SC C_MW_Before Competition Groups_64 | Commercial Hot Food Holding Cabinets | 0.005667% | 0 | 0.072774 | Commercial_2036_SC C_MW_Before Competition Groups_Commercial Hot Food Holding Cabinets
Commercial | Com ¦ High Efficiency Small Instantaneous Water Heater | 2036 | SC C | MW | Before Competition Groups | 0.061519 | 0 | 0 | 1284.201 | 4.7904e-05 | 65 | Commercial_2036_SC C_MW_Before Competition Groups_65 | High Efficiency Small Instantaneous Water Heater | 0.00479% | 0 | 0.061519 | Commercial_2036_SC C_MW_Before Competition Groups_High Efficiency Small Instantaneous Water Heater
Commercial | Com ¦ Efficient compressor motor | 2036 | SC C | MW | Before Competition Groups | 0.058029 | 0 | 0 | 1284.201 | 4.5187e-05 | 66 | Commercial_2036_SC C_MW_Before Competition Groups_66 | Efficient compressor motor | 0.004519% | 0 | 0.058029 | Commercial_2036_SC C_MW_Before Competition Groups_Efficient compressor motor
Commercial | Com ¦ LLLC - Low Impact Application | 2036 | SC C | MW | Before Competition Groups | 0.057347 | 0 | 0 | 1284.201 | 4.4655e-05 | 67 | Commercial_2036_SC C_MW_Before Competition Groups_67 | LLLC - Low Impact Application | 0.004466% | 0 | 0.057347 | Commercial_2036_SC C_MW_Before Competition Groups_LLLC - Low Impact Application
Commercial | Com ¦ Room AC (w/ louvered sides) 14 SEER from 12 SEER code | 2036 | SC C | MW | Before Competition Groups | 0.043598 | 0 | 0 | 1284.201 | 3.3949e-05 | 68 | Commercial_2036_SC C_MW_Before Competition Groups_68 | Room AC (w/ louvered sides) 14 SEER from 12 SEER code | 0.003395% | 0 | 0.043598 | Commercial_2036_SC C_MW_Before Competition Groups_Room AC (w/ louvered sides) 14 SEER from 12 SEER code
Commercial | Com ¦ High Efficiency Chiller (avg of water and air cooled) | 2036 | SC C | MW | Before Competition Groups | 0.03943 | 0 | 0 | 1284.201 | 3.0704e-05 | 69 | Commercial_2036_SC C_MW_Before Competition Groups_69 | High Efficiency Chiller (avg of water and air cooled) | 0.00307% | 0 | 0.03943 | Commercial_2036_SC C_MW_Before Competition Groups_High Efficiency Chiller (avg of water and air cooled)
Commercial | Com ¦ Wall Insulation | 2036 | SC C | MW | Before Competition Groups | 0.039058 | 0 | 0 | 1284.201 | 3.0414e-05 | 70 | Commercial_2036_SC C_MW_Before Competition Groups_70 | Wall Insulation | 0.003041% | 0 | 0.039058 | Commercial_2036_SC C_MW_Before Competition Groups_Wall Insulation
Commercial | Com ¦ Condensing Unit Heaters or other Efficient Unit Heating System | 2036 | SC C | MW | Before Competition Groups | 0.034679 | 0 | 0 | 1284.201 | 2.7004e-05 | 71 | Commercial_2036_SC C_MW_Before Competition Groups_71 | Condensing Unit Heaters or other Efficient Unit Heating System | 0.0027% | 0 | 0.034679 | Commercial_2036_SC C_MW_Before Competition Groups_Condensing Unit Heaters or other Efficient Unit Heating System
Commercial | Com ¦ Air Curtains | 2036 | SC C | MW | Before Competition Groups | 0.028894 | 0 | 0 | 1284.201 | 2.25e-05 | 72 | Commercial_2036_SC C_MW_Before Competition Groups_72 | Air Curtains | 0.00225% | 0 | 0.028894 | Commercial_2036_SC C_MW_Before Competition Groups_Air Curtains
Commercial | Com ¦ VSD Air Compressor | 2036 | SC C | MW | Before Competition Groups | 0.025853 | 0 | 0 | 1284.201 | 2.0132e-05 | 73 | Commercial_2036_SC C_MW_Before Competition Groups_73 | VSD Air Compressor | 0.002013% | 0 | 0.025853 | Commercial_2036_SC C_MW_Before Competition Groups_VSD Air Compressor
Commercial | Com ¦ Energy Recovery Ventilation and Ventilation (Enhanced) | 2036 | SC C | MW | Before Competition Groups | 0.021648 | 0 | 0 | 1284.201 | 1.6857e-05 | 74 | Commercial_2036_SC C_MW_Before Competition Groups_74 | Energy Recovery Ventilation and Ventilation (Enhanced) | 0.001686% | 0 | 0.021648 | Commercial_2036_SC C_MW_Before Competition Groups_Energy Recovery Ventilation and Ventilation (Enhanced)
Commercial | Com ¦ EC Plug Fan for Data Center (under cabinet) | 2036 | SC C | MW | Before Competition Groups | 0.0052089 | 0 | 0 | 1284.201 | 4.0562e-06 | 75 | Commercial_2036_SC C_MW_Before Competition Groups_75 | EC Plug Fan for Data Center (under cabinet) | 0.0004056% | 0 | 0.0052089 | Commercial_2036_SC C_MW_Before Competition Groups_EC Plug Fan for Data Center (under cabinet)
Commercial | Com ¦ Electric Convection Combination Ovens | 2036 | SC C | MW | Before Competition Groups | 0.00037875 | 0 | 0 | 1284.201 | 2.9493e-07 | 76 | Commercial_2036_SC C_MW_Before Competition Groups_76 | Electric Convection Combination Ovens | 2.949e-05% | 0 | 0.00037875 | Commercial_2036_SC C_MW_Before Competition Groups_Electric Convection Combination Ovens
Commercial | Com ¦ Networked/Connected - High Impact Application | 2036 | SC C | MW | Before Competition Groups | 0.00024708 | 0 | 0 | 1284.201 | 1.924e-07 | 77 | Commercial_2036_SC C_MW_Before Competition Groups_77 | Networked/Connected - High Impact Application | 1.924e-05% | 0 | 0.00024708 | Commercial_2036_SC C_MW_Before Competition Groups_Networked/Connected - High Impact Application
Commercial | Com ¦ Networked/Connected - Low Impact Application | 2036 | SC C | MW | Before Competition Groups | 1.2074e-05 | 0 | 0 | 1284.201 | 9.4023e-09 | 78 | Commercial_2036_SC C_MW_Before Competition Groups_78 | Networked/Connected - Low Impact Application | 9.402e-07% | 0 | 1.2074e-05 | Commercial_2036_SC C_MW_Before Competition Groups_Networked/Connected - Low Impact Application
Commercial | Com ¦ Indoor Daylight Sensors/Photocell Dimming Control | 2036 | SC C | MW | Before Competition Groups | 0 | 0 | 0 | 1284.201 | 0 | 79 | Commercial_2036_SC C_MW_Before Competition Groups_79 | Indoor Daylight Sensors/Photocell Dimming Control | 0% | 0 | 0 | Commercial_2036_SC C_MW_Before Competition Groups_Indoor Daylight Sensors/Photocell Dimming Control
Commercial | Com ¦ Variable Refrigerant Flow Heat Pump | 2036 | SC C | MW | Before Competition Groups | 0 | 0 | 0 | 1284.201 | 0 | 80 | Commercial_2036_SC C_MW_Before Competition Groups_80 | Variable Refrigerant Flow Heat Pump | 0% | 0 | 0 | Commercial_2036_SC C_MW_Before Competition Groups_Variable Refrigerant Flow Heat Pump
Commercial | Com ¦ LED Low/High Bay | 2036 | SC D | MW | Before Competition Groups | 150.9509 | 0 | 0 | 1209.0769 | 0.12485 | 1 | Commercial_2036_SC D_MW_Before Competition Groups_1 | LED Low/High Bay | 12.48% | 0 | 150.9509 | Commercial_2036_SC D_MW_Before Competition Groups_LED Low/High Bay
Commercial | Com ¦ ENERGY STAR LED LAMPS (REFLECTOR LAMPs/MR16/PAR 16) | 2036 | SC D | MW | Before Competition Groups | 128.4974 | 0 | 0 | 1209.0769 | 0.10628 | 2 | Commercial_2036_SC D_MW_Before Competition Groups_2 | ENERGY STAR LED LAMPS (REFLECTOR LAMPs/MR16/PAR 16) | 10.63% | 0 | 128.4974 | Commercial_2036_SC D_MW_Before Competition Groups_ENERGY STAR LED LAMPS (REFLECTOR LAMPs/MR16/PAR 16)
Commercial | Com ¦ LED Troffer/Surface/Suspended | 2036 | SC D | MW | Before Competition Groups | 126.8544 | 0 | 0 | 1209.0769 | 0.10492 | 3 | Commercial_2036_SC D_MW_Before Competition Groups_3 | LED Troffer/Surface/Suspended | 10.49% | 0 | 126.8544 | Commercial_2036_SC D_MW_Before Competition Groups_LED Troffer/Surface/Suspended
Commercial | Com ¦ Building Recommissioning, Operations and Maintenance (O&M) Improvements | 2036 | SC D | MW | Before Competition Groups | 88.1035 | 0 | 0 | 1209.0769 | 0.072868 | 4 | Commercial_2036_SC D_MW_Before Competition Groups_4 | Building Recommissioning, Operations and Maintenance (O&M) Improvements | 7.287% | 0 | 88.1035 | Commercial_2036_SC D_MW_Before Competition Groups_Building Recommissioning, Operations and Maintenance (O&M) Improvements
Commercial | Com ¦ High Efficiency Air Source Heat Pump | 2036 | SC D | MW | Before Competition Groups | 87.9435 | 0 | 0 | 1209.0769 | 0.072736 | 5 | Commercial_2036_SC D_MW_Before Competition Groups_5 | High Efficiency Air Source Heat Pump | 7.274% | 0 | 87.9435 | Commercial_2036_SC D_MW_Before Competition Groups_High Efficiency Air Source Heat Pump
Commercial | Com ¦ LED Replacement Lamp (Tube) | 2036 | SC D | MW | Before Competition Groups | 86.1922 | 0 | 0 | 1209.0769 | 0.071288 | 6 | Commercial_2036_SC D_MW_Before Competition Groups_6 | LED Replacement Lamp (Tube) | 7.129% | 0 | 86.1922 | Commercial_2036_SC D_MW_Before Competition Groups_LED Replacement Lamp (Tube)
Commercial | Com ¦ Unitary Air-Conditioning Unit | 2036 | SC D | MW | Before Competition Groups | 60.768 | 0 | 0 | 1209.0769 | 0.05026 | 7 | Commercial_2036_SC D_MW_Before Competition Groups_7 | Unitary Air-Conditioning Unit | 5.026% | 0 | 60.768 | Commercial_2036_SC D_MW_Before Competition Groups_Unitary Air-Conditioning Unit
Commercial | Com ¦ Advanced BAS/Controllers | 2036 | SC D | MW | Before Competition Groups | 49.9892 | 0 | 0 | 1209.0769 | 0.041345 | 8 | Commercial_2036_SC D_MW_Before Competition Groups_8 | Advanced BAS/Controllers | 4.134% | 0 | 49.9892 | Commercial_2036_SC D_MW_Before Competition Groups_Advanced BAS/Controllers
Commercial | Com ¦ Education and Capacity Building/Energy Behavior | 2036 | SC D | MW | Before Competition Groups | 36.2149 | 0 | 0 | 1209.0769 | 0.029953 | 9 | Commercial_2036_SC D_MW_Before Competition Groups_9 | Education and Capacity Building/Energy Behavior | 2.995% | 0 | 36.2149 | Commercial_2036_SC D_MW_Before Competition Groups_Education and Capacity Building/Energy Behavior
Commercial | Com ¦ Adaptive Thermostats | 2036 | SC D | MW | Before Competition Groups | 31.1102 | 0 | 0 | 1209.0769 | 0.025731 | 10 | Commercial_2036_SC D_MW_Before Competition Groups_10 | Adaptive Thermostats | 2.573% | 0 | 31.1102 | Commercial_2036_SC D_MW_Before Competition Groups_Adaptive Thermostats
Commercial | Com ¦ Reach-in Shaded Pole to ECM/PSC Evaporator Fan Motor | 2036 | SC D | MW | Before Competition Groups | 30.1224 | 0 | 0 | 1209.0769 | 0.024914 | 11 | Commercial_2036_SC D_MW_Before Competition Groups_11 | Reach-in Shaded Pole to ECM/PSC Evaporator Fan Motor | 2.491% | 0 | 30.1224 | Commercial_2036_SC D_MW_Before Competition Groups_Reach-in Shaded Pole to ECM/PSC Evaporator Fan Motor
Commercial | Com ¦ Data Center Storage/Server Virtualization | 2036 | SC D | MW | Before Competition Groups | 27.9539 | 0 | 0 | 1209.0769 | 0.02312 | 12 | Commercial_2036_SC D_MW_Before Competition Groups_12 | Data Center Storage/Server Virtualization | 2.312% | 0 | 27.9539 | Commercial_2036_SC D_MW_Before Competition Groups_Data Center Storage/Server Virtualization
Commercial | Com ¦ Strip Curtains | 2036 | SC D | MW | Before Competition Groups | 25.7145 | 0 | 0 | 1209.0769 | 0.021268 | 13 | Commercial_2036_SC D_MW_Before Competition Groups_13 | Strip Curtains | 2.127% | 0 | 25.7145 | Commercial_2036_SC D_MW_Before Competition Groups_Strip Curtains
Commercial | Com ¦ Refrigerated Display Case Doors | 2036 | SC D | MW | Before Competition Groups | 24.9458 | 0 | 0 | 1209.0769 | 0.020632 | 14 | Commercial_2036_SC D_MW_Before Competition Groups_14 | Refrigerated Display Case Doors | 2.063% | 0 | 24.9458 | Commercial_2036_SC D_MW_Before Competition Groups_Refrigerated Display Case Doors
Commercial | Com ¦ Chilled Water Optimization | 2036 | SC D | MW | Before Competition Groups | 22.0728 | 0 | 0 | 1209.0769 | 0.018256 | 15 | Commercial_2036_SC D_MW_Before Competition Groups_15 | Chilled Water Optimization | 1.826% | 0 | 22.0728 | Commercial_2036_SC D_MW_Before Competition Groups_Chilled Water Optimization
Commercial | Com ¦ Furnace Tune-Up | 2036 | SC D | MW | Before Competition Groups | 21.9397 | 0 | 0 | 1209.0769 | 0.018146 | 16 | Commercial_2036_SC D_MW_Before Competition Groups_16 | Furnace Tune-Up | 1.815% | 0 | 21.9397 | Commercial_2036_SC D_MW_Before Competition Groups_Furnace Tune-Up
Commercial | Com ¦ Centrally controlled desktop PC/NETWORK PC POWER MANAGEMENT SOFTWARE | 2036 | SC D | MW | Before Competition Groups | 18.4109 | 0 | 0 | 1209.0769 | 0.015227 | 17 | Commercial_2036_SC D_MW_Before Competition Groups_17 | Centrally controlled desktop PC/NETWORK PC POWER MANAGEMENT SOFTWARE | 1.523% | 0 | 18.4109 | Commercial_2036_SC D_MW_Before Competition Groups_Centrally controlled desktop PC/NETWORK PC POWER MANAGEMENT SOFTWARE
Commercial | Com ¦ LED or Equivalent Sign Lighting | 2036 | SC D | MW | Before Competition Groups | 18.2391 | 0 | 0 | 1209.0769 | 0.015085 | 18 | Commercial_2036_SC D_MW_Before Competition Groups_18 | LED or Equivalent Sign Lighting | 1.509% | 0 | 18.2391 | Commercial_2036_SC D_MW_Before Competition Groups_LED or Equivalent Sign Lighting
Commercial | Com ¦ Demand Control Ventilation | 2036 | SC D | MW | Before Competition Groups | 16.4955 | 0 | 0 | 1209.0769 | 0.013643 | 19 | Commercial_2036_SC D_MW_Before Competition Groups_19 | Demand Control Ventilation | 1.364% | 0 | 16.4955 | Commercial_2036_SC D_MW_Before Competition Groups_Demand Control Ventilation
Commercial | Com ¦ ENERGY STAR LED LAMPS (General Service Lamps) | 2036 | SC D | MW | Before Competition Groups | 15.6102 | 0 | 0 | 1209.0769 | 0.012911 | 20 | Commercial_2036_SC D_MW_Before Competition Groups_20 | ENERGY STAR LED LAMPS (General Service Lamps) | 1.291% | 0 | 15.6102 | Commercial_2036_SC D_MW_Before Competition Groups_ENERGY STAR LED LAMPS (General Service Lamps)
Commercial | Com ¦ Variable Frequency Drive (VFD) | 2036 | SC D | MW | Before Competition Groups | 15.029 | 0 | 0 | 1209.0769 | 0.01243 | 21 | Commercial_2036_SC D_MW_Before Competition Groups_21 | Variable Frequency Drive (VFD) | 1.243% | 0 | 15.029 | Commercial_2036_SC D_MW_Before Competition Groups_Variable Frequency Drive (VFD)
Commercial | Com ¦ VFD on Pumps | 2036 | SC D | MW | Before Competition Groups | 13.9594 | 0 | 0 | 1209.0769 | 0.011546 | 22 | Commercial_2036_SC D_MW_Before Competition Groups_22 | VFD on Pumps | 1.155% | 0 | 13.9594 | Commercial_2036_SC D_MW_Before Competition Groups_VFD on Pumps
Commercial | Com ¦ Refrigerated Display Case LED | 2036 | SC D | MW | Before Competition Groups | 10.4318 | 0 | 0 | 1209.0769 | 0.0086279 | 23 | Commercial_2036_SC D_MW_Before Competition Groups_23 | Refrigerated Display Case LED | 0.8628% | 0 | 10.4318 | Commercial_2036_SC D_MW_Before Competition Groups_Refrigerated Display Case LED
Commercial | Com ¦ ECM MOTORS FOR EVAPORATOR FANS for refrigeration (WALK-IN) | 2036 | SC D | MW | Before Competition Groups | 7.8473 | 0 | 0 | 1209.0769 | 0.0064904 | 24 | Commercial_2036_SC D_MW_Before Competition Groups_24 | ECM MOTORS FOR EVAPORATOR FANS for refrigeration (WALK-IN) | 0.649% | 0 | 7.8473 | Commercial_2036_SC D_MW_Before Competition Groups_ECM MOTORS FOR EVAPORATOR FANS for refrigeration (WALK-IN)
Commercial | Com ¦ Door Gasket Freezer/Refrigerator | 2036 | SC D | MW | Before Competition Groups | 7.7381 | 0 | 0 | 1209.0769 | 0.0064 | 25 | Commercial_2036_SC D_MW_Before Competition Groups_25 | Door Gasket Freezer/Refrigerator | 0.64% | 0 | 7.7381 | Commercial_2036_SC D_MW_Before Competition Groups_Door Gasket Freezer/Refrigerator
Commercial | Com ¦ Demand Control Kitchen Ventilation | 2036 | SC D | MW | Before Competition Groups | 7.1147 | 0 | 0 | 1209.0769 | 0.0058844 | 26 | Commercial_2036_SC D_MW_Before Competition Groups_26 | Demand Control Kitchen Ventilation | 0.5884% | 0 | 7.1147 | Commercial_2036_SC D_MW_Before Competition Groups_Demand Control Kitchen Ventilation
Commercial | Com ¦ LED EXTERIOR AREA LIGHTS - LED fixture (200W) | 2036 | SC D | MW | Before Competition Groups | 6.8601 | 0 | 0 | 1209.0769 | 0.0056738 | 27 | Commercial_2036_SC D_MW_Before Competition Groups_27 | LED EXTERIOR AREA LIGHTS - LED fixture (200W) | 0.5674% | 0 | 6.8601 | Commercial_2036_SC D_MW_Before Competition Groups_LED EXTERIOR AREA LIGHTS - LED fixture (200W)
Commercial | Com ¦ Evaporator Fan Controls | 2036 | SC D | MW | Before Competition Groups | 6.6614 | 0 | 0 | 1209.0769 | 0.0055095 | 28 | Commercial_2036_SC D_MW_Before Competition Groups_28 | Evaporator Fan Controls | 0.5509% | 0 | 6.6614 | Commercial_2036_SC D_MW_Before Competition Groups_Evaporator Fan Controls
Commercial | Com ¦ LED parking lot fixture | 2036 | SC D | MW | Before Competition Groups | 6.6021 | 0 | 0 | 1209.0769 | 0.0054605 | 29 | Commercial_2036_SC D_MW_Before Competition Groups_29 | LED parking lot fixture | 0.546% | 0 | 6.6021 | Commercial_2036_SC D_MW_Before Competition Groups_LED parking lot fixture
Commercial | Com ¦ Air Handler with Dedicated Outdoor Air Systems | 2036 | SC D | MW | Before Competition Groups | 6.5674 | 0 | 0 | 1209.0769 | 0.0054317 | 30 | Commercial_2036_SC D_MW_Before Competition Groups_30 | Air Handler with Dedicated Outdoor Air Systems | 0.5432% | 0 | 6.5674 | Commercial_2036_SC D_MW_Before Competition Groups_Air Handler with Dedicated Outdoor Air Systems
Commercial | Com ¦ ENERGY STAR Griddle (74% eff) | 2036 | SC D | MW | Before Competition Groups | 5.5995 | 0 | 0 | 1209.0769 | 0.0046313 | 31 | Commercial_2036_SC D_MW_Before Competition Groups_31 | ENERGY STAR Griddle (74% eff) | 0.4631% | 0 | 5.5995 | Commercial_2036_SC D_MW_Before Competition Groups_ENERGY STAR Griddle (74% eff)
Commercial | Com ¦ Occupancy Sensors | 2036 | SC D | MW | Before Competition Groups | 5.1669 | 0 | 0 | 1209.0769 | 0.0042734 | 32 | Commercial_2036_SC D_MW_Before Competition Groups_32 | Occupancy Sensors | 0.4273% | 0 | 5.1669 | Commercial_2036_SC D_MW_Before Competition Groups_Occupancy Sensors
Commercial | Com ¦ Water Source Heat Pump (4 ton) | 2036 | SC D | MW | Before Competition Groups | 4.756 | 0 | 0 | 1209.0769 | 0.0039336 | 33 | Commercial_2036_SC D_MW_Before Competition Groups_33 | Water Source Heat Pump (4 ton) | 0.3934% | 0 | 4.756 | Commercial_2036_SC D_MW_Before Competition Groups_Water Source Heat Pump (4 ton)
Commercial | Com ¦ Freezer Case Light Sensor | 2036 | SC D | MW | Before Competition Groups | 4.7433 | 0 | 0 | 1209.0769 | 0.0039231 | 34 | Commercial_2036_SC D_MW_Before Competition Groups_34 | Freezer Case Light Sensor | 0.3923% | 0 | 4.7433 | Commercial_2036_SC D_MW_Before Competition Groups_Freezer Case Light Sensor
Commercial | Com ¦ Duct Insulation, R8 | 2036 | SC D | MW | Before Competition Groups | 4.0405 | 0 | 0 | 1209.0769 | 0.0033418 | 35 | Commercial_2036_SC D_MW_Before Competition Groups_35 | Duct Insulation, R8 | 0.3342% | 0 | 4.0405 | Commercial_2036_SC D_MW_Before Competition Groups_Duct Insulation, R8
Commercial | Com ¦ LED street light fixture | 2036 | SC D | MW | Before Competition Groups | 3.3643 | 0 | 0 | 1209.0769 | 0.0027826 | 36 | Commercial_2036_SC D_MW_Before Competition Groups_36 | LED street light fixture | 0.2783% | 0 | 3.3643 | Commercial_2036_SC D_MW_Before Competition Groups_LED street light fixture
Commercial | Com ¦ BEVERAGE VENDING MACHINE CONTROLS | 2036 | SC D | MW | Before Competition Groups | 2.9784 | 0 | 0 | 1209.0769 | 0.0024634 | 37 | Commercial_2036_SC D_MW_Before Competition Groups_37 | BEVERAGE VENDING MACHINE CONTROLS | 0.2463% | 0 | 2.9784 | Commercial_2036_SC D_MW_Before Competition Groups_BEVERAGE VENDING MACHINE CONTROLS
Commercial | Com ¦ Elec Storage WH 2.30 Et | 2036 | SC D | MW | Before Competition Groups | 2.5486 | 0 | 0 | 1209.0769 | 0.0021079 | 38 | Commercial_2036_SC D_MW_Before Competition Groups_38 | Elec Storage WH 2.30 Et | 0.2108% | 0 | 2.5486 | Commercial_2036_SC D_MW_Before Competition Groups_Elec Storage WH 2.30 Et
Commercial | Com ¦ Temperature Adjustment in Commercial Freezers | 2036 | SC D | MW | Before Competition Groups | 2.4373 | 0 | 0 | 1209.0769 | 0.0020158 | 39 | Commercial_2036_SC D_MW_Before Competition Groups_39 | Temperature Adjustment in Commercial Freezers | 0.2016% | 0 | 2.4373 | Commercial_2036_SC D_MW_Before Competition Groups_Temperature Adjustment in Commercial Freezers
Commercial | Com ¦ Vertical Night Covers | 2036 | SC D | MW | Before Competition Groups | 1.9325 | 0 | 0 | 1209.0769 | 0.0015984 | 40 | Commercial_2036_SC D_MW_Before Competition Groups_40 | Vertical Night Covers | 0.1598% | 0 | 1.9325 | Commercial_2036_SC D_MW_Before Competition Groups_Vertical Night Covers
Commercial | Com ¦ CO Sensors for parking garage exhaust fans | 2036 | SC D | MW | Before Competition Groups | 1.8053 | 0 | 0 | 1209.0769 | 0.0014931 | 41 | Commercial_2036_SC D_MW_Before Competition Groups_41 | CO Sensors for parking garage exhaust fans | 0.1493% | 0 | 1.8053 | Commercial_2036_SC D_MW_Before Competition Groups_CO Sensors for parking garage exhaust fans
Commercial | Com ¦ ENERGY STAR Fryer (84% eff) | 2036 | SC D | MW | Before Competition Groups | 1.6534 | 0 | 0 | 1209.0769 | 0.0013675 | 42 | Commercial_2036_SC D_MW_Before Competition Groups_42 | ENERGY STAR Fryer (84% eff) | 0.1367% | 0 | 1.6534 | Commercial_2036_SC D_MW_Before Competition Groups_ENERGY STAR Fryer (84% eff)
Commercial | Com ¦ Energy Efficient Laboratory Fume Hood | 2036 | SC D | MW | Before Competition Groups | 1.6319 | 0 | 0 | 1209.0769 | 0.0013497 | 43 | Commercial_2036_SC D_MW_Before Competition Groups_43 | Energy Efficient Laboratory Fume Hood | 0.135% | 0 | 1.6319 | Commercial_2036_SC D_MW_Before Competition Groups_Energy Efficient Laboratory Fume Hood
Commercial | Com ¦ Outside Air Economizer | 2036 | SC D | MW | Before Competition Groups | 1.5988 | 0 | 0 | 1209.0769 | 0.0013223 | 44 | Commercial_2036_SC D_MW_Before Competition Groups_44 | Outside Air Economizer | 0.1322% | 0 | 1.5988 | Commercial_2036_SC D_MW_Before Competition Groups_Outside Air Economizer
Commercial | Com ¦ Water Heating (DHW) Pipe Insulation (Add 3/4\ Foam)" | 2036 | SC D | MW | Before Competition Groups | 1.4757 | 0 | 0 | 1209.0769 | 0.0012206 | 45 | Commercial_2036_SC D_MW_Before Competition Groups_45 | Water Heating (DHW) Pipe Insulation (Add 3/4\ Foam)" | 0.1221% | 0 | 1.4757 | Commercial_2036_SC D_MW_Before Competition Groups_Water Heating (DHW) Pipe Insulation (Add 3/4\ Foam)"
Commercial | Com ¦ ENERGY STAR Steam Cookers | 2036 | SC D | MW | Before Competition Groups | 1.0635 | 0 | 0 | 1209.0769 | 0.00087959 | 46 | Commercial_2036_SC D_MW_Before Competition Groups_46 | ENERGY STAR Steam Cookers | 0.08796% | 0 | 1.0635 | Commercial_2036_SC D_MW_Before Competition Groups_ENERGY STAR Steam Cookers
Commercial | Com ¦ Suction Pipe Insulation Freezer/Refrigerator | 2036 | SC D | MW | Before Competition Groups | 0.97504 | 0 | 0 | 1209.0769 | 0.00080644 | 47 | Commercial_2036_SC D_MW_Before Competition Groups_47 | Suction Pipe Insulation Freezer/Refrigerator | 0.08064% | 0 | 0.97504 | Commercial_2036_SC D_MW_Before Competition Groups_Suction Pipe Insulation Freezer/Refrigerator
Commercial | Com ¦ ENERGY STAR Dishwasher | 2036 | SC D | MW | Before Competition Groups | 0.7533 | 0 | 0 | 1209.0769 | 0.00062304 | 48 | Commercial_2036_SC D_MW_Before Competition Groups_48 | ENERGY STAR Dishwasher | 0.0623% | 0 | 0.7533 | Commercial_2036_SC D_MW_Before Competition Groups_ENERGY STAR Dishwasher
Commercial | Com ¦ Thermostat Setback | 2036 | SC D | MW | Before Competition Groups | 0.73453 | 0 | 0 | 1209.0769 | 0.00060751 | 49 | Commercial_2036_SC D_MW_Before Competition Groups_49 | Thermostat Setback | 0.06075% | 0 | 0.73453 | Commercial_2036_SC D_MW_Before Competition Groups_Thermostat Setback
Commercial | Com ¦ Condensing Make Up Air Unit | 2036 | SC D | MW | Before Competition Groups | 0.49 | 0 | 0 | 1209.0769 | 0.00040527 | 50 | Commercial_2036_SC D_MW_Before Competition Groups_50 | Condensing Make Up Air Unit | 0.04053% | 0 | 0.49 | Commercial_2036_SC D_MW_Before Competition Groups_Condensing Make Up Air Unit
Commercial | Com ¦ Ozone Laundry Treatment | 2036 | SC D | MW | Before Competition Groups | 0.38862 | 0 | 0 | 1209.0769 | 0.00032142 | 51 | Commercial_2036_SC D_MW_Before Competition Groups_51 | Ozone Laundry Treatment | 0.03214% | 0 | 0.38862 | Commercial_2036_SC D_MW_Before Competition Groups_Ozone Laundry Treatment
Commercial | COM ¦ Ductless Mini-Split Heat Pumps | 2036 | SC D | MW | Before Competition Groups | 0.26277 | 0 | 0 | 1209.0769 | 0.00021733 | 52 | Commercial_2036_SC D_MW_Before Competition Groups_52 | Ductless Mini-Split Heat Pumps | 0.02173% | 0 | 0.26277 | Commercial_2036_SC D_MW_Before Competition Groups_Ductless Mini-Split Heat Pumps
Commercial | Com ¦ PTAC (12 EER/10,000 BTU) | 2036 | SC D | MW | Before Competition Groups | 0.23537 | 0 | 0 | 1209.0769 | 0.00019467 | 53 | Commercial_2036_SC D_MW_Before Competition Groups_53 | PTAC (12 EER/10,000 BTU) | 0.01947% | 0 | 0.23537 | Commercial_2036_SC D_MW_Before Competition Groups_PTAC (12 EER/10,000 BTU)
Commercial | Com ¦ ECM MOTORS FOR HVAC APPLICATION (FAN-POWERED VAV BOX) | 2036 | SC D | MW | Before Competition Groups | 0.23201 | 0 | 0 | 1209.0769 | 0.00019189 | 54 | Commercial_2036_SC D_MW_Before Competition Groups_54 | ECM MOTORS FOR HVAC APPLICATION (FAN-POWERED VAV BOX) | 0.01919% | 0 | 0.23201 | Commercial_2036_SC D_MW_Before Competition Groups_ECM MOTORS FOR HVAC APPLICATION (FAN-POWERED VAV BOX)
Commercial | Com ¦ Solar Water Preheat (Pools/DHW) | 2036 | SC D | MW | Before Competition Groups | 0.17403 | 0 | 0 | 1209.0769 | 0.00014393 | 55 | Commercial_2036_SC D_MW_Before Competition Groups_55 | Solar Water Preheat (Pools/DHW) | 0.01439% | 0 | 0.17403 | Commercial_2036_SC D_MW_Before Competition Groups_Solar Water Preheat (Pools/DHW)
Commercial | Com ¦ CEE Tier 2/Energy Star Clothes Washers | 2036 | SC D | MW | Before Competition Groups | 0.1439 | 0 | 0 | 1209.0769 | 0.00011901 | 56 | Commercial_2036_SC D_MW_Before Competition Groups_56 | CEE Tier 2/Energy Star Clothes Washers | 0.0119% | 0 | 0.1439 | Commercial_2036_SC D_MW_Before Competition Groups_CEE Tier 2/Energy Star Clothes Washers
Commercial | Com ¦ Auto Off Time Switch or Time Clock control | 2036 | SC D | MW | Before Competition Groups | 0.12755 | 0 | 0 | 1209.0769 | 0.0001055 | 57 | Commercial_2036_SC D_MW_Before Competition Groups_57 | Auto Off Time Switch or Time Clock control | 0.01055% | 0 | 0.12755 | Commercial_2036_SC D_MW_Before Competition Groups_Auto Off Time Switch or Time Clock control
Commercial | Com ¦ Notched V belts for HVAC Systems | 2036 | SC D | MW | Before Competition Groups | 0.12527 | 0 | 0 | 1209.0769 | 0.00010361 | 58 | Commercial_2036_SC D_MW_Before Competition Groups_58 | Notched V belts for HVAC Systems | 0.01036% | 0 | 0.12527 | Commercial_2036_SC D_MW_Before Competition Groups_Notched V belts for HVAC Systems
Commercial | Com ¦ HVAC Optimization | 2036 | SC D | MW | Before Competition Groups | 0.11284 | 0 | 0 | 1209.0769 | 9.3324e-05 | 59 | Commercial_2036_SC D_MW_Before Competition Groups_59 | HVAC Optimization | 0.009332% | 0 | 0.11284 | Commercial_2036_SC D_MW_Before Competition Groups_HVAC Optimization
Commercial | Com ¦ Demand controlled Circulating Systems | 2036 | SC D | MW | Before Competition Groups | 0.10242 | 0 | 0 | 1209.0769 | 8.4707e-05 | 60 | Commercial_2036_SC D_MW_Before Competition Groups_60 | Demand controlled Circulating Systems | 0.008471% | 0 | 0.10242 | Commercial_2036_SC D_MW_Before Competition Groups_Demand controlled Circulating Systems
Commercial | Com ¦ Low Flow Pre-Rinse Spray Nozzle | 2036 | SC D | MW | Before Competition Groups | 0.074969 | 0 | 0 | 1209.0769 | 6.2005e-05 | 61 | Commercial_2036_SC D_MW_Before Competition Groups_61 | Low Flow Pre-Rinse Spray Nozzle | 0.006201% | 0 | 0.074969 | Commercial_2036_SC D_MW_Before Competition Groups_Low Flow Pre-Rinse Spray Nozzle
Commercial | Com ¦ LED RECESSED DOWNLIGHTS | 2036 | SC D | MW | Before Competition Groups | 0.074456 | 0 | 0 | 1209.0769 | 6.1581e-05 | 62 | Commercial_2036_SC D_MW_Before Competition Groups_62 | LED RECESSED DOWNLIGHTS | 0.006158% | 0 | 0.074456 | Commercial_2036_SC D_MW_Before Competition Groups_LED RECESSED DOWNLIGHTS
Commercial | Com ¦ Commercial Hot Food Holding Cabinets | 2036 | SC D | MW | Before Competition Groups | 0.072774 | 0 | 0 | 1209.0769 | 6.0189e-05 | 63 | Commercial_2036_SC D_MW_Before Competition Groups_63 | Commercial Hot Food Holding Cabinets | 0.006019% | 0 | 0.072774 | Commercial_2036_SC D_MW_Before Competition Groups_Commercial Hot Food Holding Cabinets
Commercial | Com ¦ High Efficiency Small Instantaneous Water Heater | 2036 | SC D | MW | Before Competition Groups | 0.05113 | 0 | 0 | 1209.0769 | 4.2289e-05 | 64 | Commercial_2036_SC D_MW_Before Competition Groups_64 | High Efficiency Small Instantaneous Water Heater | 0.004229% | 0 | 0.05113 | Commercial_2036_SC D_MW_Before Competition Groups_High Efficiency Small Instantaneous Water Heater
Commercial | Com ¦ Room AC (w/ louvered sides) 14 SEER from 12 SEER code | 2036 | SC D | MW | Before Competition Groups | 0.043554 | 0 | 0 | 1209.0769 | 3.6023e-05 | 65 | Commercial_2036_SC D_MW_Before Competition Groups_65 | Room AC (w/ louvered sides) 14 SEER from 12 SEER code | 0.003602% | 0 | 0.043554 | Commercial_2036_SC D_MW_Before Competition Groups_Room AC (w/ louvered sides) 14 SEER from 12 SEER code
Commercial | Com ¦ Wall Insulation | 2036 | SC D | MW | Before Competition Groups | 0.034628 | 0 | 0 | 1209.0769 | 2.864e-05 | 66 | Commercial_2036_SC D_MW_Before Competition Groups_66 | Wall Insulation | 0.002864% | 0 | 0.034628 | Commercial_2036_SC D_MW_Before Competition Groups_Wall Insulation
Commercial | Com ¦ Condensing Unit Heaters or other Efficient Unit Heating System | 2036 | SC D | MW | Before Competition Groups | 0.03456 | 0 | 0 | 1209.0769 | 2.8584e-05 | 67 | Commercial_2036_SC D_MW_Before Competition Groups_67 | Condensing Unit Heaters or other Efficient Unit Heating System | 0.002858% | 0 | 0.03456 | Commercial_2036_SC D_MW_Before Competition Groups_Condensing Unit Heaters or other Efficient Unit Heating System
Commercial | Com ¦ VSD Air Compressor | 2036 | SC D | MW | Before Competition Groups | 0.025853 | 0 | 0 | 1209.0769 | 2.1383e-05 | 68 | Commercial_2036_SC D_MW_Before Competition Groups_68 | VSD Air Compressor | 0.002138% | 0 | 0.025853 | Commercial_2036_SC D_MW_Before Competition Groups_VSD Air Compressor
Commercial | Com ¦ Air Curtains | 2036 | SC D | MW | Before Competition Groups | 0.025471 | 0 | 0 | 1209.0769 | 2.1066e-05 | 69 | Commercial_2036_SC D_MW_Before Competition Groups_69 | Air Curtains | 0.002107% | 0 | 0.025471 | Commercial_2036_SC D_MW_Before Competition Groups_Air Curtains
Commercial | Com ¦ High Efficiency Chiller (avg of water and air cooled) | 2036 | SC D | MW | Before Competition Groups | 0.017557 | 0 | 0 | 1209.0769 | 1.4521e-05 | 70 | Commercial_2036_SC D_MW_Before Competition Groups_70 | High Efficiency Chiller (avg of water and air cooled) | 0.001452% | 0 | 0.017557 | Commercial_2036_SC D_MW_Before Competition Groups_High Efficiency Chiller (avg of water and air cooled)
Commercial | Com ¦ Energy Recovery Ventilation and Ventilation (Enhanced) | 2036 | SC D | MW | Before Competition Groups | 0.013899 | 0 | 0 | 1209.0769 | 1.1495e-05 | 71 | Commercial_2036_SC D_MW_Before Competition Groups_71 | Energy Recovery Ventilation and Ventilation (Enhanced) | 0.00115% | 0 | 0.013899 | Commercial_2036_SC D_MW_Before Competition Groups_Energy Recovery Ventilation and Ventilation (Enhanced)
Commercial | Com ¦ Efficient compressor motor | 2036 | SC D | MW | Before Competition Groups | 0.0080281 | 0 | 0 | 1209.0769 | 6.6399e-06 | 72 | Commercial_2036_SC D_MW_Before Competition Groups_72 | Efficient compressor motor | 0.000664% | 0 | 0.0080281 | Commercial_2036_SC D_MW_Before Competition Groups_Efficient compressor motor
Commercial | Com ¦ EC Plug Fan for Data Center (under cabinet) | 2036 | SC D | MW | Before Competition Groups | 0.0046158 | 0 | 0 | 1209.0769 | 3.8176e-06 | 73 | Commercial_2036_SC D_MW_Before Competition Groups_73 | EC Plug Fan for Data Center (under cabinet) | 0.0003818% | 0 | 0.0046158 | Commercial_2036_SC D_MW_Before Competition Groups_EC Plug Fan for Data Center (under cabinet)
Commercial | Com ¦ LLLC - High Impact Application | 2036 | SC D | MW | Before Competition Groups | 0.00077182 | 0 | 0 | 1209.0769 | 6.3836e-07 | 74 | Commercial_2036_SC D_MW_Before Competition Groups_74 | LLLC - High Impact Application | 6.384e-05% | 0 | 0.00077182 | Commercial_2036_SC D_MW_Before Competition Groups_LLLC - High Impact Application
Commercial | Com ¦ Electric Convection Combination Ovens | 2036 | SC D | MW | Before Competition Groups | 0.00037875 | 0 | 0 | 1209.0769 | 3.1326e-07 | 75 | Commercial_2036_SC D_MW_Before Competition Groups_75 | Electric Convection Combination Ovens | 3.133e-05% | 0 | 0.00037875 | Commercial_2036_SC D_MW_Before Competition Groups_Electric Convection Combination Ovens
Commercial | Com ¦ LLLC - Low Impact Application | 2036 | SC D | MW | Before Competition Groups | 8.9608e-05 | 0 | 0 | 1209.0769 | 7.4113e-08 | 76 | Commercial_2036_SC D_MW_Before Competition Groups_76 | LLLC - Low Impact Application | 7.411e-06% | 0 | 8.9608e-05 | Commercial_2036_SC D_MW_Before Competition Groups_LLLC - Low Impact Application
Commercial | Com ¦ Networked/Connected - Low Impact Application | 2036 | SC D | MW | Before Competition Groups | 1.9298e-08 | 0 | 0 | 1209.0769 | 1.5961e-11 | 77 | Commercial_2036_SC D_MW_Before Competition Groups_77 | Networked/Connected - Low Impact Application | 1.596e-09% | 0 | 1.9298e-08 | Commercial_2036_SC D_MW_Before Competition Groups_Networked/Connected - Low Impact Application
Commercial | Com ¦ Networked/Connected - High Impact Application | 2036 | SC D | MW | Before Competition Groups | 2.891e-09 | 0 | 0 | 1209.0769 | 2.3911e-12 | 78 | Commercial_2036_SC D_MW_Before Competition Groups_78 | Networked/Connected - High Impact Application | 2.391e-10% | 0 | 2.891e-09 | Commercial_2036_SC D_MW_Before Competition Groups_Networked/Connected - High Impact Application
Commercial | Com ¦ Indoor Daylight Sensors/Photocell Dimming Control | 2036 | SC D | MW | Before Competition Groups | 0 | 0 | 0 | 1209.0769 | 0 | 79 | Commercial_2036_SC D_MW_Before Competition Groups_79 | Indoor Daylight Sensors/Photocell Dimming Control | 0% | 0 | 0 | Commercial_2036_SC D_MW_Before Competition Groups_Indoor Daylight Sensors/Photocell Dimming Control
Commercial | Com ¦ Variable Refrigerant Flow Heat Pump | 2036 | SC D | MW | Before Competition Groups | 0 | 0 | 0 | 1209.0769 | 0 | 80 | Commercial_2036_SC D_MW_Before Competition Groups_80 | Variable Refrigerant Flow Heat Pump | 0% | 0 | 0 | Commercial_2036_SC D_MW_Before Competition Groups_Variable Refrigerant Flow Heat Pump
Commercial | Com ¦ Central Lighting Control System | 2036 | Technical | MW | Before Competition Groups | 282.1601 | 0 | 0 | 3087.8989 | 0.091376 | 1 | Commercial_2036_Technical_MW_Before Competition Groups_1 | Central Lighting Control System | 9.138% | 0 | 282.1601 | Commercial_2036_Technical_MW_Before Competition Groups_Central Lighting Control System
Commercial | Com ¦ Building Recommissioning, Operations and Maintenance (O&M) Improvements | 2036 | Technical | MW | Before Competition Groups | 219.3245 | 0 | 0 | 3087.8989 | 0.071027 | 2 | Commercial_2036_Technical_MW_Before Competition Groups_2 | Building Recommissioning, Operations and Maintenance (O&M) Improvements | 7.103% | 0 | 219.3245 | Commercial_2036_Technical_MW_Before Competition Groups_Building Recommissioning, Operations and Maintenance (O&M) Improvements
Commercial | Com ¦ High Efficiency Air Source Heat Pump | 2036 | Technical | MW | Before Competition Groups | 211.6808 | 0 | 0 | 3087.8989 | 0.068552 | 3 | Commercial_2036_Technical_MW_Before Competition Groups_3 | High Efficiency Air Source Heat Pump | 6.855% | 0 | 211.6808 | Commercial_2036_Technical_MW_Before Competition Groups_High Efficiency Air Source Heat Pump
Commercial | Com ¦ Education and Capacity Building/Energy Behavior | 2036 | Technical | MW | Before Competition Groups | 197.6844 | 0 | 0 | 3087.8989 | 0.064019 | 4 | Commercial_2036_Technical_MW_Before Competition Groups_4 | Education and Capacity Building/Energy Behavior | 6.402% | 0 | 197.6844 | Commercial_2036_Technical_MW_Before Competition Groups_Education and Capacity Building/Energy Behavior
Commercial | Com ¦ LED Low/High Bay | 2036 | Technical | MW | Before Competition Groups | 157.6863 | 0 | 0 | 3087.8989 | 0.051066 | 5 | Commercial_2036_Technical_MW_Before Competition Groups_5 | LED Low/High Bay | 5.107% | 0 | 157.6863 | Commercial_2036_Technical_MW_Before Competition Groups_LED Low/High Bay
Commercial | Com ¦ Variable Refrigerant Flow Heat Pump | 2036 | Technical | MW | Before Competition Groups | 152.2936 | 0 | 0 | 3087.8989 | 0.04932 | 6 | Commercial_2036_Technical_MW_Before Competition Groups_6 | Variable Refrigerant Flow Heat Pump | 4.932% | 0 | 152.2936 | Commercial_2036_Technical_MW_Before Competition Groups_Variable Refrigerant Flow Heat Pump
Commercial | Com ¦ Unitary Air-Conditioning Unit | 2036 | Technical | MW | Before Competition Groups | 140.5668 | 0 | 0 | 3087.8989 | 0.045522 | 7 | Commercial_2036_Technical_MW_Before Competition Groups_7 | Unitary Air-Conditioning Unit | 4.552% | 0 | 140.5668 | Commercial_2036_Technical_MW_Before Competition Groups_Unitary Air-Conditioning Unit
Commercial | Com ¦ ENERGY STAR LED LAMPS (REFLECTOR LAMPs/MR16/PAR 16) | 2036 | Technical | MW | Before Competition Groups | 138.2878 | 0 | 0 | 3087.8989 | 0.044784 | 8 | Commercial_2036_Technical_MW_Before Competition Groups_8 | ENERGY STAR LED LAMPS (REFLECTOR LAMPs/MR16/PAR 16) | 4.478% | 0 | 138.2878 | Commercial_2036_Technical_MW_Before Competition Groups_ENERGY STAR LED LAMPS (REFLECTOR LAMPs/MR16/PAR 16)
Commercial | Com ¦ LED Troffer/Surface/Suspended | 2036 | Technical | MW | Before Competition Groups | 117.4385 | 0 | 0 | 3087.8989 | 0.038032 | 9 | Commercial_2036_Technical_MW_Before Competition Groups_9 | LED Troffer/Surface/Suspended | 3.803% | 0 | 117.4385 | Commercial_2036_Technical_MW_Before Competition Groups_LED Troffer/Surface/Suspended
Commercial | Com ¦ LLLC - Low Impact Application | 2036 | Technical | MW | Before Competition Groups | 108.8254 | 0 | 0 | 3087.8989 | 0.035243 | 10 | Commercial_2036_Technical_MW_Before Competition Groups_10 | LLLC - Low Impact Application | 3.524% | 0 | 108.8254 | Commercial_2036_Technical_MW_Before Competition Groups_LLLC - Low Impact Application
Commercial | Com ¦ LED Replacement Lamp (Tube) | 2036 | Technical | MW | Before Competition Groups | 102.9739 | 0 | 0 | 3087.8989 | 0.033348 | 11 | Commercial_2036_Technical_MW_Before Competition Groups_11 | LED Replacement Lamp (Tube) | 3.335% | 0 | 102.9739 | Commercial_2036_Technical_MW_Before Competition Groups_LED Replacement Lamp (Tube)
Commercial | Com ¦ LLLC - High Impact Application | 2036 | Technical | MW | Before Competition Groups | 100.5753 | 0 | 0 | 3087.8989 | 0.032571 | 12 | Commercial_2036_Technical_MW_Before Competition Groups_12 | LLLC - High Impact Application | 3.257% | 0 | 100.5753 | Commercial_2036_Technical_MW_Before Competition Groups_LLLC - High Impact Application
Commercial | Com ¦ Advanced BAS/Controllers | 2036 | Technical | MW | Before Competition Groups | 98.1219 | 0 | 0 | 3087.8989 | 0.031776 | 13 | Commercial_2036_Technical_MW_Before Competition Groups_13 | Advanced BAS/Controllers | 3.178% | 0 | 98.1219 | Commercial_2036_Technical_MW_Before Competition Groups_Advanced BAS/Controllers
Commercial | Com ¦ Networked/Connected - Low Impact Application | 2036 | Technical | MW | Before Competition Groups | 92.2275 | 0 | 0 | 3087.8989 | 0.029867 | 14 | Commercial_2036_Technical_MW_Before Competition Groups_14 | Networked/Connected - Low Impact Application | 2.987% | 0 | 92.2275 | Commercial_2036_Technical_MW_Before Competition Groups_Networked/Connected - Low Impact Application
Commercial | Com ¦ Networked/Connected - High Impact Application | 2036 | Technical | MW | Before Competition Groups | 87.5315 | 0 | 0 | 3087.8989 | 0.028347 | 15 | Commercial_2036_Technical_MW_Before Competition Groups_15 | Networked/Connected - High Impact Application | 2.835% | 0 | 87.5315 | Commercial_2036_Technical_MW_Before Competition Groups_Networked/Connected - High Impact Application
Commercial | Com ¦ Smart Strip Plug Outlets | 2036 | Technical | MW | Before Competition Groups | 77.8752 | 0 | 0 | 3087.8989 | 0.025219 | 16 | Commercial_2036_Technical_MW_Before Competition Groups_16 | Smart Strip Plug Outlets | 2.522% | 0 | 77.8752 | Commercial_2036_Technical_MW_Before Competition Groups_Smart Strip Plug Outlets
Commercial | Com ¦ Refrigerated Display Case Doors | 2036 | Technical | MW | Before Competition Groups | 60.129 | 0 | 0 | 3087.8989 | 0.019472 | 17 | Commercial_2036_Technical_MW_Before Competition Groups_17 | Refrigerated Display Case Doors | 1.947% | 0 | 60.129 | Commercial_2036_Technical_MW_Before Competition Groups_Refrigerated Display Case Doors
Commercial | Com ¦ Adaptive Thermostats | 2036 | Technical | MW | Before Competition Groups | 44.1137 | 0 | 0 | 3087.8989 | 0.014286 | 18 | Commercial_2036_Technical_MW_Before Competition Groups_18 | Adaptive Thermostats | 1.429% | 0 | 44.1137 | Commercial_2036_Technical_MW_Before Competition Groups_Adaptive Thermostats
Commercial | Com ¦ Reach-in Shaded Pole to ECM/PSC Evaporator Fan Motor | 2036 | Technical | MW | Before Competition Groups | 40.2514 | 0 | 0 | 3087.8989 | 0.013035 | 19 | Commercial_2036_Technical_MW_Before Competition Groups_19 | Reach-in Shaded Pole to ECM/PSC Evaporator Fan Motor | 1.304% | 0 | 40.2514 | Commercial_2036_Technical_MW_Before Competition Groups_Reach-in Shaded Pole to ECM/PSC Evaporator Fan Motor
Commercial | Com ¦ Data Center Storage/Server Virtualization | 2036 | Technical | MW | Before Competition Groups | 37.5991 | 0 | 0 | 3087.8989 | 0.012176 | 20 | Commercial_2036_Technical_MW_Before Competition Groups_20 | Data Center Storage/Server Virtualization | 1.218% | 0 | 37.5991 | Commercial_2036_Technical_MW_Before Competition Groups_Data Center Storage/Server Virtualization
Commercial | Com ¦ Demand Control Ventilation | 2036 | Technical | MW | Before Competition Groups | 37.3704 | 0 | 0 | 3087.8989 | 0.012102 | 21 | Commercial_2036_Technical_MW_Before Competition Groups_21 | Demand Control Ventilation | 1.21% | 0 | 37.3704 | Commercial_2036_Technical_MW_Before Competition Groups_Demand Control Ventilation
Commercial | Com ¦ Chilled Water Optimization | 2036 | Technical | MW | Before Competition Groups | 34.8887 | 0 | 0 | 3087.8989 | 0.011299 | 22 | Commercial_2036_Technical_MW_Before Competition Groups_22 | Chilled Water Optimization | 1.13% | 0 | 34.8887 | Commercial_2036_Technical_MW_Before Competition Groups_Chilled Water Optimization
Commercial | Com ¦ Strip Curtains | 2036 | Technical | MW | Before Competition Groups | 32.6569 | 0 | 0 | 3087.8989 | 0.010576 | 23 | Commercial_2036_Technical_MW_Before Competition Groups_23 | Strip Curtains | 1.058% | 0 | 32.6569 | Commercial_2036_Technical_MW_Before Competition Groups_Strip Curtains
Commercial | Com ¦ LED or Equivalent Sign Lighting | 2036 | Technical | MW | Before Competition Groups | 28.3398 | 0 | 0 | 3087.8989 | 0.0091777 | 24 | Commercial_2036_Technical_MW_Before Competition Groups_24 | LED or Equivalent Sign Lighting | 0.9178% | 0 | 28.3398 | Commercial_2036_Technical_MW_Before Competition Groups_LED or Equivalent Sign Lighting
Commercial | Com ¦ Adding reflective (White) roof treatment or a green roof | 2036 | Technical | MW | Before Competition Groups | 26.2771 | 0 | 0 | 3087.8989 | 0.0085097 | 25 | Commercial_2036_Technical_MW_Before Competition Groups_25 | Adding reflective (White) roof treatment or a green roof | 0.851% | 0 | 26.2771 | Commercial_2036_Technical_MW_Before Competition Groups_Adding reflective (White) roof treatment or a green roof
Commercial | Com ¦ Furnace Tune-Up | 2036 | Technical | MW | Before Competition Groups | 26.1909 | 0 | 0 | 3087.8989 | 0.0084818 | 26 | Commercial_2036_Technical_MW_Before Competition Groups_26 | Furnace Tune-Up | 0.8482% | 0 | 26.1909 | Commercial_2036_Technical_MW_Before Competition Groups_Furnace Tune-Up
Commercial | Com ¦ Centrally controlled desktop PC/NETWORK PC POWER MANAGEMENT SOFTWARE | 2036 | Technical | MW | Before Competition Groups | 25.5071 | 0 | 0 | 3087.8989 | 0.0082604 | 27 | Commercial_2036_Technical_MW_Before Competition Groups_27 | Centrally controlled desktop PC/NETWORK PC POWER MANAGEMENT SOFTWARE | 0.826% | 0 | 25.5071 | Commercial_2036_Technical_MW_Before Competition Groups_Centrally controlled desktop PC/NETWORK PC POWER MANAGEMENT SOFTWARE
Commercial | Com ¦ Door Gasket Freezer/Refrigerator | 2036 | Technical | MW | Before Competition Groups | 24.0656 | 0 | 0 | 3087.8989 | 0.0077935 | 28 | Commercial_2036_Technical_MW_Before Competition Groups_28 | Door Gasket Freezer/Refrigerator | 0.7794% | 0 | 24.0656 | Commercial_2036_Technical_MW_Before Competition Groups_Door Gasket Freezer/Refrigerator
Commercial | Com ¦ Refrigeration Optimization | 2036 | Technical | MW | Before Competition Groups | 23.4623 | 0 | 0 | 3087.8989 | 0.0075981 | 29 | Commercial_2036_Technical_MW_Before Competition Groups_29 | Refrigeration Optimization | 0.7598% | 0 | 23.4623 | Commercial_2036_Technical_MW_Before Competition Groups_Refrigeration Optimization
Commercial | Com ¦ Refrigerated Display Case LED | 2036 | Technical | MW | Before Competition Groups | 22.2339 | 0 | 0 | 3087.8989 | 0.0072003 | 30 | Commercial_2036_Technical_MW_Before Competition Groups_30 | Refrigerated Display Case LED | 0.72% | 0 | 22.2339 | Commercial_2036_Technical_MW_Before Competition Groups_Refrigerated Display Case LED
Commercial | Com ¦ Ground Source Heat Pump | 2036 | Technical | MW | Before Competition Groups | 21.4034 | 0 | 0 | 3087.8989 | 0.0069314 | 31 | Commercial_2036_Technical_MW_Before Competition Groups_31 | Ground Source Heat Pump | 0.6931% | 0 | 21.4034 | Commercial_2036_Technical_MW_Before Competition Groups_Ground Source Heat Pump
Commercial | Com ¦ HOTEL OCCUPANCY CONTROLS (HVAC + LIGHTING) | 2036 | Technical | MW | Before Competition Groups | 19.8911 | 0 | 0 | 3087.8989 | 0.0064416 | 32 | Commercial_2036_Technical_MW_Before Competition Groups_32 | HOTEL OCCUPANCY CONTROLS (HVAC + LIGHTING) | 0.6442% | 0 | 19.8911 | Commercial_2036_Technical_MW_Before Competition Groups_HOTEL OCCUPANCY CONTROLS (HVAC + LIGHTING)
Commercial | Com ¦ Variable Frequency Drive (VFD) | 2036 | Technical | MW | Before Competition Groups | 18.2293 | 0 | 0 | 3087.8989 | 0.0059035 | 33 | Commercial_2036_Technical_MW_Before Competition Groups_33 | Variable Frequency Drive (VFD) | 0.5903% | 0 | 18.2293 | Commercial_2036_Technical_MW_Before Competition Groups_Variable Frequency Drive (VFD)
Commercial | Com ¦ VFD on Pumps | 2036 | Technical | MW | Before Competition Groups | 17.0604 | 0 | 0 | 3087.8989 | 0.0055249 | 34 | Commercial_2036_Technical_MW_Before Competition Groups_34 | VFD on Pumps | 0.5525% | 0 | 17.0604 | Commercial_2036_Technical_MW_Before Competition Groups_VFD on Pumps
Commercial | Com ¦ ENERGY STAR LED LAMPS (General Service Lamps) | 2036 | Technical | MW | Before Competition Groups | 16.6329 | 0 | 0 | 3087.8989 | 0.0053865 | 35 | Commercial_2036_Technical_MW_Before Competition Groups_35 | ENERGY STAR LED LAMPS (General Service Lamps) | 0.5386% | 0 | 16.6329 | Commercial_2036_Technical_MW_Before Competition Groups_ENERGY STAR LED LAMPS (General Service Lamps)
Commercial | Com ¦ ENERGY STAR FREEZER | 2036 | Technical | MW | Before Competition Groups | 16.4588 | 0 | 0 | 3087.8989 | 0.0053301 | 36 | Commercial_2036_Technical_MW_Before Competition Groups_36 | ENERGY STAR FREEZER | 0.533% | 0 | 16.4588 | Commercial_2036_Technical_MW_Before Competition Groups_ENERGY STAR FREEZER
Commercial | Com ¦ Indoor Daylight Sensors/Photocell Dimming Control | 2036 | Technical | MW | Before Competition Groups | 15.2879 | 0 | 0 | 3087.8989 | 0.0049509 | 37 | Commercial_2036_Technical_MW_Before Competition Groups_37 | Indoor Daylight Sensors/Photocell Dimming Control | 0.4951% | 0 | 15.2879 | Commercial_2036_Technical_MW_Before Competition Groups_Indoor Daylight Sensors/Photocell Dimming Control
Commercial | Com ¦ ENERGY STAR ICE MACHINES - Ice Making Head | 2036 | Technical | MW | Before Competition Groups | 15.1048 | 0 | 0 | 3087.8989 | 0.0048916 | 38 | Commercial_2036_Technical_MW_Before Competition Groups_38 | ENERGY STAR ICE MACHINES - Ice Making Head | 0.4892% | 0 | 15.1048 | Commercial_2036_Technical_MW_Before Competition Groups_ENERGY STAR ICE MACHINES - Ice Making Head
Commercial | Com ¦ Air Handler with Dedicated Outdoor Air Systems | 2036 | Technical | MW | Before Competition Groups | 13.9133 | 0 | 0 | 3087.8989 | 0.0045057 | 39 | Commercial_2036_Technical_MW_Before Competition Groups_39 | Air Handler with Dedicated Outdoor Air Systems | 0.4506% | 0 | 13.9133 | Commercial_2036_Technical_MW_Before Competition Groups_Air Handler with Dedicated Outdoor Air Systems
Commercial | Com ¦ Demand Control Kitchen Ventilation | 2036 | Technical | MW | Before Competition Groups | 13.0108 | 0 | 0 | 3087.8989 | 0.0042135 | 40 | Commercial_2036_Technical_MW_Before Competition Groups_40 | Demand Control Kitchen Ventilation | 0.4213% | 0 | 13.0108 | Commercial_2036_Technical_MW_Before Competition Groups_Demand Control Kitchen Ventilation
Commercial | Com ¦ Water Source Heat Pump (4 ton) | 2036 | Technical | MW | Before Competition Groups | 11.4093 | 0 | 0 | 3087.8989 | 0.0036948 | 41 | Commercial_2036_Technical_MW_Before Competition Groups_41 | Water Source Heat Pump (4 ton) | 0.3695% | 0 | 11.4093 | Commercial_2036_Technical_MW_Before Competition Groups_Water Source Heat Pump (4 ton)
Commercial | Com ¦ Occupancy Sensors | 2036 | Technical | MW | Before Competition Groups | 10.6482 | 0 | 0 | 3087.8989 | 0.0034484 | 42 | Commercial_2036_Technical_MW_Before Competition Groups_42 | Occupancy Sensors | 0.3448% | 0 | 10.6482 | Commercial_2036_Technical_MW_Before Competition Groups_Occupancy Sensors
Commercial | Com ¦ ECM MOTORS FOR EVAPORATOR FANS for refrigeration (WALK-IN) | 2036 | Technical | MW | Before Competition Groups | 9.4829 | 0 | 0 | 3087.8989 | 0.003071 | 43 | Commercial_2036_Technical_MW_Before Competition Groups_43 | ECM MOTORS FOR EVAPORATOR FANS for refrigeration (WALK-IN) | 0.3071% | 0 | 9.4829 | Commercial_2036_Technical_MW_Before Competition Groups_ECM MOTORS FOR EVAPORATOR FANS for refrigeration (WALK-IN)
Commercial | Com ¦ High R-Value Glass Doors/no-heat glass door | 2036 | Technical | MW | Before Competition Groups | 8.9753 | 0 | 0 | 3087.8989 | 0.0029066 | 44 | Commercial_2036_Technical_MW_Before Competition Groups_44 | High R-Value Glass Doors/no-heat glass door | 0.2907% | 0 | 8.9753 | Commercial_2036_Technical_MW_Before Competition Groups_High R-Value Glass Doors/no-heat glass door
Commercial | Com ¦ Condensing Make Up Air Unit | 2036 | Technical | MW | Before Competition Groups | 8.4744 | 0 | 0 | 3087.8989 | 0.0027444 | 45 | Commercial_2036_Technical_MW_Before Competition Groups_45 | Condensing Make Up Air Unit | 0.2744% | 0 | 8.4744 | Commercial_2036_Technical_MW_Before Competition Groups_Condensing Make Up Air Unit
Commercial | Com ¦ Freezer Case Light Sensor | 2036 | Technical | MW | Before Competition Groups | 8.2048 | 0 | 0 | 3087.8989 | 0.0026571 | 46 | Commercial_2036_Technical_MW_Before Competition Groups_46 | Freezer Case Light Sensor | 0.2657% | 0 | 8.2048 | Commercial_2036_Technical_MW_Before Competition Groups_Freezer Case Light Sensor
Commercial | Com ¦ Super-High Efficiency Furnaces (Emerging Tech) | 2036 | Technical | MW | Before Competition Groups | 8.0581 | 0 | 0 | 3087.8989 | 0.0026096 | 47 | Commercial_2036_Technical_MW_Before Competition Groups_47 | Super-High Efficiency Furnaces (Emerging Tech) | 0.261% | 0 | 8.0581 | Commercial_2036_Technical_MW_Before Competition Groups_Super-High Efficiency Furnaces (Emerging Tech)
Commercial | Com ¦ Evaporator Fan Controls | 2036 | Technical | MW | Before Competition Groups | 7.9935 | 0 | 0 | 3087.8989 | 0.0025886 | 48 | Commercial_2036_Technical_MW_Before Competition Groups_48 | Evaporator Fan Controls | 0.2589% | 0 | 7.9935 | Commercial_2036_Technical_MW_Before Competition Groups_Evaporator Fan Controls
Commercial | Com ¦ ENERGY STAR Griddle (74% eff) | 2036 | Technical | MW | Before Competition Groups | 7.9691 | 0 | 0 | 3087.8989 | 0.0025808 | 49 | Commercial_2036_Technical_MW_Before Competition Groups_49 | ENERGY STAR Griddle (74% eff) | 0.2581% | 0 | 7.9691 | Commercial_2036_Technical_MW_Before Competition Groups_ENERGY STAR Griddle (74% eff)
Commercial | Com ¦ ENERGY STAR Refrigerator | 2036 | Technical | MW | Before Competition Groups | 7.9411 | 0 | 0 | 3087.8989 | 0.0025717 | 50 | Commercial_2036_Technical_MW_Before Competition Groups_50 | ENERGY STAR Refrigerator | 0.2572% | 0 | 7.9411 | Commercial_2036_Technical_MW_Before Competition Groups_ENERGY STAR Refrigerator
Commercial | Com ¦ LED EXTERIOR AREA LIGHTS - LED fixture (200W) | 2036 | Technical | MW | Before Competition Groups | 7.0625 | 0 | 0 | 3087.8989 | 0.0022872 | 51 | Commercial_2036_Technical_MW_Before Competition Groups_51 | LED EXTERIOR AREA LIGHTS - LED fixture (200W) | 0.2287% | 0 | 7.0625 | Commercial_2036_Technical_MW_Before Competition Groups_LED EXTERIOR AREA LIGHTS - LED fixture (200W)
Commercial | Com ¦ LED parking lot fixture | 2036 | Technical | MW | Before Competition Groups | 6.7231 | 0 | 0 | 3087.8989 | 0.0021772 | 52 | Commercial_2036_Technical_MW_Before Competition Groups_52 | LED parking lot fixture | 0.2177% | 0 | 6.7231 | Commercial_2036_Technical_MW_Before Competition Groups_LED parking lot fixture
Commercial | Com ¦ Elec Storage WH 2.30 Et | 2036 | Technical | MW | Before Competition Groups | 5.7027 | 0 | 0 | 3087.8989 | 0.0018468 | 53 | Commercial_2036_Technical_MW_Before Competition Groups_53 | Elec Storage WH 2.30 Et | 0.1847% | 0 | 5.7027 | Commercial_2036_Technical_MW_Before Competition Groups_Elec Storage WH 2.30 Et
Commercial | Com ¦ Refrigeration Commissioning | 2036 | Technical | MW | Before Competition Groups | 5.5674 | 0 | 0 | 3087.8989 | 0.001803 | 54 | Commercial_2036_Technical_MW_Before Competition Groups_54 | Refrigeration Commissioning | 0.1803% | 0 | 5.5674 | Commercial_2036_Technical_MW_Before Competition Groups_Refrigeration Commissioning
Commercial | Com ¦ BEVERAGE VENDING MACHINE CONTROLS | 2036 | Technical | MW | Before Competition Groups | 5.0702 | 0 | 0 | 3087.8989 | 0.0016419 | 55 | Commercial_2036_Technical_MW_Before Competition Groups_55 | BEVERAGE VENDING MACHINE CONTROLS | 0.1642% | 0 | 5.0702 | Commercial_2036_Technical_MW_Before Competition Groups_BEVERAGE VENDING MACHINE CONTROLS
Commercial | Com ¦ Duct Insulation, R8 | 2036 | Technical | MW | Before Competition Groups | 4.808 | 0 | 0 | 3087.8989 | 0.001557 | 56 | Commercial_2036_Technical_MW_Before Competition Groups_56 | Duct Insulation, R8 | 0.1557% | 0 | 4.808 | Commercial_2036_Technical_MW_Before Competition Groups_Duct Insulation, R8
Commercial | Com ¦ LED street light fixture | 2036 | Technical | MW | Before Competition Groups | 4.3186 | 0 | 0 | 3087.8989 | 0.0013986 | 57 | Commercial_2036_Technical_MW_Before Competition Groups_57 | LED street light fixture | 0.1399% | 0 | 4.3186 | Commercial_2036_Technical_MW_Before Competition Groups_LED street light fixture
Commercial | Com ¦ Roof Insulation/Ceiling Insulation (R25 Code to R35) | 2036 | Technical | MW | Before Competition Groups | 4.2102 | 0 | 0 | 3087.8989 | 0.0013634 | 58 | Commercial_2036_Technical_MW_Before Competition Groups_58 | Roof Insulation/Ceiling Insulation (R25 Code to R35) | 0.1363% | 0 | 4.2102 | Commercial_2036_Technical_MW_Before Competition Groups_Roof Insulation/Ceiling Insulation (R25 Code to R35)
Commercial | Com ¦ CO Sensors for parking garage exhaust fans | 2036 | Technical | MW | Before Competition Groups | 3.4214 | 0 | 0 | 3087.8989 | 0.001108 | 59 | Commercial_2036_Technical_MW_Before Competition Groups_59 | CO Sensors for parking garage exhaust fans | 0.1108% | 0 | 3.4214 | Commercial_2036_Technical_MW_Before Competition Groups_CO Sensors for parking garage exhaust fans
Commercial | Com ¦ Anti-sweat heat (ASH) controls - Cooler/Freezer | 2036 | Technical | MW | Before Competition Groups | 3.3987 | 0 | 0 | 3087.8989 | 0.0011006 | 60 | Commercial_2036_Technical_MW_Before Competition Groups_60 | Anti-sweat heat (ASH) controls - Cooler/Freezer | 0.1101% | 0 | 3.3987 | Commercial_2036_Technical_MW_Before Competition Groups_Anti-sweat heat (ASH) controls - Cooler/Freezer
Commercial | Com ¦ Temperature Adjustment in Commercial Freezers | 2036 | Technical | MW | Before Competition Groups | 2.9224 | 0 | 0 | 3087.8989 | 0.0009464 | 61 | Commercial_2036_Technical_MW_Before Competition Groups_61 | Temperature Adjustment in Commercial Freezers | 0.09464% | 0 | 2.9224 | Commercial_2036_Technical_MW_Before Competition Groups_Temperature Adjustment in Commercial Freezers
Commercial | Com ¦ Vertical Night Covers | 2036 | Technical | MW | Before Competition Groups | 2.4167 | 0 | 0 | 3087.8989 | 0.00078263 | 62 | Commercial_2036_Technical_MW_Before Competition Groups_62 | Vertical Night Covers | 0.07826% | 0 | 2.4167 | Commercial_2036_Technical_MW_Before Competition Groups_Vertical Night Covers
Commercial | Com ¦ Energy Efficient Laboratory Fume Hood | 2036 | Technical | MW | Before Competition Groups | 2.3629 | 0 | 0 | 3087.8989 | 0.0007652 | 63 | Commercial_2036_Technical_MW_Before Competition Groups_63 | Energy Efficient Laboratory Fume Hood | 0.07652% | 0 | 2.3629 | Commercial_2036_Technical_MW_Before Competition Groups_Energy Efficient Laboratory Fume Hood
Commercial | Com ¦ ENERGY STAR Fryer (84% eff) | 2036 | Technical | MW | Before Competition Groups | 2.3213 | 0 | 0 | 3087.8989 | 0.00075174 | 64 | Commercial_2036_Technical_MW_Before Competition Groups_64 | ENERGY STAR Fryer (84% eff) | 0.07517% | 0 | 2.3213 | Commercial_2036_Technical_MW_Before Competition Groups_ENERGY STAR Fryer (84% eff)
Commercial | Com ¦ Outside Air Economizer | 2036 | Technical | MW | Before Competition Groups | 1.9932 | 0 | 0 | 3087.8989 | 0.00064548 | 65 | Commercial_2036_Technical_MW_Before Competition Groups_65 | Outside Air Economizer | 0.06455% | 0 | 1.9932 | Commercial_2036_Technical_MW_Before Competition Groups_Outside Air Economizer
Commercial | Com ¦ Room AC (w/ louvered sides) 14 SEER from 12 SEER code | 2036 | Technical | MW | Before Competition Groups | 1.9037 | 0 | 0 | 3087.8989 | 0.00061651 | 66 | Commercial_2036_Technical_MW_Before Competition Groups_66 | Room AC (w/ louvered sides) 14 SEER from 12 SEER code | 0.06165% | 0 | 1.9037 | Commercial_2036_Technical_MW_Before Competition Groups_Room AC (w/ louvered sides) 14 SEER from 12 SEER code
Commercial | Com ¦ Water Heating (DHW) Pipe Insulation (Add 3/4\ Foam)" | 2036 | Technical | MW | Before Competition Groups | 1.8442 | 0 | 0 | 3087.8989 | 0.00059724 | 67 | Commercial_2036_Technical_MW_Before Competition Groups_67 | Water Heating (DHW) Pipe Insulation (Add 3/4\ Foam)" | 0.05972% | 0 | 1.8442 | Commercial_2036_Technical_MW_Before Competition Groups_Water Heating (DHW) Pipe Insulation (Add 3/4\ Foam)"
Commercial | Com ¦ High Efficiency Small Instantaneous Water Heater | 2036 | Technical | MW | Before Competition Groups | 1.6062 | 0 | 0 | 3087.8989 | 0.00052015 | 68 | Commercial_2036_Technical_MW_Before Competition Groups_68 | High Efficiency Small Instantaneous Water Heater | 0.05202% | 0 | 1.6062 | Commercial_2036_Technical_MW_Before Competition Groups_High Efficiency Small Instantaneous Water Heater
Commercial | Com ¦ ENERGY STAR Dishwasher | 2036 | Technical | MW | Before Competition Groups | 1.5689 | 0 | 0 | 3087.8989 | 0.00050808 | 69 | Commercial_2036_Technical_MW_Before Competition Groups_69 | ENERGY STAR Dishwasher | 0.05081% | 0 | 1.5689 | Commercial_2036_Technical_MW_Before Competition Groups_ENERGY STAR Dishwasher
Commercial | Com ¦ ENERGY STAR Steam Cookers | 2036 | Technical | MW | Before Competition Groups | 1.5197 | 0 | 0 | 3087.8989 | 0.00049214 | 70 | Commercial_2036_Technical_MW_Before Competition Groups_70 | ENERGY STAR Steam Cookers | 0.04921% | 0 | 1.5197 | Commercial_2036_Technical_MW_Before Competition Groups_ENERGY STAR Steam Cookers
Commercial | Com ¦ LED RECESSED DOWNLIGHTS | 2036 | Technical | MW | Before Competition Groups | 1.4318 | 0 | 0 | 3087.8989 | 0.00046369 | 71 | Commercial_2036_Technical_MW_Before Competition Groups_71 | LED RECESSED DOWNLIGHTS | 0.04637% | 0 | 1.4318 | Commercial_2036_Technical_MW_Before Competition Groups_LED RECESSED DOWNLIGHTS
Commercial | Com ¦ Suction Pipe Insulation Freezer/Refrigerator | 2036 | Technical | MW | Before Competition Groups | 1.256 | 0 | 0 | 3087.8989 | 0.00040676 | 72 | Commercial_2036_Technical_MW_Before Competition Groups_72 | Suction Pipe Insulation Freezer/Refrigerator | 0.04068% | 0 | 1.256 | Commercial_2036_Technical_MW_Before Competition Groups_Suction Pipe Insulation Freezer/Refrigerator
Commercial | Com ¦ Evaporator Coil Defrost (Cooler) | 2036 | Technical | MW | Before Competition Groups | 1.0686 | 0 | 0 | 3087.8989 | 0.00034606 | 73 | Commercial_2036_Technical_MW_Before Competition Groups_73 | Evaporator Coil Defrost (Cooler) | 0.03461% | 0 | 1.0686 | Commercial_2036_Technical_MW_Before Competition Groups_Evaporator Coil Defrost (Cooler)
Commercial | Com ¦ Thermostat Setback | 2036 | Technical | MW | Before Competition Groups | 0.82353 | 0 | 0 | 3087.8989 | 0.00026669 | 74 | Commercial_2036_Technical_MW_Before Competition Groups_74 | Thermostat Setback | 0.02667% | 0 | 0.82353 | Commercial_2036_Technical_MW_Before Competition Groups_Thermostat Setback
Commercial | Com ¦ Ozone Laundry Treatment | 2036 | Technical | MW | Before Competition Groups | 0.80521 | 0 | 0 | 3087.8989 | 0.00026076 | 75 | Commercial_2036_Technical_MW_Before Competition Groups_75 | Ozone Laundry Treatment | 0.02608% | 0 | 0.80521 | Commercial_2036_Technical_MW_Before Competition Groups_Ozone Laundry Treatment
Commercial | Com ¦ SYNCHRONOUS BELT | 2036 | Technical | MW | Before Competition Groups | 0.74697 | 0 | 0 | 3087.8989 | 0.0002419 | 76 | Commercial_2036_Technical_MW_Before Competition Groups_76 | SYNCHRONOUS BELT | 0.02419% | 0 | 0.74697 | Commercial_2036_Technical_MW_Before Competition Groups_SYNCHRONOUS BELT
Commercial | Com ¦ PTAC (12 EER/10,000 BTU) | 2036 | Technical | MW | Before Competition Groups | 0.67972 | 0 | 0 | 3087.8989 | 0.00022013 | 77 | Commercial_2036_Technical_MW_Before Competition Groups_77 | PTAC (12 EER/10,000 BTU) | 0.02201% | 0 | 0.67972 | Commercial_2036_Technical_MW_Before Competition Groups_PTAC (12 EER/10,000 BTU)
Commercial | Com ¦ Wall Insulation | 2036 | Technical | MW | Before Competition Groups | 0.57853 | 0 | 0 | 3087.8989 | 0.00018735 | 78 | Commercial_2036_Technical_MW_Before Competition Groups_78 | Wall Insulation | 0.01874% | 0 | 0.57853 | Commercial_2036_Technical_MW_Before Competition Groups_Wall Insulation
Commercial | Com ¦ Solar Preheat Make up Air | 2036 | Technical | MW | Before Competition Groups | 0.57131 | 0 | 0 | 3087.8989 | 0.00018501 | 79 | Commercial_2036_Technical_MW_Before Competition Groups_79 | Solar Preheat Make up Air | 0.0185% | 0 | 0.57131 | Commercial_2036_Technical_MW_Before Competition Groups_Solar Preheat Make up Air
Commercial | Com ¦ High Efficiency Chiller (avg of water and air cooled) | 2036 | Technical | MW | Before Competition Groups | 0.48832 | 0 | 0 | 3087.8989 | 0.00015814 | 80 | Commercial_2036_Technical_MW_Before Competition Groups_80 | High Efficiency Chiller (avg of water and air cooled) | 0.01581% | 0 | 0.48832 | Commercial_2036_Technical_MW_Before Competition Groups_High Efficiency Chiller (avg of water and air cooled)
Commercial | Com ¦ Solar Water Preheat (Pools/DHW) | 2036 | Technical | MW | Before Competition Groups | 0.48476 | 0 | 0 | 3087.8989 | 0.00015699 | 81 | Commercial_2036_Technical_MW_Before Competition Groups_81 | Solar Water Preheat (Pools/DHW) | 0.0157% | 0 | 0.48476 | Commercial_2036_Technical_MW_Before Competition Groups_Solar Water Preheat (Pools/DHW)
Commercial | COM ¦ Ductless Mini-Split Heat Pumps | 2036 | Technical | MW | Before Competition Groups | 0.46697 | 0 | 0 | 3087.8989 | 0.00015123 | 82 | Commercial_2036_Technical_MW_Before Competition Groups_82 | Ductless Mini-Split Heat Pumps | 0.01512% | 0 | 0.46697 | Commercial_2036_Technical_MW_Before Competition Groups_Ductless Mini-Split Heat Pumps
Commercial | Com ¦ Efficient compressor motor | 2036 | Technical | MW | Before Competition Groups | 0.43483 | 0 | 0 | 3087.8989 | 0.00014082 | 83 | Commercial_2036_Technical_MW_Before Competition Groups_83 | Efficient compressor motor | 0.01408% | 0 | 0.43483 | Commercial_2036_Technical_MW_Before Competition Groups_Efficient compressor motor
Commercial | Com ¦ Heat Pump Water Heater (50 Gallons) | 2036 | Technical | MW | Before Competition Groups | 0.43327 | 0 | 0 | 3087.8989 | 0.00014031 | 84 | Commercial_2036_Technical_MW_Before Competition Groups_84 | Heat Pump Water Heater (50 Gallons) | 0.01403% | 0 | 0.43327 | Commercial_2036_Technical_MW_Before Competition Groups_Heat Pump Water Heater (50 Gallons)
Commercial | Com ¦ Notched V belts for HVAC Systems | 2036 | Technical | MW | Before Competition Groups | 0.37349 | 0 | 0 | 3087.8989 | 0.00012095 | 85 | Commercial_2036_Technical_MW_Before Competition Groups_85 | Notched V belts for HVAC Systems | 0.0121% | 0 | 0.37349 | Commercial_2036_Technical_MW_Before Competition Groups_Notched V belts for HVAC Systems
Commercial | Com ¦ Commercial Hot Food Holding Cabinets | 2036 | Technical | MW | Before Competition Groups | 0.34766 | 0 | 0 | 3087.8989 | 0.00011259 | 86 | Commercial_2036_Technical_MW_Before Competition Groups_86 | Commercial Hot Food Holding Cabinets | 0.01126% | 0 | 0.34766 | Commercial_2036_Technical_MW_Before Competition Groups_Commercial Hot Food Holding Cabinets
Commercial | Com ¦ ECM MOTORS FOR HVAC APPLICATION (FAN-POWERED VAV BOX) | 2036 | Technical | MW | Before Competition Groups | 0.32969 | 0 | 0 | 3087.8989 | 0.00010677 | 87 | Commercial_2036_Technical_MW_Before Competition Groups_87 | ECM MOTORS FOR HVAC APPLICATION (FAN-POWERED VAV BOX) | 0.01068% | 0 | 0.32969 | Commercial_2036_Technical_MW_Before Competition Groups_ECM MOTORS FOR HVAC APPLICATION (FAN-POWERED VAV BOX)
Commercial | Com ¦ HVAC Optimization | 2036 | Technical | MW | Before Competition Groups | 0.25997 | 0 | 0 | 3087.8989 | 8.4189e-05 | 88 | Commercial_2036_Technical_MW_Before Competition Groups_88 | HVAC Optimization | 0.008419% | 0 | 0.25997 | Commercial_2036_Technical_MW_Before Competition Groups_HVAC Optimization
Commercial | Com ¦ CEE Tier 2/Energy Star Clothes Washers | 2036 | Technical | MW | Before Competition Groups | 0.20227 | 0 | 0 | 3087.8989 | 6.5505e-05 | 89 | Commercial_2036_Technical_MW_Before Competition Groups_89 | CEE Tier 2/Energy Star Clothes Washers | 0.00655% | 0 | 0.20227 | Commercial_2036_Technical_MW_Before Competition Groups_CEE Tier 2/Energy Star Clothes Washers
Commercial | Com ¦ Auto Off Time Switch or Time Clock control | 2036 | Technical | MW | Before Competition Groups | 0.20035 | 0 | 0 | 3087.8989 | 6.4882e-05 | 90 | Commercial_2036_Technical_MW_Before Competition Groups_90 | Auto Off Time Switch or Time Clock control | 0.006488% | 0 | 0.20035 | Commercial_2036_Technical_MW_Before Competition Groups_Auto Off Time Switch or Time Clock control
Commercial | Com ¦ Solar Electric Water Heater (50 Gallon) | 2036 | Technical | MW | Before Competition Groups | 0.17848 | 0 | 0 | 3087.8989 | 5.78e-05 | 91 | Commercial_2036_Technical_MW_Before Competition Groups_91 | Solar Electric Water Heater (50 Gallon) | 0.00578% | 0 | 0.17848 | Commercial_2036_Technical_MW_Before Competition Groups_Solar Electric Water Heater (50 Gallon)
Commercial | Com ¦ Demand controlled Circulating Systems | 2036 | Technical | MW | Before Competition Groups | 0.11832 | 0 | 0 | 3087.8989 | 3.8319e-05 | 92 | Commercial_2036_Technical_MW_Before Competition Groups_92 | Demand controlled Circulating Systems | 0.003832% | 0 | 0.11832 | Commercial_2036_Technical_MW_Before Competition Groups_Demand controlled Circulating Systems
Commercial | Com ¦ Low Flow Pre-Rinse Spray Nozzle | 2036 | Technical | MW | Before Competition Groups | 0.11312 | 0 | 0 | 3087.8989 | 3.6632e-05 | 93 | Commercial_2036_Technical_MW_Before Competition Groups_93 | Low Flow Pre-Rinse Spray Nozzle | 0.003663% | 0 | 0.11312 | Commercial_2036_Technical_MW_Before Competition Groups_Low Flow Pre-Rinse Spray Nozzle
Commercial | Com ¦ Energy Recovery Ventilation and Ventilation (Enhanced) | 2036 | Technical | MW | Before Competition Groups | 0.10772 | 0 | 0 | 3087.8989 | 3.4886e-05 | 94 | Commercial_2036_Technical_MW_Before Competition Groups_94 | Energy Recovery Ventilation and Ventilation (Enhanced) | 0.003489% | 0 | 0.10772 | Commercial_2036_Technical_MW_Before Competition Groups_Energy Recovery Ventilation and Ventilation (Enhanced)
Commercial | Com ¦ Condensing Unit Heaters or other Efficient Unit Heating System | 2036 | Technical | MW | Before Competition Groups | 0.041209 | 0 | 0 | 3087.8989 | 1.3345e-05 | 95 | Commercial_2036_Technical_MW_Before Competition Groups_95 | Condensing Unit Heaters or other Efficient Unit Heating System | 0.001335% | 0 | 0.041209 | Commercial_2036_Technical_MW_Before Competition Groups_Condensing Unit Heaters or other Efficient Unit Heating System
Commercial | Com ¦ eCube | 2036 | Technical | MW | Before Competition Groups | 0.038681 | 0 | 0 | 3087.8989 | 1.2527e-05 | 96 | Commercial_2036_Technical_MW_Before Competition Groups_96 | eCube | 0.001253% | 0 | 0.038681 | Commercial_2036_Technical_MW_Before Competition Groups_eCube
Commercial | Com ¦ VSD Air Compressor | 2036 | Technical | MW | Before Competition Groups | 0.03829 | 0 | 0 | 3087.8989 | 1.24e-05 | 97 | Commercial_2036_Technical_MW_Before Competition Groups_97 | VSD Air Compressor | 0.00124% | 0 | 0.03829 | Commercial_2036_Technical_MW_Before Competition Groups_VSD Air Compressor
Commercial | Com ¦ EC Plug Fan for Data Center (under cabinet) | 2036 | Technical | MW | Before Competition Groups | 0.025804 | 0 | 0 | 3087.8989 | 8.3564e-06 | 98 | Commercial_2036_Technical_MW_Before Competition Groups_98 | EC Plug Fan for Data Center (under cabinet) | 0.0008356% | 0 | 0.025804 | Commercial_2036_Technical_MW_Before Competition Groups_EC Plug Fan for Data Center (under cabinet)
Commercial | Com ¦ Exterior Photocell | 2036 | Technical | MW | Before Competition Groups | 0.013405 | 0 | 0 | 3087.8989 | 4.3413e-06 | 99 | Commercial_2036_Technical_MW_Before Competition Groups_99 | Exterior Photocell | 0.0004341% | 0 | 0.013405 | Commercial_2036_Technical_MW_Before Competition Groups_Exterior Photocell
Commercial | Com ¦ Air Curtains | 2036 | Technical | MW | Before Competition Groups | 0.0077794 | 0 | 0 | 3087.8989 | 2.5193e-06 | 100 | Commercial_2036_Technical_MW_Before Competition Groups_100 | Air Curtains | 0.0002519% | 0 | 0.0077794 | Commercial_2036_Technical_MW_Before Competition Groups_Air Curtains
Commercial | Com ¦ High Efficiency Induction Cooking | 2036 | Technical | MW | Before Competition Groups | 0.0014887 | 0 | 0 | 3087.8989 | 4.8211e-07 | 101 | Commercial_2036_Technical_MW_Before Competition Groups_101 | High Efficiency Induction Cooking | 4.821e-05% | 0 | 0.0014887 | Commercial_2036_Technical_MW_Before Competition Groups_High Efficiency Induction Cooking
Commercial | Com ¦ Electric Convection Combination Ovens | 2036 | Technical | MW | Before Competition Groups | 0.00047943 | 0 | 0 | 3087.8989 | 1.5526e-07 | 102 | Commercial_2036_Technical_MW_Before Competition Groups_102 | Electric Convection Combination Ovens | 1.553e-05% | 0 | 0.00047943 | Commercial_2036_Technical_MW_Before Competition Groups_Electric Convection Combination Ovens
Commercial | Com ¦ High Efficiency Air Source Heat Pump | 2037 | Economic | MW | Before Competition Groups | 219.6287 | 0 | 0 | 2064.1077 | 0.1064 | 1 | Commercial_2037_Economic_MW_Before Competition Groups_1 | High Efficiency Air Source Heat Pump | 10.64% | 0 | 219.6287 | Commercial_2037_Economic_MW_Before Competition Groups_High Efficiency Air Source Heat Pump
Commercial | Com ¦ Building Recommissioning, Operations and Maintenance (O&M) Improvements | 2037 | Economic | MW | Before Competition Groups | 214.9161 | 0 | 0 | 2064.1077 | 0.10412 | 2 | Commercial_2037_Economic_MW_Before Competition Groups_2 | Building Recommissioning, Operations and Maintenance (O&M) Improvements | 10.41% | 0 | 214.9161 | Commercial_2037_Economic_MW_Before Competition Groups_Building Recommissioning, Operations and Maintenance (O&M) Improvements
Commercial | Com ¦ Education and Capacity Building/Energy Behavior | 2037 | Economic | MW | Before Competition Groups | 193.4466 | 0 | 0 | 2064.1077 | 0.093719 | 3 | Commercial_2037_Economic_MW_Before Competition Groups_3 | Education and Capacity Building/Energy Behavior | 9.372% | 0 | 193.4466 | Commercial_2037_Economic_MW_Before Competition Groups_Education and Capacity Building/Energy Behavior
Commercial | Com ¦ LED Low/High Bay | 2037 | Economic | MW | Before Competition Groups | 154.5168 | 0 | 0 | 2064.1077 | 0.074859 | 4 | Commercial_2037_Economic_MW_Before Competition Groups_4 | LED Low/High Bay | 7.486% | 0 | 154.5168 | Commercial_2037_Economic_MW_Before Competition Groups_LED Low/High Bay
Commercial | Com ¦ Unitary Air-Conditioning Unit | 2037 | Economic | MW | Before Competition Groups | 145.2593 | 0 | 0 | 2064.1077 | 0.070374 | 5 | Commercial_2037_Economic_MW_Before Competition Groups_5 | Unitary Air-Conditioning Unit | 7.037% | 0 | 145.2593 | Commercial_2037_Economic_MW_Before Competition Groups_Unitary Air-Conditioning Unit
Commercial | Com ¦ ENERGY STAR LED LAMPS (REFLECTOR LAMPs/MR16/PAR 16) | 2037 | Economic | MW | Before Competition Groups | 125.442 | 0 | 0 | 2064.1077 | 0.060773 | 6 | Commercial_2037_Economic_MW_Before Competition Groups_6 | ENERGY STAR LED LAMPS (REFLECTOR LAMPs/MR16/PAR 16) | 6.077% | 0 | 125.442 | Commercial_2037_Economic_MW_Before Competition Groups_ENERGY STAR LED LAMPS (REFLECTOR LAMPs/MR16/PAR 16)
Commercial | Com ¦ LED Troffer/Surface/Suspended | 2037 | Economic | MW | Before Competition Groups | 115.078 | 0 | 0 | 2064.1077 | 0.055752 | 7 | Commercial_2037_Economic_MW_Before Competition Groups_7 | LED Troffer/Surface/Suspended | 5.575% | 0 | 115.078 | Commercial_2037_Economic_MW_Before Competition Groups_LED Troffer/Surface/Suspended
Commercial | Com ¦ LED Replacement Lamp (Tube) | 2037 | Economic | MW | Before Competition Groups | 106.6859 | 0 | 0 | 2064.1077 | 0.051686 | 8 | Commercial_2037_Economic_MW_Before Competition Groups_8 | LED Replacement Lamp (Tube) | 5.169% | 0 | 106.6859 | Commercial_2037_Economic_MW_Before Competition Groups_LED Replacement Lamp (Tube)
Commercial | Com ¦ Advanced BAS/Controllers | 2037 | Economic | MW | Before Competition Groups | 98.63 | 0 | 0 | 2064.1077 | 0.047783 | 9 | Commercial_2037_Economic_MW_Before Competition Groups_9 | Advanced BAS/Controllers | 4.778% | 0 | 98.63 | Commercial_2037_Economic_MW_Before Competition Groups_Advanced BAS/Controllers
Commercial | Com ¦ LLLC - High Impact Application | 2037 | Economic | MW | Before Competition Groups | 61.4335 | 0 | 0 | 2064.1077 | 0.029763 | 10 | Commercial_2037_Economic_MW_Before Competition Groups_10 | LLLC - High Impact Application | 2.976% | 0 | 61.4335 | Commercial_2037_Economic_MW_Before Competition Groups_LLLC - High Impact Application
Commercial | Com ¦ Refrigerated Display Case Doors | 2037 | Economic | MW | Before Competition Groups | 49.1299 | 0 | 0 | 2064.1077 | 0.023802 | 11 | Commercial_2037_Economic_MW_Before Competition Groups_11 | Refrigerated Display Case Doors | 2.38% | 0 | 49.1299 | Commercial_2037_Economic_MW_Before Competition Groups_Refrigerated Display Case Doors
Commercial | Com ¦ Adaptive Thermostats | 2037 | Economic | MW | Before Competition Groups | 44.5121 | 0 | 0 | 2064.1077 | 0.021565 | 12 | Commercial_2037_Economic_MW_Before Competition Groups_12 | Adaptive Thermostats | 2.156% | 0 | 44.5121 | Commercial_2037_Economic_MW_Before Competition Groups_Adaptive Thermostats
Commercial | Com ¦ Reach-in Shaded Pole to ECM/PSC Evaporator Fan Motor | 2037 | Economic | MW | Before Competition Groups | 41.6661 | 0 | 0 | 2064.1077 | 0.020186 | 13 | Commercial_2037_Economic_MW_Before Competition Groups_13 | Reach-in Shaded Pole to ECM/PSC Evaporator Fan Motor | 2.019% | 0 | 41.6661 | Commercial_2037_Economic_MW_Before Competition Groups_Reach-in Shaded Pole to ECM/PSC Evaporator Fan Motor
Commercial | Com ¦ LLLC - Low Impact Application | 2037 | Economic | MW | Before Competition Groups | 37.7921 | 0 | 0 | 2064.1077 | 0.018309 | 14 | Commercial_2037_Economic_MW_Before Competition Groups_14 | LLLC - Low Impact Application | 1.831% | 0 | 37.7921 | Commercial_2037_Economic_MW_Before Competition Groups_LLLC - Low Impact Application
Commercial | Com ¦ Data Center Storage/Server Virtualization | 2037 | Economic | MW | Before Competition Groups | 37.6524 | 0 | 0 | 2064.1077 | 0.018241 | 15 | Commercial_2037_Economic_MW_Before Competition Groups_15 | Data Center Storage/Server Virtualization | 1.824% | 0 | 37.6524 | Commercial_2037_Economic_MW_Before Competition Groups_Data Center Storage/Server Virtualization
Commercial | Com ¦ Demand Control Ventilation | 2037 | Economic | MW | Before Competition Groups | 37.2673 | 0 | 0 | 2064.1077 | 0.018055 | 16 | Commercial_2037_Economic_MW_Before Competition Groups_16 | Demand Control Ventilation | 1.805% | 0 | 37.2673 | Commercial_2037_Economic_MW_Before Competition Groups_Demand Control Ventilation
Commercial | Com ¦ Chilled Water Optimization | 2037 | Economic | MW | Before Competition Groups | 36.2621 | 0 | 0 | 2064.1077 | 0.017568 | 17 | Commercial_2037_Economic_MW_Before Competition Groups_17 | Chilled Water Optimization | 1.757% | 0 | 36.2621 | Commercial_2037_Economic_MW_Before Competition Groups_Chilled Water Optimization
Commercial | Com ¦ Strip Curtains | 2037 | Economic | MW | Before Competition Groups | 32.9341 | 0 | 0 | 2064.1077 | 0.015956 | 18 | Commercial_2037_Economic_MW_Before Competition Groups_18 | Strip Curtains | 1.596% | 0 | 32.9341 | Commercial_2037_Economic_MW_Before Competition Groups_Strip Curtains
Commercial | Com ¦ LED or Equivalent Sign Lighting | 2037 | Economic | MW | Before Competition Groups | 28.54 | 0 | 0 | 2064.1077 | 0.013827 | 19 | Commercial_2037_Economic_MW_Before Competition Groups_19 | LED or Equivalent Sign Lighting | 1.383% | 0 | 28.54 | Commercial_2037_Economic_MW_Before Competition Groups_LED or Equivalent Sign Lighting
Commercial | Com ¦ Centrally controlled desktop PC/NETWORK PC POWER MANAGEMENT SOFTWARE | 2037 | Economic | MW | Before Competition Groups | 25.6868 | 0 | 0 | 2064.1077 | 0.012444 | 20 | Commercial_2037_Economic_MW_Before Competition Groups_20 | Centrally controlled desktop PC/NETWORK PC POWER MANAGEMENT SOFTWARE | 1.244% | 0 | 25.6868 | Commercial_2037_Economic_MW_Before Competition Groups_Centrally controlled desktop PC/NETWORK PC POWER MANAGEMENT SOFTWARE
Commercial | Com ¦ Furnace Tune-Up | 2037 | Economic | MW | Before Competition Groups | 25.6644 | 0 | 0 | 2064.1077 | 0.012434 | 21 | Commercial_2037_Economic_MW_Before Competition Groups_21 | Furnace Tune-Up | 1.243% | 0 | 25.6644 | Commercial_2037_Economic_MW_Before Competition Groups_Furnace Tune-Up
Commercial | Com ¦ Variable Frequency Drive (VFD) | 2037 | Economic | MW | Before Competition Groups | 17.8629 | 0 | 0 | 2064.1077 | 0.008654 | 22 | Commercial_2037_Economic_MW_Before Competition Groups_22 | Variable Frequency Drive (VFD) | 0.8654% | 0 | 17.8629 | Commercial_2037_Economic_MW_Before Competition Groups_Variable Frequency Drive (VFD)
Commercial | Com ¦ Refrigerated Display Case LED | 2037 | Economic | MW | Before Competition Groups | 17.4143 | 0 | 0 | 2064.1077 | 0.0084367 | 23 | Commercial_2037_Economic_MW_Before Competition Groups_23 | Refrigerated Display Case LED | 0.8437% | 0 | 17.4143 | Commercial_2037_Economic_MW_Before Competition Groups_Refrigerated Display Case LED
Commercial | Com ¦ VFD on Pumps | 2037 | Economic | MW | Before Competition Groups | 16.7175 | 0 | 0 | 2064.1077 | 0.0080992 | 24 | Commercial_2037_Economic_MW_Before Competition Groups_24 | VFD on Pumps | 0.8099% | 0 | 16.7175 | Commercial_2037_Economic_MW_Before Competition Groups_VFD on Pumps
Commercial | Com ¦ ENERGY STAR LED LAMPS (General Service Lamps) | 2037 | Economic | MW | Before Competition Groups | 16.6142 | 0 | 0 | 2064.1077 | 0.0080491 | 25 | Commercial_2037_Economic_MW_Before Competition Groups_25 | ENERGY STAR LED LAMPS (General Service Lamps) | 0.8049% | 0 | 16.6142 | Commercial_2037_Economic_MW_Before Competition Groups_ENERGY STAR LED LAMPS (General Service Lamps)
Commercial | Com ¦ Air Handler with Dedicated Outdoor Air Systems | 2037 | Economic | MW | Before Competition Groups | 13.6336 | 0 | 0 | 2064.1077 | 0.0066051 | 26 | Commercial_2037_Economic_MW_Before Competition Groups_26 | Air Handler with Dedicated Outdoor Air Systems | 0.6605% | 0 | 13.6336 | Commercial_2037_Economic_MW_Before Competition Groups_Air Handler with Dedicated Outdoor Air Systems
Commercial | Com ¦ Demand Control Kitchen Ventilation | 2037 | Economic | MW | Before Competition Groups | 12.4186 | 0 | 0 | 2064.1077 | 0.0060164 | 27 | Commercial_2037_Economic_MW_Before Competition Groups_27 | Demand Control Kitchen Ventilation | 0.6016% | 0 | 12.4186 | Commercial_2037_Economic_MW_Before Competition Groups_Demand Control Kitchen Ventilation
Commercial | Com ¦ Water Source Heat Pump (4 ton) | 2037 | Economic | MW | Before Competition Groups | 11.8293 | 0 | 0 | 2064.1077 | 0.0057309 | 28 | Commercial_2037_Economic_MW_Before Competition Groups_28 | Water Source Heat Pump (4 ton) | 0.5731% | 0 | 11.8293 | Commercial_2037_Economic_MW_Before Competition Groups_Water Source Heat Pump (4 ton)
Commercial | Com ¦ Occupancy Sensors | 2037 | Economic | MW | Before Competition Groups | 10.7466 | 0 | 0 | 2064.1077 | 0.0052064 | 29 | Commercial_2037_Economic_MW_Before Competition Groups_29 | Occupancy Sensors | 0.5206% | 0 | 10.7466 | Commercial_2037_Economic_MW_Before Competition Groups_Occupancy Sensors
Commercial | Com ¦ ECM MOTORS FOR EVAPORATOR FANS for refrigeration (WALK-IN) | 2037 | Economic | MW | Before Competition Groups | 9.2923 | 0 | 0 | 2064.1077 | 0.0045018 | 30 | Commercial_2037_Economic_MW_Before Competition Groups_30 | ECM MOTORS FOR EVAPORATOR FANS for refrigeration (WALK-IN) | 0.4502% | 0 | 9.2923 | Commercial_2037_Economic_MW_Before Competition Groups_ECM MOTORS FOR EVAPORATOR FANS for refrigeration (WALK-IN)
Commercial | Com ¦ Networked/Connected - High Impact Application | 2037 | Economic | MW | Before Competition Groups | 8.2705 | 0 | 0 | 2064.1077 | 0.0040068 | 31 | Commercial_2037_Economic_MW_Before Competition Groups_31 | Networked/Connected - High Impact Application | 0.4007% | 0 | 8.2705 | Commercial_2037_Economic_MW_Before Competition Groups_Networked/Connected - High Impact Application
Commercial | Com ¦ ENERGY STAR Griddle (74% eff) | 2037 | Economic | MW | Before Competition Groups | 8.2284 | 0 | 0 | 2064.1077 | 0.0039864 | 32 | Commercial_2037_Economic_MW_Before Competition Groups_32 | ENERGY STAR Griddle (74% eff) | 0.3986% | 0 | 8.2284 | Commercial_2037_Economic_MW_Before Competition Groups_ENERGY STAR Griddle (74% eff)
Commercial | Com ¦ Freezer Case Light Sensor | 2037 | Economic | MW | Before Competition Groups | 8.0398 | 0 | 0 | 2064.1077 | 0.0038951 | 33 | Commercial_2037_Economic_MW_Before Competition Groups_33 | Freezer Case Light Sensor | 0.3895% | 0 | 8.0398 | Commercial_2037_Economic_MW_Before Competition Groups_Freezer Case Light Sensor
Commercial | Com ¦ Evaporator Fan Controls | 2037 | Economic | MW | Before Competition Groups | 7.8328 | 0 | 0 | 2064.1077 | 0.0037948 | 34 | Commercial_2037_Economic_MW_Before Competition Groups_34 | Evaporator Fan Controls | 0.3795% | 0 | 7.8328 | Commercial_2037_Economic_MW_Before Competition Groups_Evaporator Fan Controls
Commercial | Com ¦ LED EXTERIOR AREA LIGHTS - LED fixture (200W) | 2037 | Economic | MW | Before Competition Groups | 7.1066 | 0 | 0 | 2064.1077 | 0.003443 | 35 | Commercial_2037_Economic_MW_Before Competition Groups_35 | LED EXTERIOR AREA LIGHTS - LED fixture (200W) | 0.3443% | 0 | 7.1066 | Commercial_2037_Economic_MW_Before Competition Groups_LED EXTERIOR AREA LIGHTS - LED fixture (200W)
Commercial | Com ¦ LED parking lot fixture | 2037 | Economic | MW | Before Competition Groups | 6.76 | 0 | 0 | 2064.1077 | 0.003275 | 36 | Commercial_2037_Economic_MW_Before Competition Groups_36 | LED parking lot fixture | 0.3275% | 0 | 6.76 | Commercial_2037_Economic_MW_Before Competition Groups_LED parking lot fixture
Commercial | Com ¦ Door Gasket Freezer/Refrigerator | 2037 | Economic | MW | Before Competition Groups | 6.1696 | 0 | 0 | 2064.1077 | 0.002989 | 37 | Commercial_2037_Economic_MW_Before Competition Groups_37 | Door Gasket Freezer/Refrigerator | 0.2989% | 0 | 6.1696 | Commercial_2037_Economic_MW_Before Competition Groups_Door Gasket Freezer/Refrigerator
Commercial | Com ¦ Elec Storage WH 2.30 Et | 2037 | Economic | MW | Before Competition Groups | 5.7873 | 0 | 0 | 2064.1077 | 0.0028038 | 38 | Commercial_2037_Economic_MW_Before Competition Groups_38 | Elec Storage WH 2.30 Et | 0.2804% | 0 | 5.7873 | Commercial_2037_Economic_MW_Before Competition Groups_Elec Storage WH 2.30 Et
Commercial | Com ¦ BEVERAGE VENDING MACHINE CONTROLS | 2037 | Economic | MW | Before Competition Groups | 5.1029 | 0 | 0 | 2064.1077 | 0.0024722 | 39 | Commercial_2037_Economic_MW_Before Competition Groups_39 | BEVERAGE VENDING MACHINE CONTROLS | 0.2472% | 0 | 5.1029 | Commercial_2037_Economic_MW_Before Competition Groups_BEVERAGE VENDING MACHINE CONTROLS
Commercial | Com ¦ Duct Insulation, R8 | 2037 | Economic | MW | Before Competition Groups | 4.7114 | 0 | 0 | 2064.1077 | 0.0022825 | 40 | Commercial_2037_Economic_MW_Before Competition Groups_40 | Duct Insulation, R8 | 0.2283% | 0 | 4.7114 | Commercial_2037_Economic_MW_Before Competition Groups_Duct Insulation, R8
Commercial | Com ¦ LED street light fixture | 2037 | Economic | MW | Before Competition Groups | 4.347 | 0 | 0 | 2064.1077 | 0.002106 | 41 | Commercial_2037_Economic_MW_Before Competition Groups_41 | LED street light fixture | 0.2106% | 0 | 4.347 | Commercial_2037_Economic_MW_Before Competition Groups_LED street light fixture
Commercial | Com ¦ CO Sensors for parking garage exhaust fans | 2037 | Economic | MW | Before Competition Groups | 3.4556 | 0 | 0 | 2064.1077 | 0.0016741 | 42 | Commercial_2037_Economic_MW_Before Competition Groups_42 | CO Sensors for parking garage exhaust fans | 0.1674% | 0 | 3.4556 | Commercial_2037_Economic_MW_Before Competition Groups_CO Sensors for parking garage exhaust fans
Commercial | Com ¦ Networked/Connected - Low Impact Application | 2037 | Economic | MW | Before Competition Groups | 3.1113 | 0 | 0 | 2064.1077 | 0.0015073 | 43 | Commercial_2037_Economic_MW_Before Competition Groups_43 | Networked/Connected - Low Impact Application | 0.1507% | 0 | 3.1113 | Commercial_2037_Economic_MW_Before Competition Groups_Networked/Connected - Low Impact Application
Commercial | Com ¦ Temperature Adjustment in Commercial Freezers | 2037 | Economic | MW | Before Competition Groups | 2.8636 | 0 | 0 | 2064.1077 | 0.0013874 | 44 | Commercial_2037_Economic_MW_Before Competition Groups_44 | Temperature Adjustment in Commercial Freezers | 0.1387% | 0 | 2.8636 | Commercial_2037_Economic_MW_Before Competition Groups_Temperature Adjustment in Commercial Freezers
Commercial | Com ¦ ENERGY STAR Fryer (84% eff) | 2037 | Economic | MW | Before Competition Groups | 2.3972 | 0 | 0 | 2064.1077 | 0.0011614 | 45 | Commercial_2037_Economic_MW_Before Competition Groups_45 | ENERGY STAR Fryer (84% eff) | 0.1161% | 0 | 2.3972 | Commercial_2037_Economic_MW_Before Competition Groups_ENERGY STAR Fryer (84% eff)
Commercial | Com ¦ Vertical Night Covers | 2037 | Economic | MW | Before Competition Groups | 2.3681 | 0 | 0 | 2064.1077 | 0.0011473 | 46 | Commercial_2037_Economic_MW_Before Competition Groups_46 | Vertical Night Covers | 0.1147% | 0 | 2.3681 | Commercial_2037_Economic_MW_Before Competition Groups_Vertical Night Covers
Commercial | Com ¦ Energy Efficient Laboratory Fume Hood | 2037 | Economic | MW | Before Competition Groups | 2.3154 | 0 | 0 | 2064.1077 | 0.0011217 | 47 | Commercial_2037_Economic_MW_Before Competition Groups_47 | Energy Efficient Laboratory Fume Hood | 0.1122% | 0 | 2.3154 | Commercial_2037_Economic_MW_Before Competition Groups_Energy Efficient Laboratory Fume Hood
Commercial | Com ¦ Outside Air Economizer | 2037 | Economic | MW | Before Competition Groups | 2.0112 | 0 | 0 | 2064.1077 | 0.00097436 | 48 | Commercial_2037_Economic_MW_Before Competition Groups_48 | Outside Air Economizer | 0.09744% | 0 | 2.0112 | Commercial_2037_Economic_MW_Before Competition Groups_Outside Air Economizer
Commercial | Com ¦ Water Heating (DHW) Pipe Insulation (Add 3/4\ Foam)" | 2037 | Economic | MW | Before Competition Groups | 1.8072 | 0 | 0 | 2064.1077 | 0.00087552 | 49 | Commercial_2037_Economic_MW_Before Competition Groups_49 | Water Heating (DHW) Pipe Insulation (Add 3/4\ Foam)" | 0.08755% | 0 | 1.8072 | Commercial_2037_Economic_MW_Before Competition Groups_Water Heating (DHW) Pipe Insulation (Add 3/4\ Foam)"
Commercial | Com ¦ Condensing Make Up Air Unit | 2037 | Economic | MW | Before Competition Groups | 1.6593 | 0 | 0 | 2064.1077 | 0.00080386 | 50 | Commercial_2037_Economic_MW_Before Competition Groups_50 | Condensing Make Up Air Unit | 0.08039% | 0 | 1.6593 | Commercial_2037_Economic_MW_Before Competition Groups_Condensing Make Up Air Unit
Commercial | Com ¦ ENERGY STAR Dishwasher | 2037 | Economic | MW | Before Competition Groups | 1.5944 | 0 | 0 | 2064.1077 | 0.00077244 | 51 | Commercial_2037_Economic_MW_Before Competition Groups_51 | ENERGY STAR Dishwasher | 0.07724% | 0 | 1.5944 | Commercial_2037_Economic_MW_Before Competition Groups_ENERGY STAR Dishwasher
Commercial | Com ¦ ENERGY STAR Steam Cookers | 2037 | Economic | MW | Before Competition Groups | 1.5682 | 0 | 0 | 2064.1077 | 0.00075977 | 52 | Commercial_2037_Economic_MW_Before Competition Groups_52 | ENERGY STAR Steam Cookers | 0.07598% | 0 | 1.5682 | Commercial_2037_Economic_MW_Before Competition Groups_ENERGY STAR Steam Cookers
Commercial | Com ¦ Suction Pipe Insulation Freezer/Refrigerator | 2037 | Economic | MW | Before Competition Groups | 1.2308 | 0 | 0 | 2064.1077 | 0.00059627 | 53 | Commercial_2037_Economic_MW_Before Competition Groups_53 | Suction Pipe Insulation Freezer/Refrigerator | 0.05963% | 0 | 1.2308 | Commercial_2037_Economic_MW_Before Competition Groups_Suction Pipe Insulation Freezer/Refrigerator
Commercial | Com ¦ High Efficiency Small Instantaneous Water Heater | 2037 | Economic | MW | Before Competition Groups | 1.078 | 0 | 0 | 2064.1077 | 0.00052227 | 54 | Commercial_2037_Economic_MW_Before Competition Groups_54 | High Efficiency Small Instantaneous Water Heater | 0.05223% | 0 | 1.078 | Commercial_2037_Economic_MW_Before Competition Groups_High Efficiency Small Instantaneous Water Heater
Commercial | Com ¦ Thermostat Setback | 2037 | Economic | MW | Before Competition Groups | 0.83844 | 0 | 0 | 2064.1077 | 0.0004062 | 55 | Commercial_2037_Economic_MW_Before Competition Groups_55 | Thermostat Setback | 0.04062% | 0 | 0.83844 | Commercial_2037_Economic_MW_Before Competition Groups_Thermostat Setback
Commercial | Com ¦ Ozone Laundry Treatment | 2037 | Economic | MW | Before Competition Groups | 0.81099 | 0 | 0 | 2064.1077 | 0.0003929 | 56 | Commercial_2037_Economic_MW_Before Competition Groups_56 | Ozone Laundry Treatment | 0.03929% | 0 | 0.81099 | Commercial_2037_Economic_MW_Before Competition Groups_Ozone Laundry Treatment
Commercial | Com ¦ PTAC (12 EER/10,000 BTU) | 2037 | Economic | MW | Before Competition Groups | 0.67545 | 0 | 0 | 2064.1077 | 0.00032724 | 57 | Commercial_2037_Economic_MW_Before Competition Groups_57 | PTAC (12 EER/10,000 BTU) | 0.03272% | 0 | 0.67545 | Commercial_2037_Economic_MW_Before Competition Groups_PTAC (12 EER/10,000 BTU)
Commercial | Com ¦ Solar Water Preheat (Pools/DHW) | 2037 | Economic | MW | Before Competition Groups | 0.50214 | 0 | 0 | 2064.1077 | 0.00024327 | 58 | Commercial_2037_Economic_MW_Before Competition Groups_58 | Solar Water Preheat (Pools/DHW) | 0.02433% | 0 | 0.50214 | Commercial_2037_Economic_MW_Before Competition Groups_Solar Water Preheat (Pools/DHW)
Commercial | COM ¦ Ductless Mini-Split Heat Pumps | 2037 | Economic | MW | Before Competition Groups | 0.48415 | 0 | 0 | 2064.1077 | 0.00023456 | 59 | Commercial_2037_Economic_MW_Before Competition Groups_59 | Ductless Mini-Split Heat Pumps | 0.02346% | 0 | 0.48415 | Commercial_2037_Economic_MW_Before Competition Groups_Ductless Mini-Split Heat Pumps
Commercial | Com ¦ ECM MOTORS FOR HVAC APPLICATION (FAN-POWERED VAV BOX) | 2037 | Economic | MW | Before Competition Groups | 0.33079 | 0 | 0 | 2064.1077 | 0.00016026 | 60 | Commercial_2037_Economic_MW_Before Competition Groups_60 | ECM MOTORS FOR HVAC APPLICATION (FAN-POWERED VAV BOX) | 0.01603% | 0 | 0.33079 | Commercial_2037_Economic_MW_Before Competition Groups_ECM MOTORS FOR HVAC APPLICATION (FAN-POWERED VAV BOX)
Commercial | Com ¦ Notched V belts for HVAC Systems | 2037 | Economic | MW | Before Competition Groups | 0.28539 | 0 | 0 | 2064.1077 | 0.00013826 | 61 | Commercial_2037_Economic_MW_Before Competition Groups_61 | Notched V belts for HVAC Systems | 0.01383% | 0 | 0.28539 | Commercial_2037_Economic_MW_Before Competition Groups_Notched V belts for HVAC Systems
Commercial | Com ¦ Efficient compressor motor | 2037 | Economic | MW | Before Competition Groups | 0.24171 | 0 | 0 | 2064.1077 | 0.0001171 | 62 | Commercial_2037_Economic_MW_Before Competition Groups_62 | Efficient compressor motor | 0.01171% | 0 | 0.24171 | Commercial_2037_Economic_MW_Before Competition Groups_Efficient compressor motor
Commercial | Com ¦ CEE Tier 2/Energy Star Clothes Washers | 2037 | Economic | MW | Before Competition Groups | 0.20712 | 0 | 0 | 2064.1077 | 0.00010034 | 63 | Commercial_2037_Economic_MW_Before Competition Groups_63 | CEE Tier 2/Energy Star Clothes Washers | 0.01003% | 0 | 0.20712 | Commercial_2037_Economic_MW_Before Competition Groups_CEE Tier 2/Energy Star Clothes Washers
Commercial | Com ¦ Auto Off Time Switch or Time Clock control | 2037 | Economic | MW | Before Competition Groups | 0.20197 | 0 | 0 | 2064.1077 | 9.7848e-05 | 64 | Commercial_2037_Economic_MW_Before Competition Groups_64 | Auto Off Time Switch or Time Clock control | 0.009785% | 0 | 0.20197 | Commercial_2037_Economic_MW_Before Competition Groups_Auto Off Time Switch or Time Clock control
Commercial | Com ¦ HVAC Optimization | 2037 | Economic | MW | Before Competition Groups | 0.15007 | 0 | 0 | 2064.1077 | 7.2703e-05 | 65 | Commercial_2037_Economic_MW_Before Competition Groups_65 | HVAC Optimization | 0.00727% | 0 | 0.15007 | Commercial_2037_Economic_MW_Before Competition Groups_HVAC Optimization
Commercial | Com ¦ Commercial Hot Food Holding Cabinets | 2037 | Economic | MW | Before Competition Groups | 0.13616 | 0 | 0 | 2064.1077 | 6.5967e-05 | 66 | Commercial_2037_Economic_MW_Before Competition Groups_66 | Commercial Hot Food Holding Cabinets | 0.006597% | 0 | 0.13616 | Commercial_2037_Economic_MW_Before Competition Groups_Commercial Hot Food Holding Cabinets
Commercial | Com ¦ LED RECESSED DOWNLIGHTS | 2037 | Economic | MW | Before Competition Groups | 0.12355 | 0 | 0 | 2064.1077 | 5.9859e-05 | 67 | Commercial_2037_Economic_MW_Before Competition Groups_67 | LED RECESSED DOWNLIGHTS | 0.005986% | 0 | 0.12355 | Commercial_2037_Economic_MW_Before Competition Groups_LED RECESSED DOWNLIGHTS
Commercial | Com ¦ Demand controlled Circulating Systems | 2037 | Economic | MW | Before Competition Groups | 0.11595 | 0 | 0 | 2064.1077 | 5.6172e-05 | 68 | Commercial_2037_Economic_MW_Before Competition Groups_68 | Demand controlled Circulating Systems | 0.005617% | 0 | 0.11595 | Commercial_2037_Economic_MW_Before Competition Groups_Demand controlled Circulating Systems
Commercial | Com ¦ Low Flow Pre-Rinse Spray Nozzle | 2037 | Economic | MW | Before Competition Groups | 0.11353 | 0 | 0 | 2064.1077 | 5.5003e-05 | 69 | Commercial_2037_Economic_MW_Before Competition Groups_69 | Low Flow Pre-Rinse Spray Nozzle | 0.0055% | 0 | 0.11353 | Commercial_2037_Economic_MW_Before Competition Groups_Low Flow Pre-Rinse Spray Nozzle
Commercial | Com ¦ Room AC (w/ louvered sides) 14 SEER from 12 SEER code | 2037 | Economic | MW | Before Competition Groups | 0.11055 | 0 | 0 | 2064.1077 | 5.356e-05 | 70 | Commercial_2037_Economic_MW_Before Competition Groups_70 | Room AC (w/ louvered sides) 14 SEER from 12 SEER code | 0.005356% | 0 | 0.11055 | Commercial_2037_Economic_MW_Before Competition Groups_Room AC (w/ louvered sides) 14 SEER from 12 SEER code
Commercial | Com ¦ Energy Recovery Ventilation and Ventilation (Enhanced) | 2037 | Economic | MW | Before Competition Groups | 0.069792 | 0 | 0 | 2064.1077 | 3.3812e-05 | 71 | Commercial_2037_Economic_MW_Before Competition Groups_71 | Energy Recovery Ventilation and Ventilation (Enhanced) | 0.003381% | 0 | 0.069792 | Commercial_2037_Economic_MW_Before Competition Groups_Energy Recovery Ventilation and Ventilation (Enhanced)
Commercial | Com ¦ Wall Insulation | 2037 | Economic | MW | Before Competition Groups | 0.062558 | 0 | 0 | 2064.1077 | 3.0308e-05 | 72 | Commercial_2037_Economic_MW_Before Competition Groups_72 | Wall Insulation | 0.003031% | 0 | 0.062558 | Commercial_2037_Economic_MW_Before Competition Groups_Wall Insulation
Commercial | Com ¦ High Efficiency Chiller (avg of water and air cooled) | 2037 | Economic | MW | Before Competition Groups | 0.056633 | 0 | 0 | 2064.1077 | 2.7437e-05 | 73 | Commercial_2037_Economic_MW_Before Competition Groups_73 | High Efficiency Chiller (avg of water and air cooled) | 0.002744% | 0 | 0.056633 | Commercial_2037_Economic_MW_Before Competition Groups_High Efficiency Chiller (avg of water and air cooled)
Commercial | Com ¦ Condensing Unit Heaters or other Efficient Unit Heating System | 2037 | Economic | MW | Before Competition Groups | 0.040381 | 0 | 0 | 2064.1077 | 1.9563e-05 | 74 | Commercial_2037_Economic_MW_Before Competition Groups_74 | Condensing Unit Heaters or other Efficient Unit Heating System | 0.001956% | 0 | 0.040381 | Commercial_2037_Economic_MW_Before Competition Groups_Condensing Unit Heaters or other Efficient Unit Heating System
Commercial | Com ¦ VSD Air Compressor | 2037 | Economic | MW | Before Competition Groups | 0.039603 | 0 | 0 | 2064.1077 | 1.9187e-05 | 75 | Commercial_2037_Economic_MW_Before Competition Groups_75 | VSD Air Compressor | 0.001919% | 0 | 0.039603 | Commercial_2037_Economic_MW_Before Competition Groups_VSD Air Compressor
Commercial | Com ¦ EC Plug Fan for Data Center (under cabinet) | 2037 | Economic | MW | Before Competition Groups | 0.012496 | 0 | 0 | 2064.1077 | 6.0537e-06 | 76 | Commercial_2037_Economic_MW_Before Competition Groups_76 | EC Plug Fan for Data Center (under cabinet) | 0.0006054% | 0 | 0.012496 | Commercial_2037_Economic_MW_Before Competition Groups_EC Plug Fan for Data Center (under cabinet)
Commercial | Com ¦ Air Curtains | 2037 | Economic | MW | Before Competition Groups | 0.0079391 | 0 | 0 | 2064.1077 | 3.8463e-06 | 77 | Commercial_2037_Economic_MW_Before Competition Groups_77 | Air Curtains | 0.0003846% | 0 | 0.0079391 | Commercial_2037_Economic_MW_Before Competition Groups_Air Curtains
Commercial | Com ¦ Electric Convection Combination Ovens | 2037 | Economic | MW | Before Competition Groups | 0.00049512 | 0 | 0 | 2064.1077 | 2.3987e-07 | 78 | Commercial_2037_Economic_MW_Before Competition Groups_78 | Electric Convection Combination Ovens | 2.399e-05% | 0 | 0.00049512 | Commercial_2037_Economic_MW_Before Competition Groups_Electric Convection Combination Ovens
Commercial | Com ¦ Indoor Daylight Sensors/Photocell Dimming Control | 2037 | Economic | MW | Before Competition Groups | 0 | 0 | 0 | 2064.1077 | 0 | 79 | Commercial_2037_Economic_MW_Before Competition Groups_79 | Indoor Daylight Sensors/Photocell Dimming Control | 0% | 0 | 0 | Commercial_2037_Economic_MW_Before Competition Groups_Indoor Daylight Sensors/Photocell Dimming Control
Commercial | Com ¦ Variable Refrigerant Flow Heat Pump | 2037 | Economic | MW | Before Competition Groups | 0 | 0 | 0 | 2064.1077 | 0 | 80 | Commercial_2037_Economic_MW_Before Competition Groups_80 | Variable Refrigerant Flow Heat Pump | 0% | 0 | 0 | Commercial_2037_Economic_MW_Before Competition Groups_Variable Refrigerant Flow Heat Pump
Commercial | Com ¦ LED Low/High Bay | 2037 | SC A | MW | Before Competition Groups | 165.841 | 0 | 0 | 1232.3815 | 0.13457 | 1 | Commercial_2037_SC A_MW_Before Competition Groups_1 | LED Low/High Bay | 13.46% | 0 | 165.841 | Commercial_2037_SC A_MW_Before Competition Groups_LED Low/High Bay
Commercial | Com ¦ LED Troffer/Surface/Suspended | 2037 | SC A | MW | Before Competition Groups | 133.8844 | 0 | 0 | 1232.3815 | 0.10864 | 2 | Commercial_2037_SC A_MW_Before Competition Groups_2 | LED Troffer/Surface/Suspended | 10.86% | 0 | 133.8844 | Commercial_2037_SC A_MW_Before Competition Groups_LED Troffer/Surface/Suspended
Commercial | Com ¦ ENERGY STAR LED LAMPS (REFLECTOR LAMPs/MR16/PAR 16) | 2037 | SC A | MW | Before Competition Groups | 130.2537 | 0 | 0 | 1232.3815 | 0.10569 | 3 | Commercial_2037_SC A_MW_Before Competition Groups_3 | ENERGY STAR LED LAMPS (REFLECTOR LAMPs/MR16/PAR 16) | 10.57% | 0 | 130.2537 | Commercial_2037_SC A_MW_Before Competition Groups_ENERGY STAR LED LAMPS (REFLECTOR LAMPs/MR16/PAR 16)
Commercial | Com ¦ High Efficiency Air Source Heat Pump | 2037 | SC A | MW | Before Competition Groups | 93.4245 | 0 | 0 | 1232.3815 | 0.075808 | 4 | Commercial_2037_SC A_MW_Before Competition Groups_4 | High Efficiency Air Source Heat Pump | 7.581% | 0 | 93.4245 | Commercial_2037_SC A_MW_Before Competition Groups_High Efficiency Air Source Heat Pump
Commercial | Com ¦ Building Recommissioning, Operations and Maintenance (O&M) Improvements | 2037 | SC A | MW | Before Competition Groups | 92.3329 | 0 | 0 | 1232.3815 | 0.074922 | 5 | Commercial_2037_SC A_MW_Before Competition Groups_5 | Building Recommissioning, Operations and Maintenance (O&M) Improvements | 7.492% | 0 | 92.3329 | Commercial_2037_SC A_MW_Before Competition Groups_Building Recommissioning, Operations and Maintenance (O&M) Improvements
Commercial | Com ¦ LED Replacement Lamp (Tube) | 2037 | SC A | MW | Before Competition Groups | 89.4141 | 0 | 0 | 1232.3815 | 0.072554 | 6 | Commercial_2037_SC A_MW_Before Competition Groups_6 | LED Replacement Lamp (Tube) | 7.255% | 0 | 89.4141 | Commercial_2037_SC A_MW_Before Competition Groups_LED Replacement Lamp (Tube)
Commercial | Com ¦ Advanced BAS/Controllers | 2037 | SC A | MW | Before Competition Groups | 47.1501 | 0 | 0 | 1232.3815 | 0.038259 | 7 | Commercial_2037_SC A_MW_Before Competition Groups_7 | Advanced BAS/Controllers | 3.826% | 0 | 47.1501 | Commercial_2037_SC A_MW_Before Competition Groups_Advanced BAS/Controllers
Commercial | Com ¦ Education and Capacity Building/Energy Behavior | 2037 | SC A | MW | Before Competition Groups | 36.2149 | 0 | 0 | 1232.3815 | 0.029386 | 8 | Commercial_2037_SC A_MW_Before Competition Groups_8 | Education and Capacity Building/Energy Behavior | 2.939% | 0 | 36.2149 | Commercial_2037_SC A_MW_Before Competition Groups_Education and Capacity Building/Energy Behavior
Commercial | Com ¦ Reach-in Shaded Pole to ECM/PSC Evaporator Fan Motor | 2037 | SC A | MW | Before Competition Groups | 31.4629 | 0 | 0 | 1232.3815 | 0.02553 | 9 | Commercial_2037_SC A_MW_Before Competition Groups_9 | Reach-in Shaded Pole to ECM/PSC Evaporator Fan Motor | 2.553% | 0 | 31.4629 | Commercial_2037_SC A_MW_Before Competition Groups_Reach-in Shaded Pole to ECM/PSC Evaporator Fan Motor
Commercial | Com ¦ Adaptive Thermostats | 2037 | SC A | MW | Before Competition Groups | 30.9173 | 0 | 0 | 1232.3815 | 0.025087 | 10 | Commercial_2037_SC A_MW_Before Competition Groups_10 | Adaptive Thermostats | 2.509% | 0 | 30.9173 | Commercial_2037_SC A_MW_Before Competition Groups_Adaptive Thermostats
Commercial | Com ¦ Unitary Air-Conditioning Unit | 2037 | SC A | MW | Before Competition Groups | 30.869 | 0 | 0 | 1232.3815 | 0.025048 | 11 | Commercial_2037_SC A_MW_Before Competition Groups_11 | Unitary Air-Conditioning Unit | 2.505% | 0 | 30.869 | Commercial_2037_SC A_MW_Before Competition Groups_Unitary Air-Conditioning Unit
Commercial | Com ¦ Refrigerated Display Case Doors | 2037 | SC A | MW | Before Competition Groups | 28.6866 | 0 | 0 | 1232.3815 | 0.023277 | 12 | Commercial_2037_SC A_MW_Before Competition Groups_12 | Refrigerated Display Case Doors | 2.328% | 0 | 28.6866 | Commercial_2037_SC A_MW_Before Competition Groups_Refrigerated Display Case Doors
Commercial | Com ¦ Data Center Storage/Server Virtualization | 2037 | SC A | MW | Before Competition Groups | 28.2966 | 0 | 0 | 1232.3815 | 0.022961 | 13 | Commercial_2037_SC A_MW_Before Competition Groups_13 | Data Center Storage/Server Virtualization | 2.296% | 0 | 28.2966 | Commercial_2037_SC A_MW_Before Competition Groups_Data Center Storage/Server Virtualization
Commercial | Com ¦ Strip Curtains | 2037 | SC A | MW | Before Competition Groups | 27.0297 | 0 | 0 | 1232.3815 | 0.021933 | 14 | Commercial_2037_SC A_MW_Before Competition Groups_14 | Strip Curtains | 2.193% | 0 | 27.0297 | Commercial_2037_SC A_MW_Before Competition Groups_Strip Curtains
Commercial | Com ¦ Furnace Tune-Up | 2037 | SC A | MW | Before Competition Groups | 22.8988 | 0 | 0 | 1232.3815 | 0.018581 | 15 | Commercial_2037_SC A_MW_Before Competition Groups_15 | Furnace Tune-Up | 1.858% | 0 | 22.8988 | Commercial_2037_SC A_MW_Before Competition Groups_Furnace Tune-Up
Commercial | Com ¦ LED or Equivalent Sign Lighting | 2037 | SC A | MW | Before Competition Groups | 21.2528 | 0 | 0 | 1232.3815 | 0.017245 | 16 | Commercial_2037_SC A_MW_Before Competition Groups_16 | LED or Equivalent Sign Lighting | 1.725% | 0 | 21.2528 | Commercial_2037_SC A_MW_Before Competition Groups_LED or Equivalent Sign Lighting
Commercial | Com ¦ Centrally controlled desktop PC/NETWORK PC POWER MANAGEMENT SOFTWARE | 2037 | SC A | MW | Before Competition Groups | 19.3591 | 0 | 0 | 1232.3815 | 0.015709 | 17 | Commercial_2037_SC A_MW_Before Competition Groups_17 | Centrally controlled desktop PC/NETWORK PC POWER MANAGEMENT SOFTWARE | 1.571% | 0 | 19.3591 | Commercial_2037_SC A_MW_Before Competition Groups_Centrally controlled desktop PC/NETWORK PC POWER MANAGEMENT SOFTWARE
Commercial | Com ¦ Demand Control Ventilation | 2037 | SC A | MW | Before Competition Groups | 18.125 | 0 | 0 | 1232.3815 | 0.014707 | 18 | Commercial_2037_SC A_MW_Before Competition Groups_18 | Demand Control Ventilation | 1.471% | 0 | 18.125 | Commercial_2037_SC A_MW_Before Competition Groups_Demand Control Ventilation
Commercial | Com ¦ Chilled Water Optimization | 2037 | SC A | MW | Before Competition Groups | 17.4795 | 0 | 0 | 1232.3815 | 0.014184 | 19 | Commercial_2037_SC A_MW_Before Competition Groups_19 | Chilled Water Optimization | 1.418% | 0 | 17.4795 | Commercial_2037_SC A_MW_Before Competition Groups_Chilled Water Optimization
Commercial | Com ¦ Variable Frequency Drive (VFD) | 2037 | SC A | MW | Before Competition Groups | 16.0697 | 0 | 0 | 1232.3815 | 0.01304 | 20 | Commercial_2037_SC A_MW_Before Competition Groups_20 | Variable Frequency Drive (VFD) | 1.304% | 0 | 16.0697 | Commercial_2037_SC A_MW_Before Competition Groups_Variable Frequency Drive (VFD)
Commercial | Com ¦ ENERGY STAR LED LAMPS (General Service Lamps) | 2037 | SC A | MW | Before Competition Groups | 15.7902 | 0 | 0 | 1232.3815 | 0.012813 | 21 | Commercial_2037_SC A_MW_Before Competition Groups_21 | ENERGY STAR LED LAMPS (General Service Lamps) | 1.281% | 0 | 15.7902 | Commercial_2037_SC A_MW_Before Competition Groups_ENERGY STAR LED LAMPS (General Service Lamps)
Commercial | Com ¦ VFD on Pumps | 2037 | SC A | MW | Before Competition Groups | 14.9528 | 0 | 0 | 1232.3815 | 0.012133 | 22 | Commercial_2037_SC A_MW_Before Competition Groups_22 | VFD on Pumps | 1.213% | 0 | 14.9528 | Commercial_2037_SC A_MW_Before Competition Groups_VFD on Pumps
Commercial | Com ¦ Refrigerated Display Case LED | 2037 | SC A | MW | Before Competition Groups | 10.7113 | 0 | 0 | 1232.3815 | 0.0086915 | 23 | Commercial_2037_SC A_MW_Before Competition Groups_23 | Refrigerated Display Case LED | 0.8692% | 0 | 10.7113 | Commercial_2037_SC A_MW_Before Competition Groups_Refrigerated Display Case LED
Commercial | Com ¦ Door Gasket Freezer/Refrigerator | 2037 | SC A | MW | Before Competition Groups | 8.4452 | 0 | 0 | 1232.3815 | 0.0068528 | 24 | Commercial_2037_SC A_MW_Before Competition Groups_24 | Door Gasket Freezer/Refrigerator | 0.6853% | 0 | 8.4452 | Commercial_2037_SC A_MW_Before Competition Groups_Door Gasket Freezer/Refrigerator
Commercial | Com ¦ ECM MOTORS FOR EVAPORATOR FANS for refrigeration (WALK-IN) | 2037 | SC A | MW | Before Competition Groups | 8.2693 | 0 | 0 | 1232.3815 | 0.00671 | 25 | Commercial_2037_SC A_MW_Before Competition Groups_25 | ECM MOTORS FOR EVAPORATOR FANS for refrigeration (WALK-IN) | 0.671% | 0 | 8.2693 | Commercial_2037_SC A_MW_Before Competition Groups_ECM MOTORS FOR EVAPORATOR FANS for refrigeration (WALK-IN)
Commercial | Com ¦ Demand Control Kitchen Ventilation | 2037 | SC A | MW | Before Competition Groups | 7.7326 | 0 | 0 | 1232.3815 | 0.0062745 | 26 | Commercial_2037_SC A_MW_Before Competition Groups_26 | Demand Control Kitchen Ventilation | 0.6275% | 0 | 7.7326 | Commercial_2037_SC A_MW_Before Competition Groups_Demand Control Kitchen Ventilation
Commercial | Com ¦ Air Handler with Dedicated Outdoor Air Systems | 2037 | SC A | MW | Before Competition Groups | 7.3509 | 0 | 0 | 1232.3815 | 0.0059648 | 27 | Commercial_2037_SC A_MW_Before Competition Groups_27 | Air Handler with Dedicated Outdoor Air Systems | 0.5965% | 0 | 7.3509 | Commercial_2037_SC A_MW_Before Competition Groups_Air Handler with Dedicated Outdoor Air Systems
Commercial | Com ¦ LED EXTERIOR AREA LIGHTS - LED fixture (200W) | 2037 | SC A | MW | Before Competition Groups | 7.0032 | 0 | 0 | 1232.3815 | 0.0056827 | 28 | Commercial_2037_SC A_MW_Before Competition Groups_28 | LED EXTERIOR AREA LIGHTS - LED fixture (200W) | 0.5683% | 0 | 7.0032 | Commercial_2037_SC A_MW_Before Competition Groups_LED EXTERIOR AREA LIGHTS - LED fixture (200W)
Commercial | Com ¦ Evaporator Fan Controls | 2037 | SC A | MW | Before Competition Groups | 6.9554 | 0 | 0 | 1232.3815 | 0.0056439 | 29 | Commercial_2037_SC A_MW_Before Competition Groups_29 | Evaporator Fan Controls | 0.5644% | 0 | 6.9554 | Commercial_2037_SC A_MW_Before Competition Groups_Evaporator Fan Controls
Commercial | Com ¦ LED parking lot fixture | 2037 | SC A | MW | Before Competition Groups | 6.6969 | 0 | 0 | 1232.3815 | 0.0054341 | 30 | Commercial_2037_SC A_MW_Before Competition Groups_30 | LED parking lot fixture | 0.5434% | 0 | 6.6969 | Commercial_2037_SC A_MW_Before Competition Groups_LED parking lot fixture
Commercial | Com ¦ Freezer Case Light Sensor | 2037 | SC A | MW | Before Competition Groups | 5.9924 | 0 | 0 | 1232.3815 | 0.0048625 | 31 | Commercial_2037_SC A_MW_Before Competition Groups_31 | Freezer Case Light Sensor | 0.4862% | 0 | 5.9924 | Commercial_2037_SC A_MW_Before Competition Groups_Freezer Case Light Sensor
Commercial | Com ¦ ENERGY STAR Griddle (74% eff) | 2037 | SC A | MW | Before Competition Groups | 5.8605 | 0 | 0 | 1232.3815 | 0.0047554 | 32 | Commercial_2037_SC A_MW_Before Competition Groups_32 | ENERGY STAR Griddle (74% eff) | 0.4755% | 0 | 5.8605 | Commercial_2037_SC A_MW_Before Competition Groups_ENERGY STAR Griddle (74% eff)
Commercial | Com ¦ Occupancy Sensors | 2037 | SC A | MW | Before Competition Groups | 5.5481 | 0 | 0 | 1232.3815 | 0.0045019 | 33 | Commercial_2037_SC A_MW_Before Competition Groups_33 | Occupancy Sensors | 0.4502% | 0 | 5.5481 | Commercial_2037_SC A_MW_Before Competition Groups_Occupancy Sensors
Commercial | Com ¦ Water Source Heat Pump (4 ton) | 2037 | SC A | MW | Before Competition Groups | 4.5746 | 0 | 0 | 1232.3815 | 0.003712 | 34 | Commercial_2037_SC A_MW_Before Competition Groups_34 | Water Source Heat Pump (4 ton) | 0.3712% | 0 | 4.5746 | Commercial_2037_SC A_MW_Before Competition Groups_Water Source Heat Pump (4 ton)
Commercial | Com ¦ LED street light fixture | 2037 | SC A | MW | Before Competition Groups | 4.2342 | 0 | 0 | 1232.3815 | 0.0034358 | 35 | Commercial_2037_SC A_MW_Before Competition Groups_35 | LED street light fixture | 0.3436% | 0 | 4.2342 | Commercial_2037_SC A_MW_Before Competition Groups_LED street light fixture
Commercial | Com ¦ Duct Insulation, R8 | 2037 | SC A | MW | Before Competition Groups | 4.1682 | 0 | 0 | 1232.3815 | 0.0033822 | 36 | Commercial_2037_SC A_MW_Before Competition Groups_36 | Duct Insulation, R8 | 0.3382% | 0 | 4.1682 | Commercial_2037_SC A_MW_Before Competition Groups_Duct Insulation, R8
Commercial | Com ¦ BEVERAGE VENDING MACHINE CONTROLS | 2037 | SC A | MW | Before Competition Groups | 3.2574 | 0 | 0 | 1232.3815 | 0.0026432 | 37 | Commercial_2037_SC A_MW_Before Competition Groups_37 | BEVERAGE VENDING MACHINE CONTROLS | 0.2643% | 0 | 3.2574 | Commercial_2037_SC A_MW_Before Competition Groups_BEVERAGE VENDING MACHINE CONTROLS
Commercial | Com ¦ Elec Storage WH 2.30 Et | 2037 | SC A | MW | Before Competition Groups | 2.971 | 0 | 0 | 1232.3815 | 0.0024108 | 38 | Commercial_2037_SC A_MW_Before Competition Groups_38 | Elec Storage WH 2.30 Et | 0.2411% | 0 | 2.971 | Commercial_2037_SC A_MW_Before Competition Groups_Elec Storage WH 2.30 Et
Commercial | Com ¦ Temperature Adjustment in Commercial Freezers | 2037 | SC A | MW | Before Competition Groups | 2.5447 | 0 | 0 | 1232.3815 | 0.0020649 | 39 | Commercial_2037_SC A_MW_Before Competition Groups_39 | Temperature Adjustment in Commercial Freezers | 0.2065% | 0 | 2.5447 | Commercial_2037_SC A_MW_Before Competition Groups_Temperature Adjustment in Commercial Freezers
Commercial | Com ¦ CO Sensors for parking garage exhaust fans | 2037 | SC A | MW | Before Competition Groups | 2.1609 | 0 | 0 | 1232.3815 | 0.0017534 | 40 | Commercial_2037_SC A_MW_Before Competition Groups_40 | CO Sensors for parking garage exhaust fans | 0.1753% | 0 | 2.1609 | Commercial_2037_SC A_MW_Before Competition Groups_CO Sensors for parking garage exhaust fans
Commercial | Com ¦ Vertical Night Covers | 2037 | SC A | MW | Before Competition Groups | 2.0684 | 0 | 0 | 1232.3815 | 0.0016784 | 41 | Commercial_2037_SC A_MW_Before Competition Groups_41 | Vertical Night Covers | 0.1678% | 0 | 2.0684 | Commercial_2037_SC A_MW_Before Competition Groups_Vertical Night Covers
Commercial | Com ¦ Energy Efficient Laboratory Fume Hood | 2037 | SC A | MW | Before Competition Groups | 1.9173 | 0 | 0 | 1232.3815 | 0.0015558 | 42 | Commercial_2037_SC A_MW_Before Competition Groups_42 | Energy Efficient Laboratory Fume Hood | 0.1556% | 0 | 1.9173 | Commercial_2037_SC A_MW_Before Competition Groups_Energy Efficient Laboratory Fume Hood
Commercial | Com ¦ ENERGY STAR Fryer (84% eff) | 2037 | SC A | MW | Before Competition Groups | 1.7436 | 0 | 0 | 1232.3815 | 0.0014148 | 43 | Commercial_2037_SC A_MW_Before Competition Groups_43 | ENERGY STAR Fryer (84% eff) | 0.1415% | 0 | 1.7436 | Commercial_2037_SC A_MW_Before Competition Groups_ENERGY STAR Fryer (84% eff)
Commercial | Com ¦ Outside Air Economizer | 2037 | SC A | MW | Before Competition Groups | 1.6789 | 0 | 0 | 1232.3815 | 0.0013623 | 44 | Commercial_2037_SC A_MW_Before Competition Groups_44 | Outside Air Economizer | 0.1362% | 0 | 1.6789 | Commercial_2037_SC A_MW_Before Competition Groups_Outside Air Economizer
Commercial | Com ¦ Water Heating (DHW) Pipe Insulation (Add 3/4\ Foam)" | 2037 | SC A | MW | Before Competition Groups | 1.6115 | 0 | 0 | 1232.3815 | 0.0013077 | 45 | Commercial_2037_SC A_MW_Before Competition Groups_45 | Water Heating (DHW) Pipe Insulation (Add 3/4\ Foam)" | 0.1308% | 0 | 1.6115 | Commercial_2037_SC A_MW_Before Competition Groups_Water Heating (DHW) Pipe Insulation (Add 3/4\ Foam)"
Commercial | Com ¦ ENERGY STAR Steam Cookers | 2037 | SC A | MW | Before Competition Groups | 1.1181 | 0 | 0 | 1232.3815 | 0.0009073 | 46 | Commercial_2037_SC A_MW_Before Competition Groups_46 | ENERGY STAR Steam Cookers | 0.09073% | 0 | 1.1181 | Commercial_2037_SC A_MW_Before Competition Groups_ENERGY STAR Steam Cookers
Commercial | Com ¦ Suction Pipe Insulation Freezer/Refrigerator | 2037 | SC A | MW | Before Competition Groups | 1.0659 | 0 | 0 | 1232.3815 | 0.00086494 | 47 | Commercial_2037_SC A_MW_Before Competition Groups_47 | Suction Pipe Insulation Freezer/Refrigerator | 0.08649% | 0 | 1.0659 | Commercial_2037_SC A_MW_Before Competition Groups_Suction Pipe Insulation Freezer/Refrigerator
Commercial | Com ¦ ENERGY STAR Dishwasher | 2037 | SC A | MW | Before Competition Groups | 0.81834 | 0 | 0 | 1232.3815 | 0.00066404 | 48 | Commercial_2037_SC A_MW_Before Competition Groups_48 | ENERGY STAR Dishwasher | 0.0664% | 0 | 0.81834 | Commercial_2037_SC A_MW_Before Competition Groups_ENERGY STAR Dishwasher
Commercial | Com ¦ Condensing Make Up Air Unit | 2037 | SC A | MW | Before Competition Groups | 0.79139 | 0 | 0 | 1232.3815 | 0.00064216 | 49 | Commercial_2037_SC A_MW_Before Competition Groups_49 | Condensing Make Up Air Unit | 0.06422% | 0 | 0.79139 | Commercial_2037_SC A_MW_Before Competition Groups_Condensing Make Up Air Unit
Commercial | Com ¦ Thermostat Setback | 2037 | SC A | MW | Before Competition Groups | 0.74964 | 0 | 0 | 1232.3815 | 0.00060829 | 50 | Commercial_2037_SC A_MW_Before Competition Groups_50 | Thermostat Setback | 0.06083% | 0 | 0.74964 | Commercial_2037_SC A_MW_Before Competition Groups_Thermostat Setback
Commercial | Com ¦ Ozone Laundry Treatment | 2037 | SC A | MW | Before Competition Groups | 0.47039 | 0 | 0 | 1232.3815 | 0.00038169 | 51 | Commercial_2037_SC A_MW_Before Competition Groups_51 | Ozone Laundry Treatment | 0.03817% | 0 | 0.47039 | Commercial_2037_SC A_MW_Before Competition Groups_Ozone Laundry Treatment
Commercial | COM ¦ Ductless Mini-Split Heat Pumps | 2037 | SC A | MW | Before Competition Groups | 0.28197 | 0 | 0 | 1232.3815 | 0.0002288 | 52 | Commercial_2037_SC A_MW_Before Competition Groups_52 | Ductless Mini-Split Heat Pumps | 0.02288% | 0 | 0.28197 | Commercial_2037_SC A_MW_Before Competition Groups_Ductless Mini-Split Heat Pumps
Commercial | Com ¦ ECM MOTORS FOR HVAC APPLICATION (FAN-POWERED VAV BOX) | 2037 | SC A | MW | Before Competition Groups | 0.25499 | 0 | 0 | 1232.3815 | 0.00020691 | 53 | Commercial_2037_SC A_MW_Before Competition Groups_53 | ECM MOTORS FOR HVAC APPLICATION (FAN-POWERED VAV BOX) | 0.02069% | 0 | 0.25499 | Commercial_2037_SC A_MW_Before Competition Groups_ECM MOTORS FOR HVAC APPLICATION (FAN-POWERED VAV BOX)
Commercial | Com ¦ PTAC (12 EER/10,000 BTU) | 2037 | SC A | MW | Before Competition Groups | 0.24568 | 0 | 0 | 1232.3815 | 0.00019935 | 54 | Commercial_2037_SC A_MW_Before Competition Groups_54 | PTAC (12 EER/10,000 BTU) | 0.01994% | 0 | 0.24568 | Commercial_2037_SC A_MW_Before Competition Groups_PTAC (12 EER/10,000 BTU)
Commercial | Com ¦ Solar Water Preheat (Pools/DHW) | 2037 | SC A | MW | Before Competition Groups | 0.19431 | 0 | 0 | 1232.3815 | 0.00015767 | 55 | Commercial_2037_SC A_MW_Before Competition Groups_55 | Solar Water Preheat (Pools/DHW) | 0.01577% | 0 | 0.19431 | Commercial_2037_SC A_MW_Before Competition Groups_Solar Water Preheat (Pools/DHW)
Commercial | Com ¦ CEE Tier 2/Energy Star Clothes Washers | 2037 | SC A | MW | Before Competition Groups | 0.15321 | 0 | 0 | 1232.3815 | 0.00012432 | 56 | Commercial_2037_SC A_MW_Before Competition Groups_56 | CEE Tier 2/Energy Star Clothes Washers | 0.01243% | 0 | 0.15321 | Commercial_2037_SC A_MW_Before Competition Groups_CEE Tier 2/Energy Star Clothes Washers
Commercial | Com ¦ Notched V belts for HVAC Systems | 2037 | SC A | MW | Before Competition Groups | 0.14716 | 0 | 0 | 1232.3815 | 0.00011941 | 57 | Commercial_2037_SC A_MW_Before Competition Groups_57 | Notched V belts for HVAC Systems | 0.01194% | 0 | 0.14716 | Commercial_2037_SC A_MW_Before Competition Groups_Notched V belts for HVAC Systems
Commercial | Com ¦ Auto Off Time Switch or Time Clock control | 2037 | SC A | MW | Before Competition Groups | 0.13496 | 0 | 0 | 1232.3815 | 0.00010952 | 58 | Commercial_2037_SC A_MW_Before Competition Groups_58 | Auto Off Time Switch or Time Clock control | 0.01095% | 0 | 0.13496 | Commercial_2037_SC A_MW_Before Competition Groups_Auto Off Time Switch or Time Clock control
Commercial | Com ¦ HVAC Optimization | 2037 | SC A | MW | Before Competition Groups | 0.11713 | 0 | 0 | 1232.3815 | 9.5043e-05 | 59 | Commercial_2037_SC A_MW_Before Competition Groups_59 | HVAC Optimization | 0.009504% | 0 | 0.11713 | Commercial_2037_SC A_MW_Before Competition Groups_HVAC Optimization
Commercial | Com ¦ Demand controlled Circulating Systems | 2037 | SC A | MW | Before Competition Groups | 0.10757 | 0 | 0 | 1232.3815 | 8.729e-05 | 60 | Commercial_2037_SC A_MW_Before Competition Groups_60 | Demand controlled Circulating Systems | 0.008729% | 0 | 0.10757 | Commercial_2037_SC A_MW_Before Competition Groups_Demand controlled Circulating Systems
Commercial | Com ¦ LED RECESSED DOWNLIGHTS | 2037 | SC A | MW | Before Competition Groups | 0.092714 | 0 | 0 | 1232.3815 | 7.5232e-05 | 61 | Commercial_2037_SC A_MW_Before Competition Groups_61 | LED RECESSED DOWNLIGHTS | 0.007523% | 0 | 0.092714 | Commercial_2037_SC A_MW_Before Competition Groups_LED RECESSED DOWNLIGHTS
Commercial | Com ¦ Commercial Hot Food Holding Cabinets | 2037 | SC A | MW | Before Competition Groups | 0.078057 | 0 | 0 | 1232.3815 | 6.3339e-05 | 62 | Commercial_2037_SC A_MW_Before Competition Groups_62 | Commercial Hot Food Holding Cabinets | 0.006334% | 0 | 0.078057 | Commercial_2037_SC A_MW_Before Competition Groups_Commercial Hot Food Holding Cabinets
Commercial | Com ¦ Low Flow Pre-Rinse Spray Nozzle | 2037 | SC A | MW | Before Competition Groups | 0.077029 | 0 | 0 | 1232.3815 | 6.2504e-05 | 63 | Commercial_2037_SC A_MW_Before Competition Groups_63 | Low Flow Pre-Rinse Spray Nozzle | 0.00625% | 0 | 0.077029 | Commercial_2037_SC A_MW_Before Competition Groups_Low Flow Pre-Rinse Spray Nozzle
Commercial | Com ¦ High Efficiency Small Instantaneous Water Heater | 2037 | SC A | MW | Before Competition Groups | 0.064283 | 0 | 0 | 1232.3815 | 5.2161e-05 | 64 | Commercial_2037_SC A_MW_Before Competition Groups_64 | High Efficiency Small Instantaneous Water Heater | 0.005216% | 0 | 0.064283 | Commercial_2037_SC A_MW_Before Competition Groups_High Efficiency Small Instantaneous Water Heater
Commercial | Com ¦ Wall Insulation | 2037 | SC A | MW | Before Competition Groups | 0.037855 | 0 | 0 | 1232.3815 | 3.0717e-05 | 65 | Commercial_2037_SC A_MW_Before Competition Groups_65 | Wall Insulation | 0.003072% | 0 | 0.037855 | Commercial_2037_SC A_MW_Before Competition Groups_Wall Insulation
Commercial | Com ¦ Condensing Unit Heaters or other Efficient Unit Heating System | 2037 | SC A | MW | Before Competition Groups | 0.036182 | 0 | 0 | 1232.3815 | 2.9359e-05 | 66 | Commercial_2037_SC A_MW_Before Competition Groups_66 | Condensing Unit Heaters or other Efficient Unit Heating System | 0.002936% | 0 | 0.036182 | Commercial_2037_SC A_MW_Before Competition Groups_Condensing Unit Heaters or other Efficient Unit Heating System
Commercial | Com ¦ Room AC (w/ louvered sides) 14 SEER from 12 SEER code | 2037 | SC A | MW | Before Competition Groups | 0.034524 | 0 | 0 | 1232.3815 | 2.8014e-05 | 67 | Commercial_2037_SC A_MW_Before Competition Groups_67 | Room AC (w/ louvered sides) 14 SEER from 12 SEER code | 0.002801% | 0 | 0.034524 | Commercial_2037_SC A_MW_Before Competition Groups_Room AC (w/ louvered sides) 14 SEER from 12 SEER code
Commercial | Com ¦ Air Curtains | 2037 | SC A | MW | Before Competition Groups | 0.028944 | 0 | 0 | 1232.3815 | 2.3486e-05 | 68 | Commercial_2037_SC A_MW_Before Competition Groups_68 | Air Curtains | 0.002349% | 0 | 0.028944 | Commercial_2037_SC A_MW_Before Competition Groups_Air Curtains
Commercial | Com ¦ VSD Air Compressor | 2037 | SC A | MW | Before Competition Groups | 0.027269 | 0 | 0 | 1232.3815 | 2.2127e-05 | 69 | Commercial_2037_SC A_MW_Before Competition Groups_69 | VSD Air Compressor | 0.002213% | 0 | 0.027269 | Commercial_2037_SC A_MW_Before Competition Groups_VSD Air Compressor
Commercial | Com ¦ Efficient compressor motor | 2037 | SC A | MW | Before Competition Groups | 0.019187 | 0 | 0 | 1232.3815 | 1.5569e-05 | 70 | Commercial_2037_SC A_MW_Before Competition Groups_70 | Efficient compressor motor | 0.001557% | 0 | 0.019187 | Commercial_2037_SC A_MW_Before Competition Groups_Efficient compressor motor
Commercial | Com ¦ Energy Recovery Ventilation and Ventilation (Enhanced) | 2037 | SC A | MW | Before Competition Groups | 0.016313 | 0 | 0 | 1232.3815 | 1.3237e-05 | 71 | Commercial_2037_SC A_MW_Before Competition Groups_71 | Energy Recovery Ventilation and Ventilation (Enhanced) | 0.001324% | 0 | 0.016313 | Commercial_2037_SC A_MW_Before Competition Groups_Energy Recovery Ventilation and Ventilation (Enhanced)
Commercial | Com ¦ EC Plug Fan for Data Center (under cabinet) | 2037 | SC A | MW | Before Competition Groups | 0.0054944 | 0 | 0 | 1232.3815 | 4.4584e-06 | 72 | Commercial_2037_SC A_MW_Before Competition Groups_72 | EC Plug Fan for Data Center (under cabinet) | 0.0004458% | 0 | 0.0054944 | Commercial_2037_SC A_MW_Before Competition Groups_EC Plug Fan for Data Center (under cabinet)
Commercial | Com ¦ High Efficiency Chiller (avg of water and air cooled) | 2037 | SC A | MW | Before Competition Groups | 0.0039486 | 0 | 0 | 1232.3815 | 3.2041e-06 | 73 | Commercial_2037_SC A_MW_Before Competition Groups_73 | High Efficiency Chiller (avg of water and air cooled) | 0.0003204% | 0 | 0.0039486 | Commercial_2037_SC A_MW_Before Competition Groups_High Efficiency Chiller (avg of water and air cooled)
Commercial | Com ¦ LLLC - Low Impact Application | 2037 | SC A | MW | Before Competition Groups | 0.0032333 | 0 | 0 | 1232.3815 | 2.6236e-06 | 74 | Commercial_2037_SC A_MW_Before Competition Groups_74 | LLLC - Low Impact Application | 0.0002624% | 0 | 0.0032333 | Commercial_2037_SC A_MW_Before Competition Groups_LLLC - Low Impact Application
Commercial | Com ¦ LLLC - High Impact Application | 2037 | SC A | MW | Before Competition Groups | 0.0029087 | 0 | 0 | 1232.3815 | 2.3602e-06 | 75 | Commercial_2037_SC A_MW_Before Competition Groups_75 | LLLC - High Impact Application | 0.000236% | 0 | 0.0029087 | Commercial_2037_SC A_MW_Before Competition Groups_LLLC - High Impact Application
Commercial | Com ¦ Electric Convection Combination Ovens | 2037 | SC A | MW | Before Competition Groups | 0.0003947 | 0 | 0 | 1232.3815 | 3.2028e-07 | 76 | Commercial_2037_SC A_MW_Before Competition Groups_76 | Electric Convection Combination Ovens | 3.203e-05% | 0 | 0.0003947 | Commercial_2037_SC A_MW_Before Competition Groups_Electric Convection Combination Ovens
Commercial | Com ¦ Networked/Connected - High Impact Application | 2037 | SC A | MW | Before Competition Groups | 6.1734e-05 | 0 | 0 | 1232.3815 | 5.0094e-08 | 77 | Commercial_2037_SC A_MW_Before Competition Groups_77 | Networked/Connected - High Impact Application | 5.009e-06% | 0 | 6.1734e-05 | Commercial_2037_SC A_MW_Before Competition Groups_Networked/Connected - High Impact Application
Commercial | Com ¦ Networked/Connected - Low Impact Application | 2037 | SC A | MW | Before Competition Groups | 2.8364e-06 | 0 | 0 | 1232.3815 | 2.3016e-09 | 78 | Commercial_2037_SC A_MW_Before Competition Groups_78 | Networked/Connected - Low Impact Application | 2.302e-07% | 0 | 2.8364e-06 | Commercial_2037_SC A_MW_Before Competition Groups_Networked/Connected - Low Impact Application
Commercial | Com ¦ Indoor Daylight Sensors/Photocell Dimming Control | 2037 | SC A | MW | Before Competition Groups | 0 | 0 | 0 | 1232.3815 | 0 | 79 | Commercial_2037_SC A_MW_Before Competition Groups_79 | Indoor Daylight Sensors/Photocell Dimming Control | 0% | 0 | 0 | Commercial_2037_SC A_MW_Before Competition Groups_Indoor Daylight Sensors/Photocell Dimming Control
Commercial | Com ¦ Variable Refrigerant Flow Heat Pump | 2037 | SC A | MW | Before Competition Groups | 0 | 0 | 0 | 1232.3815 | 0 | 80 | Commercial_2037_SC A_MW_Before Competition Groups_80 | Variable Refrigerant Flow Heat Pump | 0% | 0 | 0 | Commercial_2037_SC A_MW_Before Competition Groups_Variable Refrigerant Flow Heat Pump
Commercial | Com ¦ Building Recommissioning, Operations and Maintenance (O&M) Improvements | 2037 | SC B | MW | Before Competition Groups | 189.3737 | 0 | 0 | 1723.7328 | 0.10986 | 1 | Commercial_2037_SC B_MW_Before Competition Groups_1 | Building Recommissioning, Operations and Maintenance (O&M) Improvements | 10.99% | 0 | 189.3737 | Commercial_2037_SC B_MW_Before Competition Groups_Building Recommissioning, Operations and Maintenance (O&M) Improvements
Commercial | Com ¦ Education and Capacity Building/Energy Behavior | 2037 | SC B | MW | Before Competition Groups | 181.0747 | 0 | 0 | 1723.7328 | 0.10505 | 2 | Commercial_2037_SC B_MW_Before Competition Groups_2 | Education and Capacity Building/Energy Behavior | 10.5% | 0 | 181.0747 | Commercial_2037_SC B_MW_Before Competition Groups_Education and Capacity Building/Energy Behavior
Commercial | Com ¦ LED Low/High Bay | 2037 | SC B | MW | Before Competition Groups | 174.4369 | 0 | 0 | 1723.7328 | 0.1012 | 3 | Commercial_2037_SC B_MW_Before Competition Groups_3 | LED Low/High Bay | 10.12% | 0 | 174.4369 | Commercial_2037_SC B_MW_Before Competition Groups_LED Low/High Bay
Commercial | Com ¦ LED Troffer/Surface/Suspended | 2037 | SC B | MW | Before Competition Groups | 135.5166 | 0 | 0 | 1723.7328 | 0.078618 | 4 | Commercial_2037_SC B_MW_Before Competition Groups_4 | LED Troffer/Surface/Suspended | 7.862% | 0 | 135.5166 | Commercial_2037_SC B_MW_Before Competition Groups_LED Troffer/Surface/Suspended
Commercial | Com ¦ ENERGY STAR LED LAMPS (REFLECTOR LAMPs/MR16/PAR 16) | 2037 | SC B | MW | Before Competition Groups | 130.2537 | 0 | 0 | 1723.7328 | 0.075565 | 5 | Commercial_2037_SC B_MW_Before Competition Groups_5 | ENERGY STAR LED LAMPS (REFLECTOR LAMPs/MR16/PAR 16) | 7.556% | 0 | 130.2537 | Commercial_2037_SC B_MW_Before Competition Groups_ENERGY STAR LED LAMPS (REFLECTOR LAMPs/MR16/PAR 16)
Commercial | Com ¦ Unitary Air-Conditioning Unit | 2037 | SC B | MW | Before Competition Groups | 98.4601 | 0 | 0 | 1723.7328 | 0.05712 | 6 | Commercial_2037_SC B_MW_Before Competition Groups_6 | Unitary Air-Conditioning Unit | 5.712% | 0 | 98.4601 | Commercial_2037_SC B_MW_Before Competition Groups_Unitary Air-Conditioning Unit
Commercial | Com ¦ High Efficiency Air Source Heat Pump | 2037 | SC B | MW | Before Competition Groups | 93.4243 | 0 | 0 | 1723.7328 | 0.054199 | 7 | Commercial_2037_SC B_MW_Before Competition Groups_7 | High Efficiency Air Source Heat Pump | 5.42% | 0 | 93.4243 | Commercial_2037_SC B_MW_Before Competition Groups_High Efficiency Air Source Heat Pump
Commercial | Com ¦ LED Replacement Lamp (Tube) | 2037 | SC B | MW | Before Competition Groups | 89.4141 | 0 | 0 | 1723.7328 | 0.051872 | 8 | Commercial_2037_SC B_MW_Before Competition Groups_8 | LED Replacement Lamp (Tube) | 5.187% | 0 | 89.4141 | Commercial_2037_SC B_MW_Before Competition Groups_LED Replacement Lamp (Tube)
Commercial | Com ¦ Advanced BAS/Controllers | 2037 | SC B | MW | Before Competition Groups | 82.8457 | 0 | 0 | 1723.7328 | 0.048062 | 9 | Commercial_2037_SC B_MW_Before Competition Groups_9 | Advanced BAS/Controllers | 4.806% | 0 | 82.8457 | Commercial_2037_SC B_MW_Before Competition Groups_Advanced BAS/Controllers
Commercial | Com ¦ Adaptive Thermostats | 2037 | SC B | MW | Before Competition Groups | 44.5547 | 0 | 0 | 1723.7328 | 0.025848 | 10 | Commercial_2037_SC B_MW_Before Competition Groups_10 | Adaptive Thermostats | 2.585% | 0 | 44.5547 | Commercial_2037_SC B_MW_Before Competition Groups_Adaptive Thermostats
Commercial | Com ¦ Refrigerated Display Case Doors | 2037 | SC B | MW | Before Competition Groups | 42.727 | 0 | 0 | 1723.7328 | 0.024787 | 11 | Commercial_2037_SC B_MW_Before Competition Groups_11 | Refrigerated Display Case Doors | 2.479% | 0 | 42.727 | Commercial_2037_SC B_MW_Before Competition Groups_Refrigerated Display Case Doors
Commercial | Com ¦ Strip Curtains | 2037 | SC B | MW | Before Competition Groups | 33.9956 | 0 | 0 | 1723.7328 | 0.019722 | 12 | Commercial_2037_SC B_MW_Before Competition Groups_12 | Strip Curtains | 1.972% | 0 | 33.9956 | Commercial_2037_SC B_MW_Before Competition Groups_Strip Curtains
Commercial | Com ¦ Reach-in Shaded Pole to ECM/PSC Evaporator Fan Motor | 2037 | SC B | MW | Before Competition Groups | 33.1016 | 0 | 0 | 1723.7328 | 0.019203 | 13 | Commercial_2037_SC B_MW_Before Competition Groups_13 | Reach-in Shaded Pole to ECM/PSC Evaporator Fan Motor | 1.92% | 0 | 33.1016 | Commercial_2037_SC B_MW_Before Competition Groups_Reach-in Shaded Pole to ECM/PSC Evaporator Fan Motor
Commercial | Com ¦ Demand Control Ventilation | 2037 | SC B | MW | Before Competition Groups | 32.7128 | 0 | 0 | 1723.7328 | 0.018978 | 14 | Commercial_2037_SC B_MW_Before Competition Groups_14 | Demand Control Ventilation | 1.898% | 0 | 32.7128 | Commercial_2037_SC B_MW_Before Competition Groups_Demand Control Ventilation
Commercial | Com ¦ Furnace Tune-Up | 2037 | SC B | MW | Before Competition Groups | 31.3019 | 0 | 0 | 1723.7328 | 0.018159 | 15 | Commercial_2037_SC B_MW_Before Competition Groups_15 | Furnace Tune-Up | 1.816% | 0 | 31.3019 | Commercial_2037_SC B_MW_Before Competition Groups_Furnace Tune-Up
Commercial | Com ¦ Data Center Storage/Server Virtualization | 2037 | SC B | MW | Before Competition Groups | 30.2609 | 0 | 0 | 1723.7328 | 0.017555 | 16 | Commercial_2037_SC B_MW_Before Competition Groups_16 | Data Center Storage/Server Virtualization | 1.756% | 0 | 30.2609 | Commercial_2037_SC B_MW_Before Competition Groups_Data Center Storage/Server Virtualization
Commercial | Com ¦ LED or Equivalent Sign Lighting | 2037 | SC B | MW | Before Competition Groups | 27.933 | 0 | 0 | 1723.7328 | 0.016205 | 17 | Commercial_2037_SC B_MW_Before Competition Groups_17 | LED or Equivalent Sign Lighting | 1.62% | 0 | 27.933 | Commercial_2037_SC B_MW_Before Competition Groups_LED or Equivalent Sign Lighting
Commercial | Com ¦ Centrally controlled desktop PC/NETWORK PC POWER MANAGEMENT SOFTWARE | 2037 | SC B | MW | Before Competition Groups | 23.9793 | 0 | 0 | 1723.7328 | 0.013911 | 18 | Commercial_2037_SC B_MW_Before Competition Groups_18 | Centrally controlled desktop PC/NETWORK PC POWER MANAGEMENT SOFTWARE | 1.391% | 0 | 23.9793 | Commercial_2037_SC B_MW_Before Competition Groups_Centrally controlled desktop PC/NETWORK PC POWER MANAGEMENT SOFTWARE
Commercial | Com ¦ Chilled Water Optimization | 2037 | SC B | MW | Before Competition Groups | 23.3634 | 0 | 0 | 1723.7328 | 0.013554 | 19 | Commercial_2037_SC B_MW_Before Competition Groups_19 | Chilled Water Optimization | 1.355% | 0 | 23.3634 | Commercial_2037_SC B_MW_Before Competition Groups_Chilled Water Optimization
Commercial | Com ¦ Variable Frequency Drive (VFD) | 2037 | SC B | MW | Before Competition Groups | 21.8281 | 0 | 0 | 1723.7328 | 0.012663 | 20 | Commercial_2037_SC B_MW_Before Competition Groups_20 | Variable Frequency Drive (VFD) | 1.266% | 0 | 21.8281 | Commercial_2037_SC B_MW_Before Competition Groups_Variable Frequency Drive (VFD)
Commercial | Com ¦ VFD on Pumps | 2037 | SC B | MW | Before Competition Groups | 20.4214 | 0 | 0 | 1723.7328 | 0.011847 | 21 | Commercial_2037_SC B_MW_Before Competition Groups_21 | VFD on Pumps | 1.185% | 0 | 20.4214 | Commercial_2037_SC B_MW_Before Competition Groups_VFD on Pumps
Commercial | Com ¦ Refrigerated Display Case LED | 2037 | SC B | MW | Before Competition Groups | 16.6459 | 0 | 0 | 1723.7328 | 0.0096569 | 22 | Commercial_2037_SC B_MW_Before Competition Groups_22 | Refrigerated Display Case LED | 0.9657% | 0 | 16.6459 | Commercial_2037_SC B_MW_Before Competition Groups_Refrigerated Display Case LED
Commercial | Com ¦ Air Handler with Dedicated Outdoor Air Systems | 2037 | SC B | MW | Before Competition Groups | 16.6213 | 0 | 0 | 1723.7328 | 0.0096426 | 23 | Commercial_2037_SC B_MW_Before Competition Groups_23 | Air Handler with Dedicated Outdoor Air Systems | 0.9643% | 0 | 16.6213 | Commercial_2037_SC B_MW_Before Competition Groups_Air Handler with Dedicated Outdoor Air Systems
Commercial | Com ¦ ENERGY STAR LED LAMPS (General Service Lamps) | 2037 | SC B | MW | Before Competition Groups | 15.7902 | 0 | 0 | 1723.7328 | 0.0091605 | 24 | Commercial_2037_SC B_MW_Before Competition Groups_24 | ENERGY STAR LED LAMPS (General Service Lamps) | 0.916% | 0 | 15.7902 | Commercial_2037_SC B_MW_Before Competition Groups_ENERGY STAR LED LAMPS (General Service Lamps)
Commercial | Com ¦ Door Gasket Freezer/Refrigerator | 2037 | SC B | MW | Before Competition Groups | 12.3495 | 0 | 0 | 1723.7328 | 0.0071644 | 25 | Commercial_2037_SC B_MW_Before Competition Groups_25 | Door Gasket Freezer/Refrigerator | 0.7164% | 0 | 12.3495 | Commercial_2037_SC B_MW_Before Competition Groups_Door Gasket Freezer/Refrigerator
Commercial | Com ¦ ECM MOTORS FOR EVAPORATOR FANS for refrigeration (WALK-IN) | 2037 | SC B | MW | Before Competition Groups | 11.3267 | 0 | 0 | 1723.7328 | 0.006571 | 26 | Commercial_2037_SC B_MW_Before Competition Groups_26 | ECM MOTORS FOR EVAPORATOR FANS for refrigeration (WALK-IN) | 0.6571% | 0 | 11.3267 | Commercial_2037_SC B_MW_Before Competition Groups_ECM MOTORS FOR EVAPORATOR FANS for refrigeration (WALK-IN)
Commercial | Com ¦ Demand Control Kitchen Ventilation | 2037 | SC B | MW | Before Competition Groups | 10.5879 | 0 | 0 | 1723.7328 | 0.0061424 | 27 | Commercial_2037_SC B_MW_Before Competition Groups_27 | Demand Control Kitchen Ventilation | 0.6142% | 0 | 10.5879 | Commercial_2037_SC B_MW_Before Competition Groups_Demand Control Kitchen Ventilation
Commercial | Com ¦ Freezer Case Light Sensor | 2037 | SC B | MW | Before Competition Groups | 9.7951 | 0 | 0 | 1723.7328 | 0.0056825 | 28 | Commercial_2037_SC B_MW_Before Competition Groups_28 | Freezer Case Light Sensor | 0.5683% | 0 | 9.7951 | Commercial_2037_SC B_MW_Before Competition Groups_Freezer Case Light Sensor
Commercial | Com ¦ Evaporator Fan Controls | 2037 | SC B | MW | Before Competition Groups | 9.5429 | 0 | 0 | 1723.7328 | 0.0055362 | 29 | Commercial_2037_SC B_MW_Before Competition Groups_29 | Evaporator Fan Controls | 0.5536% | 0 | 9.5429 | Commercial_2037_SC B_MW_Before Competition Groups_Evaporator Fan Controls
Commercial | Com ¦ Water Source Heat Pump (4 ton) | 2037 | SC B | MW | Before Competition Groups | 8.0241 | 0 | 0 | 1723.7328 | 0.0046551 | 30 | Commercial_2037_SC B_MW_Before Competition Groups_30 | Water Source Heat Pump (4 ton) | 0.4655% | 0 | 8.0241 | Commercial_2037_SC B_MW_Before Competition Groups_Water Source Heat Pump (4 ton)
Commercial | Com ¦ LED EXTERIOR AREA LIGHTS - LED fixture (200W) | 2037 | SC B | MW | Before Competition Groups | 7.0063 | 0 | 0 | 1723.7328 | 0.0040646 | 31 | Commercial_2037_SC B_MW_Before Competition Groups_31 | LED EXTERIOR AREA LIGHTS - LED fixture (200W) | 0.4065% | 0 | 7.0063 | Commercial_2037_SC B_MW_Before Competition Groups_LED EXTERIOR AREA LIGHTS - LED fixture (200W)
Commercial | Com ¦ LED parking lot fixture | 2037 | SC B | MW | Before Competition Groups | 6.6969 | 0 | 0 | 1723.7328 | 0.0038851 | 32 | Commercial_2037_SC B_MW_Before Competition Groups_32 | LED parking lot fixture | 0.3885% | 0 | 6.6969 | Commercial_2037_SC B_MW_Before Competition Groups_LED parking lot fixture
Commercial | Com ¦ ENERGY STAR Griddle (74% eff) | 2037 | SC B | MW | Before Competition Groups | 5.8605 | 0 | 0 | 1723.7328 | 0.0033999 | 33 | Commercial_2037_SC B_MW_Before Competition Groups_33 | ENERGY STAR Griddle (74% eff) | 0.34% | 0 | 5.8605 | Commercial_2037_SC B_MW_Before Competition Groups_ENERGY STAR Griddle (74% eff)
Commercial | Com ¦ Duct Insulation, R8 | 2037 | SC B | MW | Before Competition Groups | 5.7568 | 0 | 0 | 1723.7328 | 0.0033397 | 34 | Commercial_2037_SC B_MW_Before Competition Groups_34 | Duct Insulation, R8 | 0.334% | 0 | 5.7568 | Commercial_2037_SC B_MW_Before Competition Groups_Duct Insulation, R8
Commercial | Com ¦ Occupancy Sensors | 2037 | SC B | MW | Before Competition Groups | 5.5481 | 0 | 0 | 1723.7328 | 0.0032187 | 35 | Commercial_2037_SC B_MW_Before Competition Groups_35 | Occupancy Sensors | 0.3219% | 0 | 5.5481 | Commercial_2037_SC B_MW_Before Competition Groups_Occupancy Sensors
Commercial | Com ¦ BEVERAGE VENDING MACHINE CONTROLS | 2037 | SC B | MW | Before Competition Groups | 4.6007 | 0 | 0 | 1723.7328 | 0.002669 | 36 | Commercial_2037_SC B_MW_Before Competition Groups_36 | BEVERAGE VENDING MACHINE CONTROLS | 0.2669% | 0 | 4.6007 | Commercial_2037_SC B_MW_Before Competition Groups_BEVERAGE VENDING MACHINE CONTROLS
Commercial | Com ¦ LED street light fixture | 2037 | SC B | MW | Before Competition Groups | 4.2532 | 0 | 0 | 1723.7328 | 0.0024674 | 37 | Commercial_2037_SC B_MW_Before Competition Groups_37 | LED street light fixture | 0.2467% | 0 | 4.2532 | Commercial_2037_SC B_MW_Before Competition Groups_LED street light fixture
Commercial | Com ¦ Elec Storage WH 2.30 Et | 2037 | SC B | MW | Before Competition Groups | 4.0861 | 0 | 0 | 1723.7328 | 0.0023705 | 38 | Commercial_2037_SC B_MW_Before Competition Groups_38 | Elec Storage WH 2.30 Et | 0.237% | 0 | 4.0861 | Commercial_2037_SC B_MW_Before Competition Groups_Elec Storage WH 2.30 Et
Commercial | Com ¦ Temperature Adjustment in Commercial Freezers | 2037 | SC B | MW | Before Competition Groups | 3.4894 | 0 | 0 | 1723.7328 | 0.0020244 | 39 | Commercial_2037_SC B_MW_Before Competition Groups_39 | Temperature Adjustment in Commercial Freezers | 0.2024% | 0 | 3.4894 | Commercial_2037_SC B_MW_Before Competition Groups_Temperature Adjustment in Commercial Freezers
Commercial | Com ¦ CO Sensors for parking garage exhaust fans | 2037 | SC B | MW | Before Competition Groups | 3.2441 | 0 | 0 | 1723.7328 | 0.001882 | 40 | Commercial_2037_SC B_MW_Before Competition Groups_40 | CO Sensors for parking garage exhaust fans | 0.1882% | 0 | 3.2441 | Commercial_2037_SC B_MW_Before Competition Groups_CO Sensors for parking garage exhaust fans
Commercial | Com ¦ Vertical Night Covers | 2037 | SC B | MW | Before Competition Groups | 2.8852 | 0 | 0 | 1723.7328 | 0.0016738 | 41 | Commercial_2037_SC B_MW_Before Competition Groups_41 | Vertical Night Covers | 0.1674% | 0 | 2.8852 | Commercial_2037_SC B_MW_Before Competition Groups_Vertical Night Covers
Commercial | Com ¦ Energy Efficient Laboratory Fume Hood | 2037 | SC B | MW | Before Competition Groups | 2.7617 | 0 | 0 | 1723.7328 | 0.0016022 | 42 | Commercial_2037_SC B_MW_Before Competition Groups_42 | Energy Efficient Laboratory Fume Hood | 0.1602% | 0 | 2.7617 | Commercial_2037_SC B_MW_Before Competition Groups_Energy Efficient Laboratory Fume Hood
Commercial | Com ¦ Water Heating (DHW) Pipe Insulation (Add 3/4\ Foam)" | 2037 | SC B | MW | Before Competition Groups | 2.2038 | 0 | 0 | 1723.7328 | 0.0012785 | 43 | Commercial_2037_SC B_MW_Before Competition Groups_43 | Water Heating (DHW) Pipe Insulation (Add 3/4\ Foam)" | 0.1279% | 0 | 2.2038 | Commercial_2037_SC B_MW_Before Competition Groups_Water Heating (DHW) Pipe Insulation (Add 3/4\ Foam)"
Commercial | Com ¦ Outside Air Economizer | 2037 | SC B | MW | Before Competition Groups | 2.0921 | 0 | 0 | 1723.7328 | 0.0012137 | 44 | Commercial_2037_SC B_MW_Before Competition Groups_44 | Outside Air Economizer | 0.1214% | 0 | 2.0921 | Commercial_2037_SC B_MW_Before Competition Groups_Outside Air Economizer
Commercial | Com ¦ ENERGY STAR Fryer (84% eff) | 2037 | SC B | MW | Before Competition Groups | 1.7436 | 0 | 0 | 1723.7328 | 0.0010115 | 45 | Commercial_2037_SC B_MW_Before Competition Groups_45 | ENERGY STAR Fryer (84% eff) | 0.1012% | 0 | 1.7436 | Commercial_2037_SC B_MW_Before Competition Groups_ENERGY STAR Fryer (84% eff)
Commercial | Com ¦ Condensing Make Up Air Unit | 2037 | SC B | MW | Before Competition Groups | 1.5823 | 0 | 0 | 1723.7328 | 0.00091795 | 46 | Commercial_2037_SC B_MW_Before Competition Groups_46 | Condensing Make Up Air Unit | 0.09179% | 0 | 1.5823 | Commercial_2037_SC B_MW_Before Competition Groups_Condensing Make Up Air Unit
Commercial | Com ¦ Suction Pipe Insulation Freezer/Refrigerator | 2037 | SC B | MW | Before Competition Groups | 1.4999 | 0 | 0 | 1723.7328 | 0.00087013 | 47 | Commercial_2037_SC B_MW_Before Competition Groups_47 | Suction Pipe Insulation Freezer/Refrigerator | 0.08701% | 0 | 1.4999 | Commercial_2037_SC B_MW_Before Competition Groups_Suction Pipe Insulation Freezer/Refrigerator
Commercial | Com ¦ ENERGY STAR Steam Cookers | 2037 | SC B | MW | Before Competition Groups | 1.1181 | 0 | 0 | 1723.7328 | 0.00064867 | 48 | Commercial_2037_SC B_MW_Before Competition Groups_48 | ENERGY STAR Steam Cookers | 0.06487% | 0 | 1.1181 | Commercial_2037_SC B_MW_Before Competition Groups_ENERGY STAR Steam Cookers
Commercial | Com ¦ ENERGY STAR Dishwasher | 2037 | SC B | MW | Before Competition Groups | 0.97695 | 0 | 0 | 1723.7328 | 0.00056677 | 49 | Commercial_2037_SC B_MW_Before Competition Groups_49 | ENERGY STAR Dishwasher | 0.05668% | 0 | 0.97695 | Commercial_2037_SC B_MW_Before Competition Groups_ENERGY STAR Dishwasher
Commercial | Com ¦ Ozone Laundry Treatment | 2037 | SC B | MW | Before Competition Groups | 0.79154 | 0 | 0 | 1723.7328 | 0.0004592 | 50 | Commercial_2037_SC B_MW_Before Competition Groups_50 | Ozone Laundry Treatment | 0.04592% | 0 | 0.79154 | Commercial_2037_SC B_MW_Before Competition Groups_Ozone Laundry Treatment
Commercial | Com ¦ Thermostat Setback | 2037 | SC B | MW | Before Competition Groups | 0.75286 | 0 | 0 | 1723.7328 | 0.00043676 | 51 | Commercial_2037_SC B_MW_Before Competition Groups_51 | Thermostat Setback | 0.04368% | 0 | 0.75286 | Commercial_2037_SC B_MW_Before Competition Groups_Thermostat Setback
Commercial | Com ¦ PTAC (12 EER/10,000 BTU) | 2037 | SC B | MW | Before Competition Groups | 0.42691 | 0 | 0 | 1723.7328 | 0.00024767 | 52 | Commercial_2037_SC B_MW_Before Competition Groups_52 | PTAC (12 EER/10,000 BTU) | 0.02477% | 0 | 0.42691 | Commercial_2037_SC B_MW_Before Competition Groups_PTAC (12 EER/10,000 BTU)
Commercial | COM ¦ Ductless Mini-Split Heat Pumps | 2037 | SC B | MW | Before Competition Groups | 0.34122 | 0 | 0 | 1723.7328 | 0.00019795 | 53 | Commercial_2037_SC B_MW_Before Competition Groups_53 | Ductless Mini-Split Heat Pumps | 0.0198% | 0 | 0.34122 | Commercial_2037_SC B_MW_Before Competition Groups_Ductless Mini-Split Heat Pumps
Commercial | Com ¦ ECM MOTORS FOR HVAC APPLICATION (FAN-POWERED VAV BOX) | 2037 | SC B | MW | Before Competition Groups | 0.33 | 0 | 0 | 1723.7328 | 0.00019145 | 54 | Commercial_2037_SC B_MW_Before Competition Groups_54 | ECM MOTORS FOR HVAC APPLICATION (FAN-POWERED VAV BOX) | 0.01914% | 0 | 0.33 | Commercial_2037_SC B_MW_Before Competition Groups_ECM MOTORS FOR HVAC APPLICATION (FAN-POWERED VAV BOX)
Commercial | Com ¦ Solar Water Preheat (Pools/DHW) | 2037 | SC B | MW | Before Competition Groups | 0.31401 | 0 | 0 | 1723.7328 | 0.00018217 | 55 | Commercial_2037_SC B_MW_Before Competition Groups_55 | Solar Water Preheat (Pools/DHW) | 0.01822% | 0 | 0.31401 | Commercial_2037_SC B_MW_Before Competition Groups_Solar Water Preheat (Pools/DHW)
Commercial | Com ¦ Notched V belts for HVAC Systems | 2037 | SC B | MW | Before Competition Groups | 0.19669 | 0 | 0 | 1723.7328 | 0.00011411 | 56 | Commercial_2037_SC B_MW_Before Competition Groups_56 | Notched V belts for HVAC Systems | 0.01141% | 0 | 0.19669 | Commercial_2037_SC B_MW_Before Competition Groups_Notched V belts for HVAC Systems
Commercial | Com ¦ Auto Off Time Switch or Time Clock control | 2037 | SC B | MW | Before Competition Groups | 0.18813 | 0 | 0 | 1723.7328 | 0.00010914 | 57 | Commercial_2037_SC B_MW_Before Competition Groups_57 | Auto Off Time Switch or Time Clock control | 0.01091% | 0 | 0.18813 | Commercial_2037_SC B_MW_Before Competition Groups_Auto Off Time Switch or Time Clock control
Commercial | Com ¦ CEE Tier 2/Energy Star Clothes Washers | 2037 | SC B | MW | Before Competition Groups | 0.17001 | 0 | 0 | 1723.7328 | 9.8627e-05 | 58 | Commercial_2037_SC B_MW_Before Competition Groups_58 | CEE Tier 2/Energy Star Clothes Washers | 0.009863% | 0 | 0.17001 | Commercial_2037_SC B_MW_Before Competition Groups_CEE Tier 2/Energy Star Clothes Washers
Commercial | Com ¦ Efficient compressor motor | 2037 | SC B | MW | Before Competition Groups | 0.15884 | 0 | 0 | 1723.7328 | 9.2148e-05 | 59 | Commercial_2037_SC B_MW_Before Competition Groups_59 | Efficient compressor motor | 0.009215% | 0 | 0.15884 | Commercial_2037_SC B_MW_Before Competition Groups_Efficient compressor motor
Commercial | Com ¦ Demand controlled Circulating Systems | 2037 | SC B | MW | Before Competition Groups | 0.14271 | 0 | 0 | 1723.7328 | 8.2794e-05 | 60 | Commercial_2037_SC B_MW_Before Competition Groups_60 | Demand controlled Circulating Systems | 0.008279% | 0 | 0.14271 | Commercial_2037_SC B_MW_Before Competition Groups_Demand controlled Circulating Systems
Commercial | Com ¦ High Efficiency Small Instantaneous Water Heater | 2037 | SC B | MW | Before Competition Groups | 0.11891 | 0 | 0 | 1723.7328 | 6.8983e-05 | 61 | Commercial_2037_SC B_MW_Before Competition Groups_61 | High Efficiency Small Instantaneous Water Heater | 0.006898% | 0 | 0.11891 | Commercial_2037_SC B_MW_Before Competition Groups_High Efficiency Small Instantaneous Water Heater
Commercial | Com ¦ HVAC Optimization | 2037 | SC B | MW | Before Competition Groups | 0.11713 | 0 | 0 | 1723.7328 | 6.7951e-05 | 62 | Commercial_2037_SC B_MW_Before Competition Groups_62 | HVAC Optimization | 0.006795% | 0 | 0.11713 | Commercial_2037_SC B_MW_Before Competition Groups_HVAC Optimization
Commercial | Com ¦ LED RECESSED DOWNLIGHTS | 2037 | SC B | MW | Before Competition Groups | 0.10505 | 0 | 0 | 1723.7328 | 6.0946e-05 | 63 | Commercial_2037_SC B_MW_Before Competition Groups_63 | LED RECESSED DOWNLIGHTS | 0.006095% | 0 | 0.10505 | Commercial_2037_SC B_MW_Before Competition Groups_LED RECESSED DOWNLIGHTS
Commercial | Com ¦ Commercial Hot Food Holding Cabinets | 2037 | SC B | MW | Before Competition Groups | 0.095562 | 0 | 0 | 1723.7328 | 5.5439e-05 | 64 | Commercial_2037_SC B_MW_Before Competition Groups_64 | Commercial Hot Food Holding Cabinets | 0.005544% | 0 | 0.095562 | Commercial_2037_SC B_MW_Before Competition Groups_Commercial Hot Food Holding Cabinets
Commercial | Com ¦ Low Flow Pre-Rinse Spray Nozzle | 2037 | SC B | MW | Before Competition Groups | 0.086911 | 0 | 0 | 1723.7328 | 5.042e-05 | 65 | Commercial_2037_SC B_MW_Before Competition Groups_65 | Low Flow Pre-Rinse Spray Nozzle | 0.005042% | 0 | 0.086911 | Commercial_2037_SC B_MW_Before Competition Groups_Low Flow Pre-Rinse Spray Nozzle
Commercial | Com ¦ Room AC (w/ louvered sides) 14 SEER from 12 SEER code | 2037 | SC B | MW | Before Competition Groups | 0.074929 | 0 | 0 | 1723.7328 | 4.3469e-05 | 66 | Commercial_2037_SC B_MW_Before Competition Groups_66 | Room AC (w/ louvered sides) 14 SEER from 12 SEER code | 0.004347% | 0 | 0.074929 | Commercial_2037_SC B_MW_Before Competition Groups_Room AC (w/ louvered sides) 14 SEER from 12 SEER code
Commercial | Com ¦ Wall Insulation | 2037 | SC B | MW | Before Competition Groups | 0.059171 | 0 | 0 | 1723.7328 | 3.4327e-05 | 67 | Commercial_2037_SC B_MW_Before Competition Groups_67 | Wall Insulation | 0.003433% | 0 | 0.059171 | Commercial_2037_SC B_MW_Before Competition Groups_Wall Insulation
Commercial | Com ¦ Energy Recovery Ventilation and Ventilation (Enhanced) | 2037 | SC B | MW | Before Competition Groups | 0.05636 | 0 | 0 | 1723.7328 | 3.2696e-05 | 68 | Commercial_2037_SC B_MW_Before Competition Groups_68 | Energy Recovery Ventilation and Ventilation (Enhanced) | 0.00327% | 0 | 0.05636 | Commercial_2037_SC B_MW_Before Competition Groups_Energy Recovery Ventilation and Ventilation (Enhanced)
Commercial | Com ¦ Condensing Unit Heaters or other Efficient Unit Heating System | 2037 | SC B | MW | Before Competition Groups | 0.049299 | 0 | 0 | 1723.7328 | 2.86e-05 | 69 | Commercial_2037_SC B_MW_Before Competition Groups_69 | Condensing Unit Heaters or other Efficient Unit Heating System | 0.00286% | 0 | 0.049299 | Commercial_2037_SC B_MW_Before Competition Groups_Condensing Unit Heaters or other Efficient Unit Heating System
Commercial | Com ¦ High Efficiency Chiller (avg of water and air cooled) | 2037 | SC B | MW | Before Competition Groups | 0.041871 | 0 | 0 | 1723.7328 | 2.4291e-05 | 70 | Commercial_2037_SC B_MW_Before Competition Groups_70 | High Efficiency Chiller (avg of water and air cooled) | 0.002429% | 0 | 0.041871 | Commercial_2037_SC B_MW_Before Competition Groups_High Efficiency Chiller (avg of water and air cooled)
Commercial | Com ¦ VSD Air Compressor | 2037 | SC B | MW | Before Competition Groups | 0.030148 | 0 | 0 | 1723.7328 | 1.749e-05 | 71 | Commercial_2037_SC B_MW_Before Competition Groups_71 | VSD Air Compressor | 0.001749% | 0 | 0.030148 | Commercial_2037_SC B_MW_Before Competition Groups_VSD Air Compressor
Commercial | Com ¦ EC Plug Fan for Data Center (under cabinet) | 2037 | SC B | MW | Before Competition Groups | 0.007649 | 0 | 0 | 1723.7328 | 4.4375e-06 | 72 | Commercial_2037_SC B_MW_Before Competition Groups_72 | EC Plug Fan for Data Center (under cabinet) | 0.0004437% | 0 | 0.007649 | Commercial_2037_SC B_MW_Before Competition Groups_EC Plug Fan for Data Center (under cabinet)
Commercial | Com ¦ Air Curtains | 2037 | SC B | MW | Before Competition Groups | 0.0075558 | 0 | 0 | 1723.7328 | 4.3834e-06 | 73 | Commercial_2037_SC B_MW_Before Competition Groups_73 | Air Curtains | 0.0004383% | 0 | 0.0075558 | Commercial_2037_SC B_MW_Before Competition Groups_Air Curtains
Commercial | Com ¦ Electric Convection Combination Ovens | 2037 | SC B | MW | Before Competition Groups | 0.00041385 | 0 | 0 | 1723.7328 | 2.4009e-07 | 74 | Commercial_2037_SC B_MW_Before Competition Groups_74 | Electric Convection Combination Ovens | 2.401e-05% | 0 | 0.00041385 | Commercial_2037_SC B_MW_Before Competition Groups_Electric Convection Combination Ovens
Commercial | Com ¦ LLLC - Low Impact Application | 2037 | SC B | MW | Before Competition Groups | 4.1584e-19 | 0 | 0 | 1723.7328 | 2.4124e-22 | 75 | Commercial_2037_SC B_MW_Before Competition Groups_75 | LLLC - Low Impact Application | 2.412e-20% | 0 | 4.1584e-19 | Commercial_2037_SC B_MW_Before Competition Groups_LLLC - Low Impact Application
Commercial | Com ¦ LLLC - High Impact Application | 2037 | SC B | MW | Before Competition Groups | 1.4611e-19 | 0 | 0 | 1723.7328 | 8.4765e-23 | 76 | Commercial_2037_SC B_MW_Before Competition Groups_76 | LLLC - High Impact Application | 8.476e-21% | 0 | 1.4611e-19 | Commercial_2037_SC B_MW_Before Competition Groups_LLLC - High Impact Application
Commercial | Com ¦ Networked/Connected - High Impact Application | 2037 | SC B | MW | Before Competition Groups | 1.6167e-21 | 0 | 0 | 1723.7328 | 9.3789e-25 | 77 | Commercial_2037_SC B_MW_Before Competition Groups_77 | Networked/Connected - High Impact Application | 9.379e-23% | 0 | 1.6167e-21 | Commercial_2037_SC B_MW_Before Competition Groups_Networked/Connected - High Impact Application
Commercial | Com ¦ Networked/Connected - Low Impact Application | 2037 | SC B | MW | Before Competition Groups | 9.2925e-22 | 0 | 0 | 1723.7328 | 5.3909e-25 | 78 | Commercial_2037_SC B_MW_Before Competition Groups_78 | Networked/Connected - Low Impact Application | 5.391e-23% | 0 | 9.2925e-22 | Commercial_2037_SC B_MW_Before Competition Groups_Networked/Connected - Low Impact Application
Commercial | Com ¦ Indoor Daylight Sensors/Photocell Dimming Control | 2037 | SC B | MW | Before Competition Groups | 0 | 0 | 0 | 1723.7328 | 0 | 79 | Commercial_2037_SC B_MW_Before Competition Groups_79 | Indoor Daylight Sensors/Photocell Dimming Control | 0% | 0 | 0 | Commercial_2037_SC B_MW_Before Competition Groups_Indoor Daylight Sensors/Photocell Dimming Control
Commercial | Com ¦ Variable Refrigerant Flow Heat Pump | 2037 | SC B | MW | Before Competition Groups | 0 | 0 | 0 | 1723.7328 | 0 | 80 | Commercial_2037_SC B_MW_Before Competition Groups_80 | Variable Refrigerant Flow Heat Pump | 0% | 0 | 0 | Commercial_2037_SC B_MW_Before Competition Groups_Variable Refrigerant Flow Heat Pump
Commercial | Com ¦ LED Low/High Bay | 2037 | SC C | MW | Before Competition Groups | 174.3044 | 0 | 0 | 1333.6825 | 0.13069 | 1 | Commercial_2037_SC C_MW_Before Competition Groups_1 | LED Low/High Bay | 13.07% | 0 | 174.3044 | Commercial_2037_SC C_MW_Before Competition Groups_LED Low/High Bay
Commercial | Com ¦ LED Troffer/Surface/Suspended | 2037 | SC C | MW | Before Competition Groups | 135.4081 | 0 | 0 | 1333.6825 | 0.10153 | 2 | Commercial_2037_SC C_MW_Before Competition Groups_2 | LED Troffer/Surface/Suspended | 10.15% | 0 | 135.4081 | Commercial_2037_SC C_MW_Before Competition Groups_LED Troffer/Surface/Suspended
Commercial | Com ¦ ENERGY STAR LED LAMPS (REFLECTOR LAMPs/MR16/PAR 16) | 2037 | SC C | MW | Before Competition Groups | 130.2537 | 0 | 0 | 1333.6825 | 0.097665 | 3 | Commercial_2037_SC C_MW_Before Competition Groups_3 | ENERGY STAR LED LAMPS (REFLECTOR LAMPs/MR16/PAR 16) | 9.766% | 0 | 130.2537 | Commercial_2037_SC C_MW_Before Competition Groups_ENERGY STAR LED LAMPS (REFLECTOR LAMPs/MR16/PAR 16)
Commercial | Com ¦ Building Recommissioning, Operations and Maintenance (O&M) Improvements | 2037 | SC C | MW | Before Competition Groups | 95.4101 | 0 | 0 | 1333.6825 | 0.071539 | 4 | Commercial_2037_SC C_MW_Before Competition Groups_4 | Building Recommissioning, Operations and Maintenance (O&M) Improvements | 7.154% | 0 | 95.4101 | Commercial_2037_SC C_MW_Before Competition Groups_Building Recommissioning, Operations and Maintenance (O&M) Improvements
Commercial | Com ¦ High Efficiency Air Source Heat Pump | 2037 | SC C | MW | Before Competition Groups | 93.4245 | 0 | 0 | 1333.6825 | 0.07005 | 5 | Commercial_2037_SC C_MW_Before Competition Groups_5 | High Efficiency Air Source Heat Pump | 7.005% | 0 | 93.4245 | Commercial_2037_SC C_MW_Before Competition Groups_High Efficiency Air Source Heat Pump
Commercial | Com ¦ LED Replacement Lamp (Tube) | 2037 | SC C | MW | Before Competition Groups | 89.4141 | 0 | 0 | 1333.6825 | 0.067043 | 6 | Commercial_2037_SC C_MW_Before Competition Groups_6 | LED Replacement Lamp (Tube) | 6.704% | 0 | 89.4141 | Commercial_2037_SC C_MW_Before Competition Groups_LED Replacement Lamp (Tube)
Commercial | Com ¦ Unitary Air-Conditioning Unit | 2037 | SC C | MW | Before Competition Groups | 77.1152 | 0 | 0 | 1333.6825 | 0.057821 | 7 | Commercial_2037_SC C_MW_Before Competition Groups_7 | Unitary Air-Conditioning Unit | 5.782% | 0 | 77.1152 | Commercial_2037_SC C_MW_Before Competition Groups_Unitary Air-Conditioning Unit
Commercial | Com ¦ Advanced BAS/Controllers | 2037 | SC C | MW | Before Competition Groups | 50.241 | 0 | 0 | 1333.6825 | 0.037671 | 8 | Commercial_2037_SC C_MW_Before Competition Groups_8 | Advanced BAS/Controllers | 3.767% | 0 | 50.241 | Commercial_2037_SC C_MW_Before Competition Groups_Advanced BAS/Controllers
Commercial | Com ¦ Refrigerated Display Case Doors | 2037 | SC C | MW | Before Competition Groups | 36.9145 | 0 | 0 | 1333.6825 | 0.027679 | 9 | Commercial_2037_SC C_MW_Before Competition Groups_9 | Refrigerated Display Case Doors | 2.768% | 0 | 36.9145 | Commercial_2037_SC C_MW_Before Competition Groups_Refrigerated Display Case Doors
Commercial | Com ¦ Education and Capacity Building/Energy Behavior | 2037 | SC C | MW | Before Competition Groups | 36.2149 | 0 | 0 | 1333.6825 | 0.027154 | 10 | Commercial_2037_SC C_MW_Before Competition Groups_10 | Education and Capacity Building/Energy Behavior | 2.715% | 0 | 36.2149 | Commercial_2037_SC C_MW_Before Competition Groups_Education and Capacity Building/Energy Behavior
Commercial | Com ¦ Adaptive Thermostats | 2037 | SC C | MW | Before Competition Groups | 34.0646 | 0 | 0 | 1333.6825 | 0.025542 | 11 | Commercial_2037_SC C_MW_Before Competition Groups_11 | Adaptive Thermostats | 2.554% | 0 | 34.0646 | Commercial_2037_SC C_MW_Before Competition Groups_Adaptive Thermostats
Commercial | Com ¦ Reach-in Shaded Pole to ECM/PSC Evaporator Fan Motor | 2037 | SC C | MW | Before Competition Groups | 31.4629 | 0 | 0 | 1333.6825 | 0.023591 | 12 | Commercial_2037_SC C_MW_Before Competition Groups_12 | Reach-in Shaded Pole to ECM/PSC Evaporator Fan Motor | 2.359% | 0 | 31.4629 | Commercial_2037_SC C_MW_Before Competition Groups_Reach-in Shaded Pole to ECM/PSC Evaporator Fan Motor
Commercial | Com ¦ Data Center Storage/Server Virtualization | 2037 | SC C | MW | Before Competition Groups | 28.2966 | 0 | 0 | 1333.6825 | 0.021217 | 13 | Commercial_2037_SC C_MW_Before Competition Groups_13 | Data Center Storage/Server Virtualization | 2.122% | 0 | 28.2966 | Commercial_2037_SC C_MW_Before Competition Groups_Data Center Storage/Server Virtualization
Commercial | Com ¦ LED or Equivalent Sign Lighting | 2037 | SC C | MW | Before Competition Groups | 27.933 | 0 | 0 | 1333.6825 | 0.020944 | 14 | Commercial_2037_SC C_MW_Before Competition Groups_14 | LED or Equivalent Sign Lighting | 2.094% | 0 | 27.933 | Commercial_2037_SC C_MW_Before Competition Groups_LED or Equivalent Sign Lighting
Commercial | Com ¦ Strip Curtains | 2037 | SC C | MW | Before Competition Groups | 27.0305 | 0 | 0 | 1333.6825 | 0.020268 | 15 | Commercial_2037_SC C_MW_Before Competition Groups_15 | Strip Curtains | 2.027% | 0 | 27.0305 | Commercial_2037_SC C_MW_Before Competition Groups_Strip Curtains
Commercial | Com ¦ Chilled Water Optimization | 2037 | SC C | MW | Before Competition Groups | 23.3641 | 0 | 0 | 1333.6825 | 0.017518 | 16 | Commercial_2037_SC C_MW_Before Competition Groups_16 | Chilled Water Optimization | 1.752% | 0 | 23.3641 | Commercial_2037_SC C_MW_Before Competition Groups_Chilled Water Optimization
Commercial | Com ¦ Furnace Tune-Up | 2037 | SC C | MW | Before Competition Groups | 22.8988 | 0 | 0 | 1333.6825 | 0.01717 | 17 | Commercial_2037_SC C_MW_Before Competition Groups_17 | Furnace Tune-Up | 1.717% | 0 | 22.8988 | Commercial_2037_SC C_MW_Before Competition Groups_Furnace Tune-Up
Commercial | Com ¦ Demand Control Ventilation | 2037 | SC C | MW | Before Competition Groups | 22.6699 | 0 | 0 | 1333.6825 | 0.016998 | 18 | Commercial_2037_SC C_MW_Before Competition Groups_18 | Demand Control Ventilation | 1.7% | 0 | 22.6699 | Commercial_2037_SC C_MW_Before Competition Groups_Demand Control Ventilation
Commercial | Com ¦ Centrally controlled desktop PC/NETWORK PC POWER MANAGEMENT SOFTWARE | 2037 | SC C | MW | Before Competition Groups | 19.3591 | 0 | 0 | 1333.6825 | 0.014515 | 19 | Commercial_2037_SC C_MW_Before Competition Groups_19 | Centrally controlled desktop PC/NETWORK PC POWER MANAGEMENT SOFTWARE | 1.452% | 0 | 19.3591 | Commercial_2037_SC C_MW_Before Competition Groups_Centrally controlled desktop PC/NETWORK PC POWER MANAGEMENT SOFTWARE
Commercial | Com ¦ Variable Frequency Drive (VFD) | 2037 | SC C | MW | Before Competition Groups | 16.0697 | 0 | 0 | 1333.6825 | 0.012049 | 20 | Commercial_2037_SC C_MW_Before Competition Groups_20 | Variable Frequency Drive (VFD) | 1.205% | 0 | 16.0697 | Commercial_2037_SC C_MW_Before Competition Groups_Variable Frequency Drive (VFD)
Commercial | Com ¦ ENERGY STAR LED LAMPS (General Service Lamps) | 2037 | SC C | MW | Before Competition Groups | 15.7902 | 0 | 0 | 1333.6825 | 0.01184 | 21 | Commercial_2037_SC C_MW_Before Competition Groups_21 | ENERGY STAR LED LAMPS (General Service Lamps) | 1.184% | 0 | 15.7902 | Commercial_2037_SC C_MW_Before Competition Groups_ENERGY STAR LED LAMPS (General Service Lamps)
Commercial | Com ¦ VFD on Pumps | 2037 | SC C | MW | Before Competition Groups | 15.0169 | 0 | 0 | 1333.6825 | 0.01126 | 22 | Commercial_2037_SC C_MW_Before Competition Groups_22 | VFD on Pumps | 1.126% | 0 | 15.0169 | Commercial_2037_SC C_MW_Before Competition Groups_VFD on Pumps
Commercial | Com ¦ Refrigerated Display Case LED | 2037 | SC C | MW | Before Competition Groups | 13.6644 | 0 | 0 | 1333.6825 | 0.010246 | 23 | Commercial_2037_SC C_MW_Before Competition Groups_23 | Refrigerated Display Case LED | 1.025% | 0 | 13.6644 | Commercial_2037_SC C_MW_Before Competition Groups_Refrigerated Display Case LED
Commercial | Com ¦ Air Handler with Dedicated Outdoor Air Systems | 2037 | SC C | MW | Before Competition Groups | 9.2893 | 0 | 0 | 1333.6825 | 0.0069652 | 24 | Commercial_2037_SC C_MW_Before Competition Groups_24 | Air Handler with Dedicated Outdoor Air Systems | 0.6965% | 0 | 9.2893 | Commercial_2037_SC C_MW_Before Competition Groups_Air Handler with Dedicated Outdoor Air Systems
Commercial | Com ¦ Door Gasket Freezer/Refrigerator | 2037 | SC C | MW | Before Competition Groups | 9.0661 | 0 | 0 | 1333.6825 | 0.0067978 | 25 | Commercial_2037_SC C_MW_Before Competition Groups_25 | Door Gasket Freezer/Refrigerator | 0.6798% | 0 | 9.0661 | Commercial_2037_SC C_MW_Before Competition Groups_Door Gasket Freezer/Refrigerator
Commercial | Com ¦ ECM MOTORS FOR EVAPORATOR FANS for refrigeration (WALK-IN) | 2037 | SC C | MW | Before Competition Groups | 8.2693 | 0 | 0 | 1333.6825 | 0.0062003 | 26 | Commercial_2037_SC C_MW_Before Competition Groups_26 | ECM MOTORS FOR EVAPORATOR FANS for refrigeration (WALK-IN) | 0.62% | 0 | 8.2693 | Commercial_2037_SC C_MW_Before Competition Groups_ECM MOTORS FOR EVAPORATOR FANS for refrigeration (WALK-IN)
Commercial | Com ¦ Demand Control Kitchen Ventilation | 2037 | SC C | MW | Before Competition Groups | 8.0531 | 0 | 0 | 1333.6825 | 0.0060382 | 27 | Commercial_2037_SC C_MW_Before Competition Groups_27 | Demand Control Kitchen Ventilation | 0.6038% | 0 | 8.0531 | Commercial_2037_SC C_MW_Before Competition Groups_Demand Control Kitchen Ventilation
Commercial | Com ¦ Freezer Case Light Sensor | 2037 | SC C | MW | Before Competition Groups | 7.1393 | 0 | 0 | 1333.6825 | 0.0053531 | 28 | Commercial_2037_SC C_MW_Before Competition Groups_28 | Freezer Case Light Sensor | 0.5353% | 0 | 7.1393 | Commercial_2037_SC C_MW_Before Competition Groups_Freezer Case Light Sensor
Commercial | Com ¦ LED EXTERIOR AREA LIGHTS - LED fixture (200W) | 2037 | SC C | MW | Before Competition Groups | 7.0033 | 0 | 0 | 1333.6825 | 0.0052511 | 29 | Commercial_2037_SC C_MW_Before Competition Groups_29 | LED EXTERIOR AREA LIGHTS - LED fixture (200W) | 0.5251% | 0 | 7.0033 | Commercial_2037_SC C_MW_Before Competition Groups_LED EXTERIOR AREA LIGHTS - LED fixture (200W)
Commercial | Com ¦ Evaporator Fan Controls | 2037 | SC C | MW | Before Competition Groups | 6.9554 | 0 | 0 | 1333.6825 | 0.0052152 | 30 | Commercial_2037_SC C_MW_Before Competition Groups_30 | Evaporator Fan Controls | 0.5215% | 0 | 6.9554 | Commercial_2037_SC C_MW_Before Competition Groups_Evaporator Fan Controls
Commercial | Com ¦ LED parking lot fixture | 2037 | SC C | MW | Before Competition Groups | 6.6969 | 0 | 0 | 1333.6825 | 0.0050213 | 31 | Commercial_2037_SC C_MW_Before Competition Groups_31 | LED parking lot fixture | 0.5021% | 0 | 6.6969 | Commercial_2037_SC C_MW_Before Competition Groups_LED parking lot fixture
Commercial | Com ¦ Water Source Heat Pump (4 ton) | 2037 | SC C | MW | Before Competition Groups | 6.2847 | 0 | 0 | 1333.6825 | 0.0047123 | 32 | Commercial_2037_SC C_MW_Before Competition Groups_32 | Water Source Heat Pump (4 ton) | 0.4712% | 0 | 6.2847 | Commercial_2037_SC C_MW_Before Competition Groups_Water Source Heat Pump (4 ton)
Commercial | Com ¦ ENERGY STAR Griddle (74% eff) | 2037 | SC C | MW | Before Competition Groups | 5.8605 | 0 | 0 | 1333.6825 | 0.0043942 | 33 | Commercial_2037_SC C_MW_Before Competition Groups_33 | ENERGY STAR Griddle (74% eff) | 0.4394% | 0 | 5.8605 | Commercial_2037_SC C_MW_Before Competition Groups_ENERGY STAR Griddle (74% eff)
Commercial | Com ¦ Occupancy Sensors | 2037 | SC C | MW | Before Competition Groups | 5.5481 | 0 | 0 | 1333.6825 | 0.00416 | 34 | Commercial_2037_SC C_MW_Before Competition Groups_34 | Occupancy Sensors | 0.416% | 0 | 5.5481 | Commercial_2037_SC C_MW_Before Competition Groups_Occupancy Sensors
Commercial | Com ¦ LED street light fixture | 2037 | SC C | MW | Before Competition Groups | 4.2532 | 0 | 0 | 1333.6825 | 0.003189 | 35 | Commercial_2037_SC C_MW_Before Competition Groups_35 | LED street light fixture | 0.3189% | 0 | 4.2532 | Commercial_2037_SC C_MW_Before Competition Groups_LED street light fixture
Commercial | Com ¦ Duct Insulation, R8 | 2037 | SC C | MW | Before Competition Groups | 4.2354 | 0 | 0 | 1333.6825 | 0.0031757 | 36 | Commercial_2037_SC C_MW_Before Competition Groups_36 | Duct Insulation, R8 | 0.3176% | 0 | 4.2354 | Commercial_2037_SC C_MW_Before Competition Groups_Duct Insulation, R8
Commercial | Com ¦ BEVERAGE VENDING MACHINE CONTROLS | 2037 | SC C | MW | Before Competition Groups | 3.3053 | 0 | 0 | 1333.6825 | 0.0024783 | 37 | Commercial_2037_SC C_MW_Before Competition Groups_37 | BEVERAGE VENDING MACHINE CONTROLS | 0.2478% | 0 | 3.3053 | Commercial_2037_SC C_MW_Before Competition Groups_BEVERAGE VENDING MACHINE CONTROLS
Commercial | Com ¦ Elec Storage WH 2.30 Et | 2037 | SC C | MW | Before Competition Groups | 2.9755 | 0 | 0 | 1333.6825 | 0.002231 | 38 | Commercial_2037_SC C_MW_Before Competition Groups_38 | Elec Storage WH 2.30 Et | 0.2231% | 0 | 2.9755 | Commercial_2037_SC C_MW_Before Competition Groups_Elec Storage WH 2.30 Et
Commercial | Com ¦ Temperature Adjustment in Commercial Freezers | 2037 | SC C | MW | Before Competition Groups | 2.5447 | 0 | 0 | 1333.6825 | 0.001908 | 39 | Commercial_2037_SC C_MW_Before Competition Groups_39 | Temperature Adjustment in Commercial Freezers | 0.1908% | 0 | 2.5447 | Commercial_2037_SC C_MW_Before Competition Groups_Temperature Adjustment in Commercial Freezers
Commercial | Com ¦ CO Sensors for parking garage exhaust fans | 2037 | SC C | MW | Before Competition Groups | 2.4022 | 0 | 0 | 1333.6825 | 0.0018012 | 40 | Commercial_2037_SC C_MW_Before Competition Groups_40 | CO Sensors for parking garage exhaust fans | 0.1801% | 0 | 2.4022 | Commercial_2037_SC C_MW_Before Competition Groups_CO Sensors for parking garage exhaust fans
Commercial | Com ¦ Vertical Night Covers | 2037 | SC C | MW | Before Competition Groups | 2.1029 | 0 | 0 | 1333.6825 | 0.0015767 | 41 | Commercial_2037_SC C_MW_Before Competition Groups_41 | Vertical Night Covers | 0.1577% | 0 | 2.1029 | Commercial_2037_SC C_MW_Before Competition Groups_Vertical Night Covers
Commercial | Com ¦ Energy Efficient Laboratory Fume Hood | 2037 | SC C | MW | Before Competition Groups | 2.0483 | 0 | 0 | 1333.6825 | 0.0015358 | 42 | Commercial_2037_SC C_MW_Before Competition Groups_42 | Energy Efficient Laboratory Fume Hood | 0.1536% | 0 | 2.0483 | Commercial_2037_SC C_MW_Before Competition Groups_Energy Efficient Laboratory Fume Hood
Commercial | Com ¦ ENERGY STAR Fryer (84% eff) | 2037 | SC C | MW | Before Competition Groups | 1.7436 | 0 | 0 | 1333.6825 | 0.0013074 | 43 | Commercial_2037_SC C_MW_Before Competition Groups_43 | ENERGY STAR Fryer (84% eff) | 0.1307% | 0 | 1.7436 | Commercial_2037_SC C_MW_Before Competition Groups_ENERGY STAR Fryer (84% eff)
Commercial | Com ¦ Outside Air Economizer | 2037 | SC C | MW | Before Competition Groups | 1.6789 | 0 | 0 | 1333.6825 | 0.0012588 | 44 | Commercial_2037_SC C_MW_Before Competition Groups_44 | Outside Air Economizer | 0.1259% | 0 | 1.6789 | Commercial_2037_SC C_MW_Before Competition Groups_Outside Air Economizer
Commercial | Com ¦ Water Heating (DHW) Pipe Insulation (Add 3/4\ Foam)" | 2037 | SC C | MW | Before Competition Groups | 1.6115 | 0 | 0 | 1333.6825 | 0.0012083 | 45 | Commercial_2037_SC C_MW_Before Competition Groups_45 | Water Heating (DHW) Pipe Insulation (Add 3/4\ Foam)" | 0.1208% | 0 | 1.6115 | Commercial_2037_SC C_MW_Before Competition Groups_Water Heating (DHW) Pipe Insulation (Add 3/4\ Foam)"
Commercial | Com ¦ Condensing Make Up Air Unit | 2037 | SC C | MW | Before Competition Groups | 1.3796 | 0 | 0 | 1333.6825 | 0.0010345 | 46 | Commercial_2037_SC C_MW_Before Competition Groups_46 | Condensing Make Up Air Unit | 0.1034% | 0 | 1.3796 | Commercial_2037_SC C_MW_Before Competition Groups_Condensing Make Up Air Unit
Commercial | Com ¦ ENERGY STAR Steam Cookers | 2037 | SC C | MW | Before Competition Groups | 1.1181 | 0 | 0 | 1333.6825 | 0.00083838 | 47 | Commercial_2037_SC C_MW_Before Competition Groups_47 | ENERGY STAR Steam Cookers | 0.08384% | 0 | 1.1181 | Commercial_2037_SC C_MW_Before Competition Groups_ENERGY STAR Steam Cookers
Commercial | Com ¦ Suction Pipe Insulation Freezer/Refrigerator | 2037 | SC C | MW | Before Competition Groups | 1.0942 | 0 | 0 | 1333.6825 | 0.0008204 | 48 | Commercial_2037_SC C_MW_Before Competition Groups_48 | Suction Pipe Insulation Freezer/Refrigerator | 0.08204% | 0 | 1.0942 | Commercial_2037_SC C_MW_Before Competition Groups_Suction Pipe Insulation Freezer/Refrigerator
Commercial | Com ¦ ENERGY STAR Dishwasher | 2037 | SC C | MW | Before Competition Groups | 0.90147 | 0 | 0 | 1333.6825 | 0.00067592 | 49 | Commercial_2037_SC C_MW_Before Competition Groups_49 | ENERGY STAR Dishwasher | 0.06759% | 0 | 0.90147 | Commercial_2037_SC C_MW_Before Competition Groups_ENERGY STAR Dishwasher
Commercial | Com ¦ Thermostat Setback | 2037 | SC C | MW | Before Competition Groups | 0.74964 | 0 | 0 | 1333.6825 | 0.00056208 | 50 | Commercial_2037_SC C_MW_Before Competition Groups_50 | Thermostat Setback | 0.05621% | 0 | 0.74964 | Commercial_2037_SC C_MW_Before Competition Groups_Thermostat Setback
Commercial | Com ¦ Ozone Laundry Treatment | 2037 | SC C | MW | Before Competition Groups | 0.58213 | 0 | 0 | 1333.6825 | 0.00043649 | 51 | Commercial_2037_SC C_MW_Before Competition Groups_51 | Ozone Laundry Treatment | 0.04365% | 0 | 0.58213 | Commercial_2037_SC C_MW_Before Competition Groups_Ozone Laundry Treatment
Commercial | COM ¦ Ductless Mini-Split Heat Pumps | 2037 | SC C | MW | Before Competition Groups | 0.28197 | 0 | 0 | 1333.6825 | 0.00021142 | 52 | Commercial_2037_SC C_MW_Before Competition Groups_52 | Ductless Mini-Split Heat Pumps | 0.02114% | 0 | 0.28197 | Commercial_2037_SC C_MW_Before Competition Groups_Ductless Mini-Split Heat Pumps
Commercial | Com ¦ PTAC (12 EER/10,000 BTU) | 2037 | SC C | MW | Before Competition Groups | 0.2657 | 0 | 0 | 1333.6825 | 0.00019922 | 53 | Commercial_2037_SC C_MW_Before Competition Groups_53 | PTAC (12 EER/10,000 BTU) | 0.01992% | 0 | 0.2657 | Commercial_2037_SC C_MW_Before Competition Groups_PTAC (12 EER/10,000 BTU)
Commercial | Com ¦ ECM MOTORS FOR HVAC APPLICATION (FAN-POWERED VAV BOX) | 2037 | SC C | MW | Before Competition Groups | 0.25757 | 0 | 0 | 1333.6825 | 0.00019313 | 54 | Commercial_2037_SC C_MW_Before Competition Groups_54 | ECM MOTORS FOR HVAC APPLICATION (FAN-POWERED VAV BOX) | 0.01931% | 0 | 0.25757 | Commercial_2037_SC C_MW_Before Competition Groups_ECM MOTORS FOR HVAC APPLICATION (FAN-POWERED VAV BOX)
Commercial | Com ¦ Solar Water Preheat (Pools/DHW) | 2037 | SC C | MW | Before Competition Groups | 0.19431 | 0 | 0 | 1333.6825 | 0.0001457 | 55 | Commercial_2037_SC C_MW_Before Competition Groups_55 | Solar Water Preheat (Pools/DHW) | 0.01457% | 0 | 0.19431 | Commercial_2037_SC C_MW_Before Competition Groups_Solar Water Preheat (Pools/DHW)
Commercial | Com ¦ CEE Tier 2/Energy Star Clothes Washers | 2037 | SC C | MW | Before Competition Groups | 0.15771 | 0 | 0 | 1333.6825 | 0.00011825 | 56 | Commercial_2037_SC C_MW_Before Competition Groups_56 | CEE Tier 2/Energy Star Clothes Washers | 0.01183% | 0 | 0.15771 | Commercial_2037_SC C_MW_Before Competition Groups_CEE Tier 2/Energy Star Clothes Washers
Commercial | Com ¦ Notched V belts for HVAC Systems | 2037 | SC C | MW | Before Competition Groups | 0.15153 | 0 | 0 | 1333.6825 | 0.00011362 | 57 | Commercial_2037_SC C_MW_Before Competition Groups_57 | Notched V belts for HVAC Systems | 0.01136% | 0 | 0.15153 | Commercial_2037_SC C_MW_Before Competition Groups_Notched V belts for HVAC Systems
Commercial | Com ¦ Auto Off Time Switch or Time Clock control | 2037 | SC C | MW | Before Competition Groups | 0.13496 | 0 | 0 | 1333.6825 | 0.0001012 | 58 | Commercial_2037_SC C_MW_Before Competition Groups_58 | Auto Off Time Switch or Time Clock control | 0.01012% | 0 | 0.13496 | Commercial_2037_SC C_MW_Before Competition Groups_Auto Off Time Switch or Time Clock control
Commercial | Com ¦ HVAC Optimization | 2037 | SC C | MW | Before Competition Groups | 0.11713 | 0 | 0 | 1333.6825 | 8.7824e-05 | 59 | Commercial_2037_SC C_MW_Before Competition Groups_59 | HVAC Optimization | 0.008782% | 0 | 0.11713 | Commercial_2037_SC C_MW_Before Competition Groups_HVAC Optimization
Commercial | Com ¦ Demand controlled Circulating Systems | 2037 | SC C | MW | Before Competition Groups | 0.1076 | 0 | 0 | 1333.6825 | 8.0678e-05 | 60 | Commercial_2037_SC C_MW_Before Competition Groups_60 | Demand controlled Circulating Systems | 0.008068% | 0 | 0.1076 | Commercial_2037_SC C_MW_Before Competition Groups_Demand controlled Circulating Systems
Commercial | Com ¦ LED RECESSED DOWNLIGHTS | 2037 | SC C | MW | Before Competition Groups | 0.10505 | 0 | 0 | 1333.6825 | 7.877e-05 | 61 | Commercial_2037_SC C_MW_Before Competition Groups_61 | LED RECESSED DOWNLIGHTS | 0.007877% | 0 | 0.10505 | Commercial_2037_SC C_MW_Before Competition Groups_LED RECESSED DOWNLIGHTS
Commercial | Com ¦ LLLC - High Impact Application | 2037 | SC C | MW | Before Competition Groups | 0.086433 | 0 | 0 | 1333.6825 | 6.4808e-05 | 62 | Commercial_2037_SC C_MW_Before Competition Groups_62 | LLLC - High Impact Application | 0.006481% | 0 | 0.086433 | Commercial_2037_SC C_MW_Before Competition Groups_LLLC - High Impact Application
Commercial | Com ¦ Commercial Hot Food Holding Cabinets | 2037 | SC C | MW | Before Competition Groups | 0.078057 | 0 | 0 | 1333.6825 | 5.8528e-05 | 63 | Commercial_2037_SC C_MW_Before Competition Groups_63 | Commercial Hot Food Holding Cabinets | 0.005853% | 0 | 0.078057 | Commercial_2037_SC C_MW_Before Competition Groups_Commercial Hot Food Holding Cabinets
Commercial | Com ¦ Low Flow Pre-Rinse Spray Nozzle | 2037 | SC C | MW | Before Competition Groups | 0.077029 | 0 | 0 | 1333.6825 | 5.7756e-05 | 64 | Commercial_2037_SC C_MW_Before Competition Groups_64 | Low Flow Pre-Rinse Spray Nozzle | 0.005776% | 0 | 0.077029 | Commercial_2037_SC C_MW_Before Competition Groups_Low Flow Pre-Rinse Spray Nozzle
Commercial | Com ¦ High Efficiency Small Instantaneous Water Heater | 2037 | SC C | MW | Before Competition Groups | 0.071163 | 0 | 0 | 1333.6825 | 5.3358e-05 | 65 | Commercial_2037_SC C_MW_Before Competition Groups_65 | High Efficiency Small Instantaneous Water Heater | 0.005336% | 0 | 0.071163 | Commercial_2037_SC C_MW_Before Competition Groups_High Efficiency Small Instantaneous Water Heater
Commercial | Com ¦ Efficient compressor motor | 2037 | SC C | MW | Before Competition Groups | 0.068895 | 0 | 0 | 1333.6825 | 5.1658e-05 | 66 | Commercial_2037_SC C_MW_Before Competition Groups_66 | Efficient compressor motor | 0.005166% | 0 | 0.068895 | Commercial_2037_SC C_MW_Before Competition Groups_Efficient compressor motor
Commercial | Com ¦ LLLC - Low Impact Application | 2037 | SC C | MW | Before Competition Groups | 0.057347 | 0 | 0 | 1333.6825 | 4.2999e-05 | 67 | Commercial_2037_SC C_MW_Before Competition Groups_67 | LLLC - Low Impact Application | 0.0043% | 0 | 0.057347 | Commercial_2037_SC C_MW_Before Competition Groups_LLLC - Low Impact Application
Commercial | Com ¦ Room AC (w/ louvered sides) 14 SEER from 12 SEER code | 2037 | SC C | MW | Before Competition Groups | 0.048524 | 0 | 0 | 1333.6825 | 3.6383e-05 | 68 | Commercial_2037_SC C_MW_Before Competition Groups_68 | Room AC (w/ louvered sides) 14 SEER from 12 SEER code | 0.003638% | 0 | 0.048524 | Commercial_2037_SC C_MW_Before Competition Groups_Room AC (w/ louvered sides) 14 SEER from 12 SEER code
Commercial | Com ¦ High Efficiency Chiller (avg of water and air cooled) | 2037 | SC C | MW | Before Competition Groups | 0.041875 | 0 | 0 | 1333.6825 | 3.1398e-05 | 69 | Commercial_2037_SC C_MW_Before Competition Groups_69 | High Efficiency Chiller (avg of water and air cooled) | 0.00314% | 0 | 0.041875 | Commercial_2037_SC C_MW_Before Competition Groups_High Efficiency Chiller (avg of water and air cooled)
Commercial | Com ¦ Wall Insulation | 2037 | SC C | MW | Before Competition Groups | 0.041431 | 0 | 0 | 1333.6825 | 3.1065e-05 | 70 | Commercial_2037_SC C_MW_Before Competition Groups_70 | Wall Insulation | 0.003107% | 0 | 0.041431 | Commercial_2037_SC C_MW_Before Competition Groups_Wall Insulation
Commercial | Com ¦ Condensing Unit Heaters or other Efficient Unit Heating System | 2037 | SC C | MW | Before Competition Groups | 0.036182 | 0 | 0 | 1333.6825 | 2.7129e-05 | 71 | Commercial_2037_SC C_MW_Before Competition Groups_71 | Condensing Unit Heaters or other Efficient Unit Heating System | 0.002713% | 0 | 0.036182 | Commercial_2037_SC C_MW_Before Competition Groups_Condensing Unit Heaters or other Efficient Unit Heating System
Commercial | Com ¦ Air Curtains | 2037 | SC C | MW | Before Competition Groups | 0.030523 | 0 | 0 | 1333.6825 | 2.2886e-05 | 72 | Commercial_2037_SC C_MW_Before Competition Groups_72 | Air Curtains | 0.002289% | 0 | 0.030523 | Commercial_2037_SC C_MW_Before Competition Groups_Air Curtains
Commercial | Com ¦ VSD Air Compressor | 2037 | SC C | MW | Before Competition Groups | 0.027269 | 0 | 0 | 1333.6825 | 2.0447e-05 | 73 | Commercial_2037_SC C_MW_Before Competition Groups_73 | VSD Air Compressor | 0.002045% | 0 | 0.027269 | Commercial_2037_SC C_MW_Before Competition Groups_VSD Air Compressor
Commercial | Com ¦ Energy Recovery Ventilation and Ventilation (Enhanced) | 2037 | SC C | MW | Before Competition Groups | 0.02426 | 0 | 0 | 1333.6825 | 1.819e-05 | 74 | Commercial_2037_SC C_MW_Before Competition Groups_74 | Energy Recovery Ventilation and Ventilation (Enhanced) | 0.001819% | 0 | 0.02426 | Commercial_2037_SC C_MW_Before Competition Groups_Energy Recovery Ventilation and Ventilation (Enhanced)
Commercial | Com ¦ EC Plug Fan for Data Center (under cabinet) | 2037 | SC C | MW | Before Competition Groups | 0.0057335 | 0 | 0 | 1333.6825 | 4.299e-06 | 75 | Commercial_2037_SC C_MW_Before Competition Groups_75 | EC Plug Fan for Data Center (under cabinet) | 0.0004299% | 0 | 0.0057335 | Commercial_2037_SC C_MW_Before Competition Groups_EC Plug Fan for Data Center (under cabinet)
Commercial | Com ¦ Electric Convection Combination Ovens | 2037 | SC C | MW | Before Competition Groups | 0.0003947 | 0 | 0 | 1333.6825 | 2.9595e-07 | 76 | Commercial_2037_SC C_MW_Before Competition Groups_76 | Electric Convection Combination Ovens | 2.959e-05% | 0 | 0.0003947 | Commercial_2037_SC C_MW_Before Competition Groups_Electric Convection Combination Ovens
Commercial | Com ¦ Networked/Connected - High Impact Application | 2037 | SC C | MW | Before Competition Groups | 0.00024708 | 0 | 0 | 1333.6825 | 1.8526e-07 | 77 | Commercial_2037_SC C_MW_Before Competition Groups_77 | Networked/Connected - High Impact Application | 1.853e-05% | 0 | 0.00024708 | Commercial_2037_SC C_MW_Before Competition Groups_Networked/Connected - High Impact Application
Commercial | Com ¦ Networked/Connected - Low Impact Application | 2037 | SC C | MW | Before Competition Groups | 1.2074e-05 | 0 | 0 | 1333.6825 | 9.0535e-09 | 78 | Commercial_2037_SC C_MW_Before Competition Groups_78 | Networked/Connected - Low Impact Application | 9.053e-07% | 0 | 1.2074e-05 | Commercial_2037_SC C_MW_Before Competition Groups_Networked/Connected - Low Impact Application
Commercial | Com ¦ Indoor Daylight Sensors/Photocell Dimming Control | 2037 | SC C | MW | Before Competition Groups | 0 | 0 | 0 | 1333.6825 | 0 | 79 | Commercial_2037_SC C_MW_Before Competition Groups_79 | Indoor Daylight Sensors/Photocell Dimming Control | 0% | 0 | 0 | Commercial_2037_SC C_MW_Before Competition Groups_Indoor Daylight Sensors/Photocell Dimming Control
Commercial | Com ¦ Variable Refrigerant Flow Heat Pump | 2037 | SC C | MW | Before Competition Groups | 0 | 0 | 0 | 1333.6825 | 0 | 80 | Commercial_2037_SC C_MW_Before Competition Groups_80 | Variable Refrigerant Flow Heat Pump | 0% | 0 | 0 | Commercial_2037_SC C_MW_Before Competition Groups_Variable Refrigerant Flow Heat Pump
Commercial | Com ¦ LED Low/High Bay | 2037 | SC D | MW | Before Competition Groups | 154.39 | 0 | 0 | 1257.601 | 0.12277 | 1 | Commercial_2037_SC D_MW_Before Competition Groups_1 | LED Low/High Bay | 12.28% | 0 | 154.39 | Commercial_2037_SC D_MW_Before Competition Groups_LED Low/High Bay
Commercial | Com ¦ ENERGY STAR LED LAMPS (REFLECTOR LAMPs/MR16/PAR 16) | 2037 | SC D | MW | Before Competition Groups | 130.2533 | 0 | 0 | 1257.601 | 0.10357 | 2 | Commercial_2037_SC D_MW_Before Competition Groups_2 | ENERGY STAR LED LAMPS (REFLECTOR LAMPs/MR16/PAR 16) | 10.36% | 0 | 130.2533 | Commercial_2037_SC D_MW_Before Competition Groups_ENERGY STAR LED LAMPS (REFLECTOR LAMPs/MR16/PAR 16)
Commercial | Com ¦ LED Troffer/Surface/Suspended | 2037 | SC D | MW | Before Competition Groups | 128.4519 | 0 | 0 | 1257.601 | 0.10214 | 3 | Commercial_2037_SC D_MW_Before Competition Groups_3 | LED Troffer/Surface/Suspended | 10.21% | 0 | 128.4519 | Commercial_2037_SC D_MW_Before Competition Groups_LED Troffer/Surface/Suspended
Commercial | Com ¦ Building Recommissioning, Operations and Maintenance (O&M) Improvements | 2037 | SC D | MW | Before Competition Groups | 94.8241 | 0 | 0 | 1257.601 | 0.075401 | 4 | Commercial_2037_SC D_MW_Before Competition Groups_4 | Building Recommissioning, Operations and Maintenance (O&M) Improvements | 7.54% | 0 | 94.8241 | Commercial_2037_SC D_MW_Before Competition Groups_Building Recommissioning, Operations and Maintenance (O&M) Improvements
Commercial | Com ¦ High Efficiency Air Source Heat Pump | 2037 | SC D | MW | Before Competition Groups | 93.4245 | 0 | 0 | 1257.601 | 0.074288 | 5 | Commercial_2037_SC D_MW_Before Competition Groups_5 | High Efficiency Air Source Heat Pump | 7.429% | 0 | 93.4245 | Commercial_2037_SC D_MW_Before Competition Groups_High Efficiency Air Source Heat Pump
Commercial | Com ¦ LED Replacement Lamp (Tube) | 2037 | SC D | MW | Before Competition Groups | 89.4141 | 0 | 0 | 1257.601 | 0.071099 | 6 | Commercial_2037_SC D_MW_Before Competition Groups_6 | LED Replacement Lamp (Tube) | 7.11% | 0 | 89.4141 | Commercial_2037_SC D_MW_Before Competition Groups_LED Replacement Lamp (Tube)
Commercial | Com ¦ Unitary Air-Conditioning Unit | 2037 | SC D | MW | Before Competition Groups | 65.6346 | 0 | 0 | 1257.601 | 0.05219 | 7 | Commercial_2037_SC D_MW_Before Competition Groups_7 | Unitary Air-Conditioning Unit | 5.219% | 0 | 65.6346 | Commercial_2037_SC D_MW_Before Competition Groups_Unitary Air-Conditioning Unit
Commercial | Com ¦ Advanced BAS/Controllers | 2037 | SC D | MW | Before Competition Groups | 53.4862 | 0 | 0 | 1257.601 | 0.04253 | 8 | Commercial_2037_SC D_MW_Before Competition Groups_8 | Advanced BAS/Controllers | 4.253% | 0 | 53.4862 | Commercial_2037_SC D_MW_Before Competition Groups_Advanced BAS/Controllers
Commercial | Com ¦ Education and Capacity Building/Energy Behavior | 2037 | SC D | MW | Before Competition Groups | 36.2149 | 0 | 0 | 1257.601 | 0.028797 | 9 | Commercial_2037_SC D_MW_Before Competition Groups_9 | Education and Capacity Building/Energy Behavior | 2.88% | 0 | 36.2149 | Commercial_2037_SC D_MW_Before Competition Groups_Education and Capacity Building/Energy Behavior
Commercial | Com ¦ Adaptive Thermostats | 2037 | SC D | MW | Before Competition Groups | 32.7947 | 0 | 0 | 1257.601 | 0.026077 | 10 | Commercial_2037_SC D_MW_Before Competition Groups_10 | Adaptive Thermostats | 2.608% | 0 | 32.7947 | Commercial_2037_SC D_MW_Before Competition Groups_Adaptive Thermostats
Commercial | Com ¦ Reach-in Shaded Pole to ECM/PSC Evaporator Fan Motor | 2037 | SC D | MW | Before Competition Groups | 31.4629 | 0 | 0 | 1257.601 | 0.025018 | 11 | Commercial_2037_SC D_MW_Before Competition Groups_11 | Reach-in Shaded Pole to ECM/PSC Evaporator Fan Motor | 2.502% | 0 | 31.4629 | Commercial_2037_SC D_MW_Before Competition Groups_Reach-in Shaded Pole to ECM/PSC Evaporator Fan Motor
Commercial | Com ¦ Data Center Storage/Server Virtualization | 2037 | SC D | MW | Before Competition Groups | 28.2966 | 0 | 0 | 1257.601 | 0.0225 | 12 | Commercial_2037_SC D_MW_Before Competition Groups_12 | Data Center Storage/Server Virtualization | 2.25% | 0 | 28.2966 | Commercial_2037_SC D_MW_Before Competition Groups_Data Center Storage/Server Virtualization
Commercial | Com ¦ Strip Curtains | 2037 | SC D | MW | Before Competition Groups | 27.0205 | 0 | 0 | 1257.601 | 0.021486 | 13 | Commercial_2037_SC D_MW_Before Competition Groups_13 | Strip Curtains | 2.149% | 0 | 27.0205 | Commercial_2037_SC D_MW_Before Competition Groups_Strip Curtains
Commercial | Com ¦ Refrigerated Display Case Doors | 2037 | SC D | MW | Before Competition Groups | 26.3959 | 0 | 0 | 1257.601 | 0.020989 | 14 | Commercial_2037_SC D_MW_Before Competition Groups_14 | Refrigerated Display Case Doors | 2.099% | 0 | 26.3959 | Commercial_2037_SC D_MW_Before Competition Groups_Refrigerated Display Case Doors
Commercial | Com ¦ Chilled Water Optimization | 2037 | SC D | MW | Before Competition Groups | 23.3641 | 0 | 0 | 1257.601 | 0.018578 | 15 | Commercial_2037_SC D_MW_Before Competition Groups_15 | Chilled Water Optimization | 1.858% | 0 | 23.3641 | Commercial_2037_SC D_MW_Before Competition Groups_Chilled Water Optimization
Commercial | Com ¦ Furnace Tune-Up | 2037 | SC D | MW | Before Competition Groups | 22.8987 | 0 | 0 | 1257.601 | 0.018208 | 16 | Commercial_2037_SC D_MW_Before Competition Groups_16 | Furnace Tune-Up | 1.821% | 0 | 22.8987 | Commercial_2037_SC D_MW_Before Competition Groups_Furnace Tune-Up
Commercial | Com ¦ Centrally controlled desktop PC/NETWORK PC POWER MANAGEMENT SOFTWARE | 2037 | SC D | MW | Before Competition Groups | 19.3397 | 0 | 0 | 1257.601 | 0.015378 | 17 | Commercial_2037_SC D_MW_Before Competition Groups_17 | Centrally controlled desktop PC/NETWORK PC POWER MANAGEMENT SOFTWARE | 1.538% | 0 | 19.3397 | Commercial_2037_SC D_MW_Before Competition Groups_Centrally controlled desktop PC/NETWORK PC POWER MANAGEMENT SOFTWARE
Commercial | Com ¦ LED or Equivalent Sign Lighting | 2037 | SC D | MW | Before Competition Groups | 18.645 | 0 | 0 | 1257.601 | 0.014826 | 18 | Commercial_2037_SC D_MW_Before Competition Groups_18 | LED or Equivalent Sign Lighting | 1.483% | 0 | 18.645 | Commercial_2037_SC D_MW_Before Competition Groups_LED or Equivalent Sign Lighting
Commercial | Com ¦ Demand Control Ventilation | 2037 | SC D | MW | Before Competition Groups | 17.6072 | 0 | 0 | 1257.601 | 0.014001 | 19 | Commercial_2037_SC D_MW_Before Competition Groups_19 | Demand Control Ventilation | 1.4% | 0 | 17.6072 | Commercial_2037_SC D_MW_Before Competition Groups_Demand Control Ventilation
Commercial | Com ¦ ENERGY STAR LED LAMPS (General Service Lamps) | 2037 | SC D | MW | Before Competition Groups | 15.7898 | 0 | 0 | 1257.601 | 0.012555 | 20 | Commercial_2037_SC D_MW_Before Competition Groups_20 | ENERGY STAR LED LAMPS (General Service Lamps) | 1.256% | 0 | 15.7898 | Commercial_2037_SC D_MW_Before Competition Groups_ENERGY STAR LED LAMPS (General Service Lamps)
Commercial | Com ¦ Variable Frequency Drive (VFD) | 2037 | SC D | MW | Before Competition Groups | 15.6987 | 0 | 0 | 1257.601 | 0.012483 | 21 | Commercial_2037_SC D_MW_Before Competition Groups_21 | Variable Frequency Drive (VFD) | 1.248% | 0 | 15.6987 | Commercial_2037_SC D_MW_Before Competition Groups_Variable Frequency Drive (VFD)
Commercial | Com ¦ VFD on Pumps | 2037 | SC D | MW | Before Competition Groups | 14.5866 | 0 | 0 | 1257.601 | 0.011599 | 22 | Commercial_2037_SC D_MW_Before Competition Groups_22 | VFD on Pumps | 1.16% | 0 | 14.5866 | Commercial_2037_SC D_MW_Before Competition Groups_VFD on Pumps
Commercial | Com ¦ Refrigerated Display Case LED | 2037 | SC D | MW | Before Competition Groups | 10.9206 | 0 | 0 | 1257.601 | 0.0086837 | 23 | Commercial_2037_SC D_MW_Before Competition Groups_23 | Refrigerated Display Case LED | 0.8684% | 0 | 10.9206 | Commercial_2037_SC D_MW_Before Competition Groups_Refrigerated Display Case LED
Commercial | Com ¦ Door Gasket Freezer/Refrigerator | 2037 | SC D | MW | Before Competition Groups | 8.2233 | 0 | 0 | 1257.601 | 0.0065389 | 24 | Commercial_2037_SC D_MW_Before Competition Groups_24 | Door Gasket Freezer/Refrigerator | 0.6539% | 0 | 8.2233 | Commercial_2037_SC D_MW_Before Competition Groups_Door Gasket Freezer/Refrigerator
Commercial | Com ¦ ECM MOTORS FOR EVAPORATOR FANS for refrigeration (WALK-IN) | 2037 | SC D | MW | Before Competition Groups | 8.1972 | 0 | 0 | 1257.601 | 0.0065181 | 25 | Commercial_2037_SC D_MW_Before Competition Groups_25 | ECM MOTORS FOR EVAPORATOR FANS for refrigeration (WALK-IN) | 0.6518% | 0 | 8.1972 | Commercial_2037_SC D_MW_Before Competition Groups_ECM MOTORS FOR EVAPORATOR FANS for refrigeration (WALK-IN)
Commercial | Com ¦ Demand Control Kitchen Ventilation | 2037 | SC D | MW | Before Competition Groups | 7.6011 | 0 | 0 | 1257.601 | 0.0060441 | 26 | Commercial_2037_SC D_MW_Before Competition Groups_26 | Demand Control Kitchen Ventilation | 0.6044% | 0 | 7.6011 | Commercial_2037_SC D_MW_Before Competition Groups_Demand Control Kitchen Ventilation
Commercial | Com ¦ LED EXTERIOR AREA LIGHTS - LED fixture (200W) | 2037 | SC D | MW | Before Competition Groups | 6.9678 | 0 | 0 | 1257.601 | 0.0055405 | 27 | Commercial_2037_SC D_MW_Before Competition Groups_27 | LED EXTERIOR AREA LIGHTS - LED fixture (200W) | 0.5541% | 0 | 6.9678 | Commercial_2037_SC D_MW_Before Competition Groups_LED EXTERIOR AREA LIGHTS - LED fixture (200W)
Commercial | Com ¦ Evaporator Fan Controls | 2037 | SC D | MW | Before Competition Groups | 6.9554 | 0 | 0 | 1257.601 | 0.0055307 | 28 | Commercial_2037_SC D_MW_Before Competition Groups_28 | Evaporator Fan Controls | 0.5531% | 0 | 6.9554 | Commercial_2037_SC D_MW_Before Competition Groups_Evaporator Fan Controls
Commercial | Com ¦ Air Handler with Dedicated Outdoor Air Systems | 2037 | SC D | MW | Before Competition Groups | 6.9543 | 0 | 0 | 1257.601 | 0.0055298 | 29 | Commercial_2037_SC D_MW_Before Competition Groups_29 | Air Handler with Dedicated Outdoor Air Systems | 0.553% | 0 | 6.9543 | Commercial_2037_SC D_MW_Before Competition Groups_Air Handler with Dedicated Outdoor Air Systems
Commercial | Com ¦ LED parking lot fixture | 2037 | SC D | MW | Before Competition Groups | 6.6969 | 0 | 0 | 1257.601 | 0.0053251 | 30 | Commercial_2037_SC D_MW_Before Competition Groups_30 | LED parking lot fixture | 0.5325% | 0 | 6.6969 | Commercial_2037_SC D_MW_Before Competition Groups_LED parking lot fixture
Commercial | Com ¦ ENERGY STAR Griddle (74% eff) | 2037 | SC D | MW | Before Competition Groups | 5.8605 | 0 | 0 | 1257.601 | 0.0046601 | 31 | Commercial_2037_SC D_MW_Before Competition Groups_31 | ENERGY STAR Griddle (74% eff) | 0.466% | 0 | 5.8605 | Commercial_2037_SC D_MW_Before Competition Groups_ENERGY STAR Griddle (74% eff)
Commercial | Com ¦ Occupancy Sensors | 2037 | SC D | MW | Before Competition Groups | 5.5481 | 0 | 0 | 1257.601 | 0.0044117 | 32 | Commercial_2037_SC D_MW_Before Competition Groups_32 | Occupancy Sensors | 0.4412% | 0 | 5.5481 | Commercial_2037_SC D_MW_Before Competition Groups_Occupancy Sensors
Commercial | Com ¦ Water Source Heat Pump (4 ton) | 2037 | SC D | MW | Before Competition Groups | 5.132 | 0 | 0 | 1257.601 | 0.0040808 | 33 | Commercial_2037_SC D_MW_Before Competition Groups_33 | Water Source Heat Pump (4 ton) | 0.4081% | 0 | 5.132 | Commercial_2037_SC D_MW_Before Competition Groups_Water Source Heat Pump (4 ton)
Commercial | Com ¦ Freezer Case Light Sensor | 2037 | SC D | MW | Before Competition Groups | 5.0118 | 0 | 0 | 1257.601 | 0.0039852 | 34 | Commercial_2037_SC D_MW_Before Competition Groups_34 | Freezer Case Light Sensor | 0.3985% | 0 | 5.0118 | Commercial_2037_SC D_MW_Before Competition Groups_Freezer Case Light Sensor
Commercial | Com ¦ Duct Insulation, R8 | 2037 | SC D | MW | Before Competition Groups | 4.2153 | 0 | 0 | 1257.601 | 0.0033518 | 35 | Commercial_2037_SC D_MW_Before Competition Groups_35 | Duct Insulation, R8 | 0.3352% | 0 | 4.2153 | Commercial_2037_SC D_MW_Before Competition Groups_Duct Insulation, R8
Commercial | Com ¦ LED street light fixture | 2037 | SC D | MW | Before Competition Groups | 3.4367 | 0 | 0 | 1257.601 | 0.0027327 | 36 | Commercial_2037_SC D_MW_Before Competition Groups_36 | LED street light fixture | 0.2733% | 0 | 3.4367 | Commercial_2037_SC D_MW_Before Competition Groups_LED street light fixture
Commercial | Com ¦ BEVERAGE VENDING MACHINE CONTROLS | 2037 | SC D | MW | Before Competition Groups | 3.1861 | 0 | 0 | 1257.601 | 0.0025334 | 37 | Commercial_2037_SC D_MW_Before Competition Groups_37 | BEVERAGE VENDING MACHINE CONTROLS | 0.2533% | 0 | 3.1861 | Commercial_2037_SC D_MW_Before Competition Groups_BEVERAGE VENDING MACHINE CONTROLS
Commercial | Com ¦ Elec Storage WH 2.30 Et | 2037 | SC D | MW | Before Competition Groups | 2.7313 | 0 | 0 | 1257.601 | 0.0021718 | 38 | Commercial_2037_SC D_MW_Before Competition Groups_38 | Elec Storage WH 2.30 Et | 0.2172% | 0 | 2.7313 | Commercial_2037_SC D_MW_Before Competition Groups_Elec Storage WH 2.30 Et
Commercial | Com ¦ Temperature Adjustment in Commercial Freezers | 2037 | SC D | MW | Before Competition Groups | 2.5447 | 0 | 0 | 1257.601 | 0.0020235 | 39 | Commercial_2037_SC D_MW_Before Competition Groups_39 | Temperature Adjustment in Commercial Freezers | 0.2023% | 0 | 2.5447 | Commercial_2037_SC D_MW_Before Competition Groups_Temperature Adjustment in Commercial Freezers
Commercial | Com ¦ Vertical Night Covers | 2037 | SC D | MW | Before Competition Groups | 2.0231 | 0 | 0 | 1257.601 | 0.0016087 | 40 | Commercial_2037_SC D_MW_Before Competition Groups_40 | Vertical Night Covers | 0.1609% | 0 | 2.0231 | Commercial_2037_SC D_MW_Before Competition Groups_Vertical Night Covers
Commercial | Com ¦ CO Sensors for parking garage exhaust fans | 2037 | SC D | MW | Before Competition Groups | 1.921 | 0 | 0 | 1257.601 | 0.0015275 | 41 | Commercial_2037_SC D_MW_Before Competition Groups_41 | CO Sensors for parking garage exhaust fans | 0.1527% | 0 | 1.921 | Commercial_2037_SC D_MW_Before Competition Groups_CO Sensors for parking garage exhaust fans
Commercial | Com ¦ ENERGY STAR Fryer (84% eff) | 2037 | SC D | MW | Before Competition Groups | 1.7302 | 0 | 0 | 1257.601 | 0.0013758 | 42 | Commercial_2037_SC D_MW_Before Competition Groups_42 | ENERGY STAR Fryer (84% eff) | 0.1376% | 0 | 1.7302 | Commercial_2037_SC D_MW_Before Competition Groups_ENERGY STAR Fryer (84% eff)
Commercial | Com ¦ Energy Efficient Laboratory Fume Hood | 2037 | SC D | MW | Before Competition Groups | 1.7181 | 0 | 0 | 1257.601 | 0.0013662 | 43 | Commercial_2037_SC D_MW_Before Competition Groups_43 | Energy Efficient Laboratory Fume Hood | 0.1366% | 0 | 1.7181 | Commercial_2037_SC D_MW_Before Competition Groups_Energy Efficient Laboratory Fume Hood
Commercial | Com ¦ Outside Air Economizer | 2037 | SC D | MW | Before Competition Groups | 1.6789 | 0 | 0 | 1257.601 | 0.001335 | 44 | Commercial_2037_SC D_MW_Before Competition Groups_44 | Outside Air Economizer | 0.1335% | 0 | 1.6789 | Commercial_2037_SC D_MW_Before Competition Groups_Outside Air Economizer
Commercial | Com ¦ Water Heating (DHW) Pipe Insulation (Add 3/4\ Foam)" | 2037 | SC D | MW | Before Competition Groups | 1.5447 | 0 | 0 | 1257.601 | 0.0012283 | 45 | Commercial_2037_SC D_MW_Before Competition Groups_45 | Water Heating (DHW) Pipe Insulation (Add 3/4\ Foam)" | 0.1228% | 0 | 1.5447 | Commercial_2037_SC D_MW_Before Competition Groups_Water Heating (DHW) Pipe Insulation (Add 3/4\ Foam)"
Commercial | Com ¦ ENERGY STAR Steam Cookers | 2037 | SC D | MW | Before Competition Groups | 1.1123 | 0 | 0 | 1257.601 | 0.00088447 | 46 | Commercial_2037_SC D_MW_Before Competition Groups_46 | ENERGY STAR Steam Cookers | 0.08845% | 0 | 1.1123 | Commercial_2037_SC D_MW_Before Competition Groups_ENERGY STAR Steam Cookers
Commercial | Com ¦ Suction Pipe Insulation Freezer/Refrigerator | 2037 | SC D | MW | Before Competition Groups | 1.0224 | 0 | 0 | 1257.601 | 0.00081296 | 47 | Commercial_2037_SC D_MW_Before Competition Groups_47 | Suction Pipe Insulation Freezer/Refrigerator | 0.0813% | 0 | 1.0224 | Commercial_2037_SC D_MW_Before Competition Groups_Suction Pipe Insulation Freezer/Refrigerator
Commercial | Com ¦ ENERGY STAR Dishwasher | 2037 | SC D | MW | Before Competition Groups | 0.79636 | 0 | 0 | 1257.601 | 0.00063324 | 48 | Commercial_2037_SC D_MW_Before Competition Groups_48 | ENERGY STAR Dishwasher | 0.06332% | 0 | 0.79636 | Commercial_2037_SC D_MW_Before Competition Groups_ENERGY STAR Dishwasher
Commercial | Com ¦ Thermostat Setback | 2037 | SC D | MW | Before Competition Groups | 0.74964 | 0 | 0 | 1257.601 | 0.00059609 | 49 | Commercial_2037_SC D_MW_Before Competition Groups_49 | Thermostat Setback | 0.05961% | 0 | 0.74964 | Commercial_2037_SC D_MW_Before Competition Groups_Thermostat Setback
Commercial | Com ¦ Condensing Make Up Air Unit | 2037 | SC D | MW | Before Competition Groups | 0.57229 | 0 | 0 | 1257.601 | 0.00045506 | 50 | Commercial_2037_SC D_MW_Before Competition Groups_50 | Condensing Make Up Air Unit | 0.04551% | 0 | 0.57229 | Commercial_2037_SC D_MW_Before Competition Groups_Condensing Make Up Air Unit
Commercial | Com ¦ Ozone Laundry Treatment | 2037 | SC D | MW | Before Competition Groups | 0.41349 | 0 | 0 | 1257.601 | 0.00032879 | 51 | Commercial_2037_SC D_MW_Before Competition Groups_51 | Ozone Laundry Treatment | 0.03288% | 0 | 0.41349 | Commercial_2037_SC D_MW_Before Competition Groups_Ozone Laundry Treatment
Commercial | COM ¦ Ductless Mini-Split Heat Pumps | 2037 | SC D | MW | Before Competition Groups | 0.28197 | 0 | 0 | 1257.601 | 0.00022421 | 52 | Commercial_2037_SC D_MW_Before Competition Groups_52 | Ductless Mini-Split Heat Pumps | 0.02242% | 0 | 0.28197 | Commercial_2037_SC D_MW_Before Competition Groups_Ductless Mini-Split Heat Pumps
Commercial | Com ¦ PTAC (12 EER/10,000 BTU) | 2037 | SC D | MW | Before Competition Groups | 0.25512 | 0 | 0 | 1257.601 | 0.00020286 | 53 | Commercial_2037_SC D_MW_Before Competition Groups_53 | PTAC (12 EER/10,000 BTU) | 0.02029% | 0 | 0.25512 | Commercial_2037_SC D_MW_Before Competition Groups_PTAC (12 EER/10,000 BTU)
Commercial | Com ¦ ECM MOTORS FOR HVAC APPLICATION (FAN-POWERED VAV BOX) | 2037 | SC D | MW | Before Competition Groups | 0.24497 | 0 | 0 | 1257.601 | 0.00019479 | 54 | Commercial_2037_SC D_MW_Before Competition Groups_54 | ECM MOTORS FOR HVAC APPLICATION (FAN-POWERED VAV BOX) | 0.01948% | 0 | 0.24497 | Commercial_2037_SC D_MW_Before Competition Groups_ECM MOTORS FOR HVAC APPLICATION (FAN-POWERED VAV BOX)
Commercial | Com ¦ Solar Water Preheat (Pools/DHW) | 2037 | SC D | MW | Before Competition Groups | 0.19431 | 0 | 0 | 1257.601 | 0.00015451 | 55 | Commercial_2037_SC D_MW_Before Competition Groups_55 | Solar Water Preheat (Pools/DHW) | 0.01545% | 0 | 0.19431 | Commercial_2037_SC D_MW_Before Competition Groups_Solar Water Preheat (Pools/DHW)
Commercial | Com ¦ CEE Tier 2/Energy Star Clothes Washers | 2037 | SC D | MW | Before Competition Groups | 0.14979 | 0 | 0 | 1257.601 | 0.00011911 | 56 | Commercial_2037_SC D_MW_Before Competition Groups_56 | CEE Tier 2/Energy Star Clothes Washers | 0.01191% | 0 | 0.14979 | Commercial_2037_SC D_MW_Before Competition Groups_CEE Tier 2/Energy Star Clothes Washers
Commercial | Com ¦ Auto Off Time Switch or Time Clock control | 2037 | SC D | MW | Before Competition Groups | 0.13496 | 0 | 0 | 1257.601 | 0.00010732 | 57 | Commercial_2037_SC D_MW_Before Competition Groups_57 | Auto Off Time Switch or Time Clock control | 0.01073% | 0 | 0.13496 | Commercial_2037_SC D_MW_Before Competition Groups_Auto Off Time Switch or Time Clock control
Commercial | Com ¦ Notched V belts for HVAC Systems | 2037 | SC D | MW | Before Competition Groups | 0.1345 | 0 | 0 | 1257.601 | 0.00010695 | 58 | Commercial_2037_SC D_MW_Before Competition Groups_58 | Notched V belts for HVAC Systems | 0.01069% | 0 | 0.1345 | Commercial_2037_SC D_MW_Before Competition Groups_Notched V belts for HVAC Systems
Commercial | Com ¦ HVAC Optimization | 2037 | SC D | MW | Before Competition Groups | 0.11713 | 0 | 0 | 1257.601 | 9.3137e-05 | 59 | Commercial_2037_SC D_MW_Before Competition Groups_59 | HVAC Optimization | 0.009314% | 0 | 0.11713 | Commercial_2037_SC D_MW_Before Competition Groups_HVAC Optimization
Commercial | Com ¦ Demand controlled Circulating Systems | 2037 | SC D | MW | Before Competition Groups | 0.10662 | 0 | 0 | 1257.601 | 8.4781e-05 | 60 | Commercial_2037_SC D_MW_Before Competition Groups_60 | Demand controlled Circulating Systems | 0.008478% | 0 | 0.10662 | Commercial_2037_SC D_MW_Before Competition Groups_Demand controlled Circulating Systems
Commercial | Com ¦ LED RECESSED DOWNLIGHTS | 2037 | SC D | MW | Before Competition Groups | 0.084255 | 0 | 0 | 1257.601 | 6.6996e-05 | 61 | Commercial_2037_SC D_MW_Before Competition Groups_61 | LED RECESSED DOWNLIGHTS | 0.0067% | 0 | 0.084255 | Commercial_2037_SC D_MW_Before Competition Groups_LED RECESSED DOWNLIGHTS
Commercial | Com ¦ Commercial Hot Food Holding Cabinets | 2037 | SC D | MW | Before Competition Groups | 0.078057 | 0 | 0 | 1257.601 | 6.2068e-05 | 62 | Commercial_2037_SC D_MW_Before Competition Groups_62 | Commercial Hot Food Holding Cabinets | 0.006207% | 0 | 0.078057 | Commercial_2037_SC D_MW_Before Competition Groups_Commercial Hot Food Holding Cabinets
Commercial | Com ¦ Low Flow Pre-Rinse Spray Nozzle | 2037 | SC D | MW | Before Competition Groups | 0.076767 | 0 | 0 | 1257.601 | 6.1042e-05 | 63 | Commercial_2037_SC D_MW_Before Competition Groups_63 | Low Flow Pre-Rinse Spray Nozzle | 0.006104% | 0 | 0.076767 | Commercial_2037_SC D_MW_Before Competition Groups_Low Flow Pre-Rinse Spray Nozzle
Commercial | Com ¦ High Efficiency Small Instantaneous Water Heater | 2037 | SC D | MW | Before Competition Groups | 0.058938 | 0 | 0 | 1257.601 | 4.6866e-05 | 64 | Commercial_2037_SC D_MW_Before Competition Groups_64 | High Efficiency Small Instantaneous Water Heater | 0.004687% | 0 | 0.058938 | Commercial_2037_SC D_MW_Before Competition Groups_High Efficiency Small Instantaneous Water Heater
Commercial | Com ¦ Room AC (w/ louvered sides) 14 SEER from 12 SEER code | 2037 | SC D | MW | Before Competition Groups | 0.048475 | 0 | 0 | 1257.601 | 3.8545e-05 | 65 | Commercial_2037_SC D_MW_Before Competition Groups_65 | Room AC (w/ louvered sides) 14 SEER from 12 SEER code | 0.003855% | 0 | 0.048475 | Commercial_2037_SC D_MW_Before Competition Groups_Room AC (w/ louvered sides) 14 SEER from 12 SEER code
Commercial | Com ¦ Wall Insulation | 2037 | SC D | MW | Before Competition Groups | 0.036486 | 0 | 0 | 1257.601 | 2.9012e-05 | 66 | Commercial_2037_SC D_MW_Before Competition Groups_66 | Wall Insulation | 0.002901% | 0 | 0.036486 | Commercial_2037_SC D_MW_Before Competition Groups_Wall Insulation
Commercial | Com ¦ Condensing Unit Heaters or other Efficient Unit Heating System | 2037 | SC D | MW | Before Competition Groups | 0.036065 | 0 | 0 | 1257.601 | 2.8678e-05 | 67 | Commercial_2037_SC D_MW_Before Competition Groups_67 | Condensing Unit Heaters or other Efficient Unit Heating System | 0.002868% | 0 | 0.036065 | Commercial_2037_SC D_MW_Before Competition Groups_Condensing Unit Heaters or other Efficient Unit Heating System
Commercial | Com ¦ VSD Air Compressor | 2037 | SC D | MW | Before Competition Groups | 0.027269 | 0 | 0 | 1257.601 | 2.1684e-05 | 68 | Commercial_2037_SC D_MW_Before Competition Groups_68 | VSD Air Compressor | 0.002168% | 0 | 0.027269 | Commercial_2037_SC D_MW_Before Competition Groups_VSD Air Compressor
Commercial | Com ¦ Air Curtains | 2037 | SC D | MW | Before Competition Groups | 0.027007 | 0 | 0 | 1257.601 | 2.1475e-05 | 69 | Commercial_2037_SC D_MW_Before Competition Groups_69 | Air Curtains | 0.002148% | 0 | 0.027007 | Commercial_2037_SC D_MW_Before Competition Groups_Air Curtains
Commercial | Com ¦ High Efficiency Chiller (avg of water and air cooled) | 2037 | SC D | MW | Before Competition Groups | 0.01826 | 0 | 0 | 1257.601 | 1.4519e-05 | 70 | Commercial_2037_SC D_MW_Before Competition Groups_70 | High Efficiency Chiller (avg of water and air cooled) | 0.001452% | 0 | 0.01826 | Commercial_2037_SC D_MW_Before Competition Groups_High Efficiency Chiller (avg of water and air cooled)
Commercial | Com ¦ Energy Recovery Ventilation and Ventilation (Enhanced) | 2037 | SC D | MW | Before Competition Groups | 0.015504 | 0 | 0 | 1257.601 | 1.2328e-05 | 71 | Commercial_2037_SC D_MW_Before Competition Groups_71 | Energy Recovery Ventilation and Ventilation (Enhanced) | 0.001233% | 0 | 0.015504 | Commercial_2037_SC D_MW_Before Competition Groups_Energy Recovery Ventilation and Ventilation (Enhanced)
Commercial | Com ¦ Efficient compressor motor | 2037 | SC D | MW | Before Competition Groups | 0.0087701 | 0 | 0 | 1257.601 | 6.9737e-06 | 72 | Commercial_2037_SC D_MW_Before Competition Groups_72 | Efficient compressor motor | 0.0006974% | 0 | 0.0087701 | Commercial_2037_SC D_MW_Before Competition Groups_Efficient compressor motor
Commercial | Com ¦ EC Plug Fan for Data Center (under cabinet) | 2037 | SC D | MW | Before Competition Groups | 0.0050658 | 0 | 0 | 1257.601 | 4.0281e-06 | 73 | Commercial_2037_SC D_MW_Before Competition Groups_73 | EC Plug Fan for Data Center (under cabinet) | 0.0004028% | 0 | 0.0050658 | Commercial_2037_SC D_MW_Before Competition Groups_EC Plug Fan for Data Center (under cabinet)
Commercial | Com ¦ LLLC - High Impact Application | 2037 | SC D | MW | Before Competition Groups | 0.00077182 | 0 | 0 | 1257.601 | 6.1373e-07 | 74 | Commercial_2037_SC D_MW_Before Competition Groups_74 | LLLC - High Impact Application | 6.137e-05% | 0 | 0.00077182 | Commercial_2037_SC D_MW_Before Competition Groups_LLLC - High Impact Application
Commercial | Com ¦ Electric Convection Combination Ovens | 2037 | SC D | MW | Before Competition Groups | 0.0003947 | 0 | 0 | 1257.601 | 3.1385e-07 | 75 | Commercial_2037_SC D_MW_Before Competition Groups_75 | Electric Convection Combination Ovens | 3.139e-05% | 0 | 0.0003947 | Commercial_2037_SC D_MW_Before Competition Groups_Electric Convection Combination Ovens
Commercial | Com ¦ LLLC - Low Impact Application | 2037 | SC D | MW | Before Competition Groups | 8.9622e-05 | 0 | 0 | 1257.601 | 7.1264e-08 | 76 | Commercial_2037_SC D_MW_Before Competition Groups_76 | LLLC - Low Impact Application | 7.126e-06% | 0 | 8.9622e-05 | Commercial_2037_SC D_MW_Before Competition Groups_LLLC - Low Impact Application
Commercial | Com ¦ Networked/Connected - Low Impact Application | 2037 | SC D | MW | Before Competition Groups | 1.9299e-08 | 0 | 0 | 1257.601 | 1.5346e-11 | 77 | Commercial_2037_SC D_MW_Before Competition Groups_77 | Networked/Connected - Low Impact Application | 1.535e-09% | 0 | 1.9299e-08 | Commercial_2037_SC D_MW_Before Competition Groups_Networked/Connected - Low Impact Application
Commercial | Com ¦ Networked/Connected - High Impact Application | 2037 | SC D | MW | Before Competition Groups | 2.8965e-09 | 0 | 0 | 1257.601 | 2.3032e-12 | 78 | Commercial_2037_SC D_MW_Before Competition Groups_78 | Networked/Connected - High Impact Application | 2.303e-10% | 0 | 2.8965e-09 | Commercial_2037_SC D_MW_Before Competition Groups_Networked/Connected - High Impact Application
Commercial | Com ¦ Indoor Daylight Sensors/Photocell Dimming Control | 2037 | SC D | MW | Before Competition Groups | 0 | 0 | 0 | 1257.601 | 0 | 79 | Commercial_2037_SC D_MW_Before Competition Groups_79 | Indoor Daylight Sensors/Photocell Dimming Control | 0% | 0 | 0 | Commercial_2037_SC D_MW_Before Competition Groups_Indoor Daylight Sensors/Photocell Dimming Control
Commercial | Com ¦ Variable Refrigerant Flow Heat Pump | 2037 | SC D | MW | Before Competition Groups | 0 | 0 | 0 | 1257.601 | 0 | 80 | Commercial_2037_SC D_MW_Before Competition Groups_80 | Variable Refrigerant Flow Heat Pump | 0% | 0 | 0 | Commercial_2037_SC D_MW_Before Competition Groups_Variable Refrigerant Flow Heat Pump
Commercial | Com ¦ Central Lighting Control System | 2037 | Technical | MW | Before Competition Groups | 292.4589 | 0 | 0 | 3107.1489 | 0.094125 | 1 | Commercial_2037_Technical_MW_Before Competition Groups_1 | Central Lighting Control System | 9.412% | 0 | 292.4589 | Commercial_2037_Technical_MW_Before Competition Groups_Central Lighting Control System
Commercial | Com ¦ High Efficiency Air Source Heat Pump | 2037 | Technical | MW | Before Competition Groups | 219.6287 | 0 | 0 | 3107.1489 | 0.070685 | 2 | Commercial_2037_Technical_MW_Before Competition Groups_2 | High Efficiency Air Source Heat Pump | 7.068% | 0 | 219.6287 | Commercial_2037_Technical_MW_Before Competition Groups_High Efficiency Air Source Heat Pump
Commercial | Com ¦ Building Recommissioning, Operations and Maintenance (O&M) Improvements | 2037 | Technical | MW | Before Competition Groups | 214.9161 | 0 | 0 | 3107.1489 | 0.069168 | 3 | Commercial_2037_Technical_MW_Before Competition Groups_3 | Building Recommissioning, Operations and Maintenance (O&M) Improvements | 6.917% | 0 | 214.9161 | Commercial_2037_Technical_MW_Before Competition Groups_Building Recommissioning, Operations and Maintenance (O&M) Improvements
Commercial | Com ¦ Education and Capacity Building/Energy Behavior | 2037 | Technical | MW | Before Competition Groups | 193.711 | 0 | 0 | 3107.1489 | 0.062344 | 4 | Commercial_2037_Technical_MW_Before Competition Groups_4 | Education and Capacity Building/Energy Behavior | 6.234% | 0 | 193.711 | Commercial_2037_Technical_MW_Before Competition Groups_Education and Capacity Building/Energy Behavior
Commercial | Com ¦ Variable Refrigerant Flow Heat Pump | 2037 | Technical | MW | Before Competition Groups | 155.0054 | 0 | 0 | 3107.1489 | 0.049887 | 5 | Commercial_2037_Technical_MW_Before Competition Groups_5 | Variable Refrigerant Flow Heat Pump | 4.989% | 0 | 155.0054 | Commercial_2037_Technical_MW_Before Competition Groups_Variable Refrigerant Flow Heat Pump
Commercial | Com ¦ LED Low/High Bay | 2037 | Technical | MW | Before Competition Groups | 154.5168 | 0 | 0 | 3107.1489 | 0.049729 | 6 | Commercial_2037_Technical_MW_Before Competition Groups_6 | LED Low/High Bay | 4.973% | 0 | 154.5168 | Commercial_2037_Technical_MW_Before Competition Groups_LED Low/High Bay
Commercial | Com ¦ Unitary Air-Conditioning Unit | 2037 | Technical | MW | Before Competition Groups | 145.772 | 0 | 0 | 3107.1489 | 0.046915 | 7 | Commercial_2037_Technical_MW_Before Competition Groups_7 | Unitary Air-Conditioning Unit | 4.692% | 0 | 145.772 | Commercial_2037_Technical_MW_Before Competition Groups_Unitary Air-Conditioning Unit
Commercial | Com ¦ ENERGY STAR LED LAMPS (REFLECTOR LAMPs/MR16/PAR 16) | 2037 | Technical | MW | Before Competition Groups | 138.8614 | 0 | 0 | 3107.1489 | 0.044691 | 8 | Commercial_2037_Technical_MW_Before Competition Groups_8 | ENERGY STAR LED LAMPS (REFLECTOR LAMPs/MR16/PAR 16) | 4.469% | 0 | 138.8614 | Commercial_2037_Technical_MW_Before Competition Groups_ENERGY STAR LED LAMPS (REFLECTOR LAMPs/MR16/PAR 16)
Commercial | Com ¦ LED Troffer/Surface/Suspended | 2037 | Technical | MW | Before Competition Groups | 115.078 | 0 | 0 | 3107.1489 | 0.037037 | 9 | Commercial_2037_Technical_MW_Before Competition Groups_9 | LED Troffer/Surface/Suspended | 3.704% | 0 | 115.078 | Commercial_2037_Technical_MW_Before Competition Groups_LED Troffer/Surface/Suspended
Commercial | Com ¦ LED Replacement Lamp (Tube) | 2037 | Technical | MW | Before Competition Groups | 106.6859 | 0 | 0 | 3107.1489 | 0.034336 | 10 | Commercial_2037_Technical_MW_Before Competition Groups_10 | LED Replacement Lamp (Tube) | 3.434% | 0 | 106.6859 | Commercial_2037_Technical_MW_Before Competition Groups_LED Replacement Lamp (Tube)
Commercial | Com ¦ LLLC - Low Impact Application | 2037 | Technical | MW | Before Competition Groups | 106.6381 | 0 | 0 | 3107.1489 | 0.03432 | 11 | Commercial_2037_Technical_MW_Before Competition Groups_11 | LLLC - Low Impact Application | 3.432% | 0 | 106.6381 | Commercial_2037_Technical_MW_Before Competition Groups_LLLC - Low Impact Application
Commercial | Com ¦ Advanced BAS/Controllers | 2037 | Technical | MW | Before Competition Groups | 98.63 | 0 | 0 | 3107.1489 | 0.031743 | 12 | Commercial_2037_Technical_MW_Before Competition Groups_12 | Advanced BAS/Controllers | 3.174% | 0 | 98.63 | Commercial_2037_Technical_MW_Before Competition Groups_Advanced BAS/Controllers
Commercial | Com ¦ LLLC - High Impact Application | 2037 | Technical | MW | Before Competition Groups | 98.5538 | 0 | 0 | 3107.1489 | 0.031718 | 13 | Commercial_2037_Technical_MW_Before Competition Groups_13 | LLLC - High Impact Application | 3.172% | 0 | 98.5538 | Commercial_2037_Technical_MW_Before Competition Groups_LLLC - High Impact Application
Commercial | Com ¦ Networked/Connected - Low Impact Application | 2037 | Technical | MW | Before Competition Groups | 90.3737 | 0 | 0 | 3107.1489 | 0.029086 | 14 | Commercial_2037_Technical_MW_Before Competition Groups_14 | Networked/Connected - Low Impact Application | 2.909% | 0 | 90.3737 | Commercial_2037_Technical_MW_Before Competition Groups_Networked/Connected - Low Impact Application
Commercial | Com ¦ Networked/Connected - High Impact Application | 2037 | Technical | MW | Before Competition Groups | 85.7721 | 0 | 0 | 3107.1489 | 0.027605 | 15 | Commercial_2037_Technical_MW_Before Competition Groups_15 | Networked/Connected - High Impact Application | 2.76% | 0 | 85.7721 | Commercial_2037_Technical_MW_Before Competition Groups_Networked/Connected - High Impact Application
Commercial | Com ¦ Smart Strip Plug Outlets | 2037 | Technical | MW | Before Competition Groups | 79.7574 | 0 | 0 | 3107.1489 | 0.025669 | 16 | Commercial_2037_Technical_MW_Before Competition Groups_16 | Smart Strip Plug Outlets | 2.567% | 0 | 79.7574 | Commercial_2037_Technical_MW_Before Competition Groups_Smart Strip Plug Outlets
Commercial | Com ¦ Refrigerated Display Case Doors | 2037 | Technical | MW | Before Competition Groups | 62.0014 | 0 | 0 | 3107.1489 | 0.019954 | 17 | Commercial_2037_Technical_MW_Before Competition Groups_17 | Refrigerated Display Case Doors | 1.995% | 0 | 62.0014 | Commercial_2037_Technical_MW_Before Competition Groups_Refrigerated Display Case Doors
Commercial | Com ¦ Adaptive Thermostats | 2037 | Technical | MW | Before Competition Groups | 44.5121 | 0 | 0 | 3107.1489 | 0.014326 | 18 | Commercial_2037_Technical_MW_Before Competition Groups_18 | Adaptive Thermostats | 1.433% | 0 | 44.5121 | Commercial_2037_Technical_MW_Before Competition Groups_Adaptive Thermostats
Commercial | Com ¦ Reach-in Shaded Pole to ECM/PSC Evaporator Fan Motor | 2037 | Technical | MW | Before Competition Groups | 41.6661 | 0 | 0 | 3107.1489 | 0.01341 | 19 | Commercial_2037_Technical_MW_Before Competition Groups_19 | Reach-in Shaded Pole to ECM/PSC Evaporator Fan Motor | 1.341% | 0 | 41.6661 | Commercial_2037_Technical_MW_Before Competition Groups_Reach-in Shaded Pole to ECM/PSC Evaporator Fan Motor
Commercial | Com ¦ Demand Control Ventilation | 2037 | Technical | MW | Before Competition Groups | 37.9316 | 0 | 0 | 3107.1489 | 0.012208 | 20 | Commercial_2037_Technical_MW_Before Competition Groups_20 | Demand Control Ventilation | 1.221% | 0 | 37.9316 | Commercial_2037_Technical_MW_Before Competition Groups_Demand Control Ventilation
Commercial | Com ¦ Data Center Storage/Server Virtualization | 2037 | Technical | MW | Before Competition Groups | 37.6524 | 0 | 0 | 3107.1489 | 0.012118 | 21 | Commercial_2037_Technical_MW_Before Competition Groups_21 | Data Center Storage/Server Virtualization | 1.212% | 0 | 37.6524 | Commercial_2037_Technical_MW_Before Competition Groups_Data Center Storage/Server Virtualization
Commercial | Com ¦ Chilled Water Optimization | 2037 | Technical | MW | Before Competition Groups | 36.2621 | 0 | 0 | 3107.1489 | 0.011671 | 22 | Commercial_2037_Technical_MW_Before Competition Groups_22 | Chilled Water Optimization | 1.167% | 0 | 36.2621 | Commercial_2037_Technical_MW_Before Competition Groups_Chilled Water Optimization
Commercial | Com ¦ Strip Curtains | 2037 | Technical | MW | Before Competition Groups | 32.9341 | 0 | 0 | 3107.1489 | 0.010599 | 23 | Commercial_2037_Technical_MW_Before Competition Groups_23 | Strip Curtains | 1.06% | 0 | 32.9341 | Commercial_2037_Technical_MW_Before Competition Groups_Strip Curtains
Commercial | Com ¦ LED or Equivalent Sign Lighting | 2037 | Technical | MW | Before Competition Groups | 28.54 | 0 | 0 | 3107.1489 | 0.0091853 | 24 | Commercial_2037_Technical_MW_Before Competition Groups_24 | LED or Equivalent Sign Lighting | 0.9185% | 0 | 28.54 | Commercial_2037_Technical_MW_Before Competition Groups_LED or Equivalent Sign Lighting
Commercial | Com ¦ Adding reflective (White) roof treatment or a green roof | 2037 | Technical | MW | Before Competition Groups | 26.5156 | 0 | 0 | 3107.1489 | 0.0085337 | 25 | Commercial_2037_Technical_MW_Before Competition Groups_25 | Adding reflective (White) roof treatment or a green roof | 0.8534% | 0 | 26.5156 | Commercial_2037_Technical_MW_Before Competition Groups_Adding reflective (White) roof treatment or a green roof
Commercial | Com ¦ Centrally controlled desktop PC/NETWORK PC POWER MANAGEMENT SOFTWARE | 2037 | Technical | MW | Before Competition Groups | 25.6868 | 0 | 0 | 3107.1489 | 0.008267 | 26 | Commercial_2037_Technical_MW_Before Competition Groups_26 | Centrally controlled desktop PC/NETWORK PC POWER MANAGEMENT SOFTWARE | 0.8267% | 0 | 25.6868 | Commercial_2037_Technical_MW_Before Competition Groups_Centrally controlled desktop PC/NETWORK PC POWER MANAGEMENT SOFTWARE
Commercial | Com ¦ Furnace Tune-Up | 2037 | Technical | MW | Before Competition Groups | 25.6644 | 0 | 0 | 3107.1489 | 0.0082598 | 27 | Commercial_2037_Technical_MW_Before Competition Groups_27 | Furnace Tune-Up | 0.826% | 0 | 25.6644 | Commercial_2037_Technical_MW_Before Competition Groups_Furnace Tune-Up
Commercial | Com ¦ Door Gasket Freezer/Refrigerator | 2037 | Technical | MW | Before Competition Groups | 24.0997 | 0 | 0 | 3107.1489 | 0.0077562 | 28 | Commercial_2037_Technical_MW_Before Competition Groups_28 | Door Gasket Freezer/Refrigerator | 0.7756% | 0 | 24.0997 | Commercial_2037_Technical_MW_Before Competition Groups_Door Gasket Freezer/Refrigerator
Commercial | Com ¦ Refrigeration Optimization | 2037 | Technical | MW | Before Competition Groups | 23.7454 | 0 | 0 | 3107.1489 | 0.0076422 | 29 | Commercial_2037_Technical_MW_Before Competition Groups_29 | Refrigeration Optimization | 0.7642% | 0 | 23.7454 | Commercial_2037_Technical_MW_Before Competition Groups_Refrigeration Optimization
Commercial | Com ¦ Ground Source Heat Pump | 2037 | Technical | MW | Before Competition Groups | 22.208 | 0 | 0 | 3107.1489 | 0.0071474 | 30 | Commercial_2037_Technical_MW_Before Competition Groups_30 | Ground Source Heat Pump | 0.7147% | 0 | 22.208 | Commercial_2037_Technical_MW_Before Competition Groups_Ground Source Heat Pump
Commercial | Com ¦ Refrigerated Display Case LED | 2037 | Technical | MW | Before Competition Groups | 22.0692 | 0 | 0 | 3107.1489 | 0.0071027 | 31 | Commercial_2037_Technical_MW_Before Competition Groups_31 | Refrigerated Display Case LED | 0.7103% | 0 | 22.0692 | Commercial_2037_Technical_MW_Before Competition Groups_Refrigerated Display Case LED
Commercial | Com ¦ HOTEL OCCUPANCY CONTROLS (HVAC + LIGHTING) | 2037 | Technical | MW | Before Competition Groups | 19.972 | 0 | 0 | 3107.1489 | 0.0064278 | 32 | Commercial_2037_Technical_MW_Before Competition Groups_32 | HOTEL OCCUPANCY CONTROLS (HVAC + LIGHTING) | 0.6428% | 0 | 19.972 | Commercial_2037_Technical_MW_Before Competition Groups_HOTEL OCCUPANCY CONTROLS (HVAC + LIGHTING)
Commercial | Com ¦ Variable Frequency Drive (VFD) | 2037 | Technical | MW | Before Competition Groups | 17.8629 | 0 | 0 | 3107.1489 | 0.005749 | 33 | Commercial_2037_Technical_MW_Before Competition Groups_33 | Variable Frequency Drive (VFD) | 0.5749% | 0 | 17.8629 | Commercial_2037_Technical_MW_Before Competition Groups_Variable Frequency Drive (VFD)
Commercial | Com ¦ VFD on Pumps | 2037 | Technical | MW | Before Competition Groups | 16.7175 | 0 | 0 | 3107.1489 | 0.0053803 | 34 | Commercial_2037_Technical_MW_Before Competition Groups_34 | VFD on Pumps | 0.538% | 0 | 16.7175 | Commercial_2037_Technical_MW_Before Competition Groups_VFD on Pumps
Commercial | Com ¦ ENERGY STAR LED LAMPS (General Service Lamps) | 2037 | Technical | MW | Before Competition Groups | 16.6936 | 0 | 0 | 3107.1489 | 0.0053727 | 35 | Commercial_2037_Technical_MW_Before Competition Groups_35 | ENERGY STAR LED LAMPS (General Service Lamps) | 0.5373% | 0 | 16.6936 | Commercial_2037_Technical_MW_Before Competition Groups_ENERGY STAR LED LAMPS (General Service Lamps)
Commercial | Com ¦ ENERGY STAR FREEZER | 2037 | Technical | MW | Before Competition Groups | 16.6741 | 0 | 0 | 3107.1489 | 0.0053664 | 36 | Commercial_2037_Technical_MW_Before Competition Groups_36 | ENERGY STAR FREEZER | 0.5366% | 0 | 16.6741 | Commercial_2037_Technical_MW_Before Competition Groups_ENERGY STAR FREEZER
Commercial | Com ¦ Indoor Daylight Sensors/Photocell Dimming Control | 2037 | Technical | MW | Before Competition Groups | 15.4229 | 0 | 0 | 3107.1489 | 0.0049637 | 37 | Commercial_2037_Technical_MW_Before Competition Groups_37 | Indoor Daylight Sensors/Photocell Dimming Control | 0.4964% | 0 | 15.4229 | Commercial_2037_Technical_MW_Before Competition Groups_Indoor Daylight Sensors/Photocell Dimming Control
Commercial | Com ¦ ENERGY STAR ICE MACHINES - Ice Making Head | 2037 | Technical | MW | Before Competition Groups | 15.3716 | 0 | 0 | 3107.1489 | 0.0049472 | 38 | Commercial_2037_Technical_MW_Before Competition Groups_38 | ENERGY STAR ICE MACHINES - Ice Making Head | 0.4947% | 0 | 15.3716 | Commercial_2037_Technical_MW_Before Competition Groups_ENERGY STAR ICE MACHINES - Ice Making Head
Commercial | Com ¦ Air Handler with Dedicated Outdoor Air Systems | 2037 | Technical | MW | Before Competition Groups | 13.6336 | 0 | 0 | 3107.1489 | 0.0043878 | 39 | Commercial_2037_Technical_MW_Before Competition Groups_39 | Air Handler with Dedicated Outdoor Air Systems | 0.4388% | 0 | 13.6336 | Commercial_2037_Technical_MW_Before Competition Groups_Air Handler with Dedicated Outdoor Air Systems
Commercial | Com ¦ Demand Control Kitchen Ventilation | 2037 | Technical | MW | Before Competition Groups | 13.221 | 0 | 0 | 3107.1489 | 0.004255 | 40 | Commercial_2037_Technical_MW_Before Competition Groups_40 | Demand Control Kitchen Ventilation | 0.4255% | 0 | 13.221 | Commercial_2037_Technical_MW_Before Competition Groups_Demand Control Kitchen Ventilation
Commercial | Com ¦ Water Source Heat Pump (4 ton) | 2037 | Technical | MW | Before Competition Groups | 11.8293 | 0 | 0 | 3107.1489 | 0.0038071 | 41 | Commercial_2037_Technical_MW_Before Competition Groups_41 | Water Source Heat Pump (4 ton) | 0.3807% | 0 | 11.8293 | Commercial_2037_Technical_MW_Before Competition Groups_Water Source Heat Pump (4 ton)
Commercial | Com ¦ Occupancy Sensors | 2037 | Technical | MW | Before Competition Groups | 10.7466 | 0 | 0 | 3107.1489 | 0.0034587 | 42 | Commercial_2037_Technical_MW_Before Competition Groups_42 | Occupancy Sensors | 0.3459% | 0 | 10.7466 | Commercial_2037_Technical_MW_Before Competition Groups_Occupancy Sensors
Commercial | Com ¦ ECM MOTORS FOR EVAPORATOR FANS for refrigeration (WALK-IN) | 2037 | Technical | MW | Before Competition Groups | 9.2923 | 0 | 0 | 3107.1489 | 0.0029906 | 43 | Commercial_2037_Technical_MW_Before Competition Groups_43 | ECM MOTORS FOR EVAPORATOR FANS for refrigeration (WALK-IN) | 0.2991% | 0 | 9.2923 | Commercial_2037_Technical_MW_Before Competition Groups_ECM MOTORS FOR EVAPORATOR FANS for refrigeration (WALK-IN)
Commercial | Com ¦ Condensing Make Up Air Unit | 2037 | Technical | MW | Before Competition Groups | 8.8271 | 0 | 0 | 3107.1489 | 0.0028409 | 44 | Commercial_2037_Technical_MW_Before Competition Groups_44 | Condensing Make Up Air Unit | 0.2841% | 0 | 8.8271 | Commercial_2037_Technical_MW_Before Competition Groups_Condensing Make Up Air Unit
Commercial | Com ¦ High R-Value Glass Doors/no-heat glass door | 2037 | Technical | MW | Before Competition Groups | 8.7949 | 0 | 0 | 3107.1489 | 0.0028305 | 45 | Commercial_2037_Technical_MW_Before Competition Groups_45 | High R-Value Glass Doors/no-heat glass door | 0.2831% | 0 | 8.7949 | Commercial_2037_Technical_MW_Before Competition Groups_High R-Value Glass Doors/no-heat glass door
Commercial | Com ¦ Super-High Efficiency Furnaces (Emerging Tech) | 2037 | Technical | MW | Before Competition Groups | 8.3811 | 0 | 0 | 3107.1489 | 0.0026974 | 46 | Commercial_2037_Technical_MW_Before Competition Groups_46 | Super-High Efficiency Furnaces (Emerging Tech) | 0.2697% | 0 | 8.3811 | Commercial_2037_Technical_MW_Before Competition Groups_Super-High Efficiency Furnaces (Emerging Tech)
Commercial | Com ¦ ENERGY STAR Griddle (74% eff) | 2037 | Technical | MW | Before Competition Groups | 8.2284 | 0 | 0 | 3107.1489 | 0.0026482 | 47 | Commercial_2037_Technical_MW_Before Competition Groups_47 | ENERGY STAR Griddle (74% eff) | 0.2648% | 0 | 8.2284 | Commercial_2037_Technical_MW_Before Competition Groups_ENERGY STAR Griddle (74% eff)
Commercial | Com ¦ ENERGY STAR Refrigerator | 2037 | Technical | MW | Before Competition Groups | 8.0498 | 0 | 0 | 3107.1489 | 0.0025907 | 48 | Commercial_2037_Technical_MW_Before Competition Groups_48 | ENERGY STAR Refrigerator | 0.2591% | 0 | 8.0498 | Commercial_2037_Technical_MW_Before Competition Groups_ENERGY STAR Refrigerator
Commercial | Com ¦ Freezer Case Light Sensor | 2037 | Technical | MW | Before Competition Groups | 8.0398 | 0 | 0 | 3107.1489 | 0.0025875 | 49 | Commercial_2037_Technical_MW_Before Competition Groups_49 | Freezer Case Light Sensor | 0.2588% | 0 | 8.0398 | Commercial_2037_Technical_MW_Before Competition Groups_Freezer Case Light Sensor
Commercial | Com ¦ Evaporator Fan Controls | 2037 | Technical | MW | Before Competition Groups | 7.8328 | 0 | 0 | 3107.1489 | 0.0025209 | 50 | Commercial_2037_Technical_MW_Before Competition Groups_50 | Evaporator Fan Controls | 0.2521% | 0 | 7.8328 | Commercial_2037_Technical_MW_Before Competition Groups_Evaporator Fan Controls
Commercial | Com ¦ LED EXTERIOR AREA LIGHTS - LED fixture (200W) | 2037 | Technical | MW | Before Competition Groups | 7.1066 | 0 | 0 | 3107.1489 | 0.0022872 | 51 | Commercial_2037_Technical_MW_Before Competition Groups_51 | LED EXTERIOR AREA LIGHTS - LED fixture (200W) | 0.2287% | 0 | 7.1066 | Commercial_2037_Technical_MW_Before Competition Groups_LED EXTERIOR AREA LIGHTS - LED fixture (200W)
Commercial | Com ¦ LED parking lot fixture | 2037 | Technical | MW | Before Competition Groups | 6.76 | 0 | 0 | 3107.1489 | 0.0021756 | 52 | Commercial_2037_Technical_MW_Before Competition Groups_52 | LED parking lot fixture | 0.2176% | 0 | 6.76 | Commercial_2037_Technical_MW_Before Competition Groups_LED parking lot fixture
Commercial | Com ¦ Elec Storage WH 2.30 Et | 2037 | Technical | MW | Before Competition Groups | 5.7873 | 0 | 0 | 3107.1489 | 0.0018626 | 53 | Commercial_2037_Technical_MW_Before Competition Groups_53 | Elec Storage WH 2.30 Et | 0.1863% | 0 | 5.7873 | Commercial_2037_Technical_MW_Before Competition Groups_Elec Storage WH 2.30 Et
Commercial | Com ¦ Refrigeration Commissioning | 2037 | Technical | MW | Before Competition Groups | 5.4555 | 0 | 0 | 3107.1489 | 0.0017558 | 54 | Commercial_2037_Technical_MW_Before Competition Groups_54 | Refrigeration Commissioning | 0.1756% | 0 | 5.4555 | Commercial_2037_Technical_MW_Before Competition Groups_Refrigeration Commissioning
Commercial | Com ¦ BEVERAGE VENDING MACHINE CONTROLS | 2037 | Technical | MW | Before Competition Groups | 5.1029 | 0 | 0 | 3107.1489 | 0.0016423 | 55 | Commercial_2037_Technical_MW_Before Competition Groups_55 | BEVERAGE VENDING MACHINE CONTROLS | 0.1642% | 0 | 5.1029 | Commercial_2037_Technical_MW_Before Competition Groups_BEVERAGE VENDING MACHINE CONTROLS
Commercial | Com ¦ Duct Insulation, R8 | 2037 | Technical | MW | Before Competition Groups | 4.7114 | 0 | 0 | 3107.1489 | 0.0015163 | 56 | Commercial_2037_Technical_MW_Before Competition Groups_56 | Duct Insulation, R8 | 0.1516% | 0 | 4.7114 | Commercial_2037_Technical_MW_Before Competition Groups_Duct Insulation, R8
Commercial | Com ¦ LED street light fixture | 2037 | Technical | MW | Before Competition Groups | 4.347 | 0 | 0 | 3107.1489 | 0.001399 | 57 | Commercial_2037_Technical_MW_Before Competition Groups_57 | LED street light fixture | 0.1399% | 0 | 4.347 | Commercial_2037_Technical_MW_Before Competition Groups_LED street light fixture
Commercial | Com ¦ Roof Insulation/Ceiling Insulation (R25 Code to R35) | 2037 | Technical | MW | Before Competition Groups | 4.2546 | 0 | 0 | 3107.1489 | 0.0013693 | 58 | Commercial_2037_Technical_MW_Before Competition Groups_58 | Roof Insulation/Ceiling Insulation (R25 Code to R35) | 0.1369% | 0 | 4.2546 | Commercial_2037_Technical_MW_Before Competition Groups_Roof Insulation/Ceiling Insulation (R25 Code to R35)
Commercial | Com ¦ CO Sensors for parking garage exhaust fans | 2037 | Technical | MW | Before Competition Groups | 3.4556 | 0 | 0 | 3107.1489 | 0.0011121 | 59 | Commercial_2037_Technical_MW_Before Competition Groups_59 | CO Sensors for parking garage exhaust fans | 0.1112% | 0 | 3.4556 | Commercial_2037_Technical_MW_Before Competition Groups_CO Sensors for parking garage exhaust fans
Commercial | Com ¦ Anti-sweat heat (ASH) controls - Cooler/Freezer | 2037 | Technical | MW | Before Competition Groups | 3.4152 | 0 | 0 | 3107.1489 | 0.0010992 | 60 | Commercial_2037_Technical_MW_Before Competition Groups_60 | Anti-sweat heat (ASH) controls - Cooler/Freezer | 0.1099% | 0 | 3.4152 | Commercial_2037_Technical_MW_Before Competition Groups_Anti-sweat heat (ASH) controls - Cooler/Freezer
Commercial | Com ¦ Temperature Adjustment in Commercial Freezers | 2037 | Technical | MW | Before Competition Groups | 2.8636 | 0 | 0 | 3107.1489 | 0.00092163 | 61 | Commercial_2037_Technical_MW_Before Competition Groups_61 | Temperature Adjustment in Commercial Freezers | 0.09216% | 0 | 2.8636 | Commercial_2037_Technical_MW_Before Competition Groups_Temperature Adjustment in Commercial Freezers
Commercial | Com ¦ ENERGY STAR Fryer (84% eff) | 2037 | Technical | MW | Before Competition Groups | 2.3972 | 0 | 0 | 3107.1489 | 0.00077151 | 62 | Commercial_2037_Technical_MW_Before Competition Groups_62 | ENERGY STAR Fryer (84% eff) | 0.07715% | 0 | 2.3972 | Commercial_2037_Technical_MW_Before Competition Groups_ENERGY STAR Fryer (84% eff)
Commercial | Com ¦ Vertical Night Covers | 2037 | Technical | MW | Before Competition Groups | 2.3681 | 0 | 0 | 3107.1489 | 0.00076215 | 63 | Commercial_2037_Technical_MW_Before Competition Groups_63 | Vertical Night Covers | 0.07622% | 0 | 2.3681 | Commercial_2037_Technical_MW_Before Competition Groups_Vertical Night Covers
Commercial | Com ¦ Energy Efficient Laboratory Fume Hood | 2037 | Technical | MW | Before Competition Groups | 2.3154 | 0 | 0 | 3107.1489 | 0.00074517 | 64 | Commercial_2037_Technical_MW_Before Competition Groups_64 | Energy Efficient Laboratory Fume Hood | 0.07452% | 0 | 2.3154 | Commercial_2037_Technical_MW_Before Competition Groups_Energy Efficient Laboratory Fume Hood
Commercial | Com ¦ Outside Air Economizer | 2037 | Technical | MW | Before Competition Groups | 2.0112 | 0 | 0 | 3107.1489 | 0.00064728 | 65 | Commercial_2037_Technical_MW_Before Competition Groups_65 | Outside Air Economizer | 0.06473% | 0 | 2.0112 | Commercial_2037_Technical_MW_Before Competition Groups_Outside Air Economizer
Commercial | Com ¦ Room AC (w/ louvered sides) 14 SEER from 12 SEER code | 2037 | Technical | MW | Before Competition Groups | 1.9566 | 0 | 0 | 3107.1489 | 0.00062971 | 66 | Commercial_2037_Technical_MW_Before Competition Groups_66 | Room AC (w/ louvered sides) 14 SEER from 12 SEER code | 0.06297% | 0 | 1.9566 | Commercial_2037_Technical_MW_Before Competition Groups_Room AC (w/ louvered sides) 14 SEER from 12 SEER code
Commercial | Com ¦ Water Heating (DHW) Pipe Insulation (Add 3/4\ Foam)" | 2037 | Technical | MW | Before Competition Groups | 1.8072 | 0 | 0 | 3107.1489 | 0.00058161 | 67 | Commercial_2037_Technical_MW_Before Competition Groups_67 | Water Heating (DHW) Pipe Insulation (Add 3/4\ Foam)" | 0.05816% | 0 | 1.8072 | Commercial_2037_Technical_MW_Before Competition Groups_Water Heating (DHW) Pipe Insulation (Add 3/4\ Foam)"
Commercial | Com ¦ High Efficiency Small Instantaneous Water Heater | 2037 | Technical | MW | Before Competition Groups | 1.6303 | 0 | 0 | 3107.1489 | 0.0005247 | 68 | Commercial_2037_Technical_MW_Before Competition Groups_68 | High Efficiency Small Instantaneous Water Heater | 0.05247% | 0 | 1.6303 | Commercial_2037_Technical_MW_Before Competition Groups_High Efficiency Small Instantaneous Water Heater
Commercial | Com ¦ ENERGY STAR Dishwasher | 2037 | Technical | MW | Before Competition Groups | 1.5944 | 0 | 0 | 3107.1489 | 0.00051314 | 69 | Commercial_2037_Technical_MW_Before Competition Groups_69 | ENERGY STAR Dishwasher | 0.05131% | 0 | 1.5944 | Commercial_2037_Technical_MW_Before Competition Groups_ENERGY STAR Dishwasher
Commercial | Com ¦ ENERGY STAR Steam Cookers | 2037 | Technical | MW | Before Competition Groups | 1.5682 | 0 | 0 | 3107.1489 | 0.00050472 | 70 | Commercial_2037_Technical_MW_Before Competition Groups_70 | ENERGY STAR Steam Cookers | 0.05047% | 0 | 1.5682 | Commercial_2037_Technical_MW_Before Competition Groups_ENERGY STAR Steam Cookers
Commercial | Com ¦ LED RECESSED DOWNLIGHTS | 2037 | Technical | MW | Before Competition Groups | 1.4408 | 0 | 0 | 3107.1489 | 0.00046369 | 71 | Commercial_2037_Technical_MW_Before Competition Groups_71 | LED RECESSED DOWNLIGHTS | 0.04637% | 0 | 1.4408 | Commercial_2037_Technical_MW_Before Competition Groups_LED RECESSED DOWNLIGHTS
Commercial | Com ¦ Suction Pipe Insulation Freezer/Refrigerator | 2037 | Technical | MW | Before Competition Groups | 1.2308 | 0 | 0 | 3107.1489 | 0.00039611 | 72 | Commercial_2037_Technical_MW_Before Competition Groups_72 | Suction Pipe Insulation Freezer/Refrigerator | 0.03961% | 0 | 1.2308 | Commercial_2037_Technical_MW_Before Competition Groups_Suction Pipe Insulation Freezer/Refrigerator
Commercial | Com ¦ Evaporator Coil Defrost (Cooler) | 2037 | Technical | MW | Before Competition Groups | 1.0471 | 0 | 0 | 3107.1489 | 0.000337 | 73 | Commercial_2037_Technical_MW_Before Competition Groups_73 | Evaporator Coil Defrost (Cooler) | 0.0337% | 0 | 1.0471 | Commercial_2037_Technical_MW_Before Competition Groups_Evaporator Coil Defrost (Cooler)
Commercial | Com ¦ Thermostat Setback | 2037 | Technical | MW | Before Competition Groups | 0.83844 | 0 | 0 | 3107.1489 | 0.00026984 | 74 | Commercial_2037_Technical_MW_Before Competition Groups_74 | Thermostat Setback | 0.02698% | 0 | 0.83844 | Commercial_2037_Technical_MW_Before Competition Groups_Thermostat Setback
Commercial | Com ¦ Ozone Laundry Treatment | 2037 | Technical | MW | Before Competition Groups | 0.81099 | 0 | 0 | 3107.1489 | 0.00026101 | 75 | Commercial_2037_Technical_MW_Before Competition Groups_75 | Ozone Laundry Treatment | 0.0261% | 0 | 0.81099 | Commercial_2037_Technical_MW_Before Competition Groups_Ozone Laundry Treatment
Commercial | Com ¦ SYNCHRONOUS BELT | 2037 | Technical | MW | Before Competition Groups | 0.75323 | 0 | 0 | 3107.1489 | 0.00024242 | 76 | Commercial_2037_Technical_MW_Before Competition Groups_76 | SYNCHRONOUS BELT | 0.02424% | 0 | 0.75323 | Commercial_2037_Technical_MW_Before Competition Groups_SYNCHRONOUS BELT
Commercial | Com ¦ PTAC (12 EER/10,000 BTU) | 2037 | Technical | MW | Before Competition Groups | 0.68817 | 0 | 0 | 3107.1489 | 0.00022148 | 77 | Commercial_2037_Technical_MW_Before Competition Groups_77 | PTAC (12 EER/10,000 BTU) | 0.02215% | 0 | 0.68817 | Commercial_2037_Technical_MW_Before Competition Groups_PTAC (12 EER/10,000 BTU)
Commercial | Com ¦ Wall Insulation | 2037 | Technical | MW | Before Competition Groups | 0.5669 | 0 | 0 | 3107.1489 | 0.00018245 | 78 | Commercial_2037_Technical_MW_Before Competition Groups_78 | Wall Insulation | 0.01824% | 0 | 0.5669 | Commercial_2037_Technical_MW_Before Competition Groups_Wall Insulation
Commercial | Com ¦ Solar Preheat Make up Air | 2037 | Technical | MW | Before Competition Groups | 0.55982 | 0 | 0 | 3107.1489 | 0.00018017 | 79 | Commercial_2037_Technical_MW_Before Competition Groups_79 | Solar Preheat Make up Air | 0.01802% | 0 | 0.55982 | Commercial_2037_Technical_MW_Before Competition Groups_Solar Preheat Make up Air
Commercial | Com ¦ High Efficiency Chiller (avg of water and air cooled) | 2037 | Technical | MW | Before Competition Groups | 0.50906 | 0 | 0 | 3107.1489 | 0.00016384 | 80 | Commercial_2037_Technical_MW_Before Competition Groups_80 | High Efficiency Chiller (avg of water and air cooled) | 0.01638% | 0 | 0.50906 | Commercial_2037_Technical_MW_Before Competition Groups_High Efficiency Chiller (avg of water and air cooled)
Commercial | Com ¦ Solar Water Preheat (Pools/DHW) | 2037 | Technical | MW | Before Competition Groups | 0.50214 | 0 | 0 | 3107.1489 | 0.00016161 | 81 | Commercial_2037_Technical_MW_Before Competition Groups_81 | Solar Water Preheat (Pools/DHW) | 0.01616% | 0 | 0.50214 | Commercial_2037_Technical_MW_Before Competition Groups_Solar Water Preheat (Pools/DHW)
Commercial | COM ¦ Ductless Mini-Split Heat Pumps | 2037 | Technical | MW | Before Competition Groups | 0.48415 | 0 | 0 | 3107.1489 | 0.00015582 | 82 | Commercial_2037_Technical_MW_Before Competition Groups_82 | Ductless Mini-Split Heat Pumps | 0.01558% | 0 | 0.48415 | Commercial_2037_Technical_MW_Before Competition Groups_Ductless Mini-Split Heat Pumps
Commercial | Com ¦ Heat Pump Water Heater (50 Gallons) | 2037 | Technical | MW | Before Competition Groups | 0.44783 | 0 | 0 | 3107.1489 | 0.00014413 | 83 | Commercial_2037_Technical_MW_Before Competition Groups_83 | Heat Pump Water Heater (50 Gallons) | 0.01441% | 0 | 0.44783 | Commercial_2037_Technical_MW_Before Competition Groups_Heat Pump Water Heater (50 Gallons)
Commercial | Com ¦ Efficient compressor motor | 2037 | Technical | MW | Before Competition Groups | 0.42609 | 0 | 0 | 3107.1489 | 0.00013713 | 84 | Commercial_2037_Technical_MW_Before Competition Groups_84 | Efficient compressor motor | 0.01371% | 0 | 0.42609 | Commercial_2037_Technical_MW_Before Competition Groups_Efficient compressor motor
Commercial | Com ¦ Notched V belts for HVAC Systems | 2037 | Technical | MW | Before Competition Groups | 0.37661 | 0 | 0 | 3107.1489 | 0.00012121 | 85 | Commercial_2037_Technical_MW_Before Competition Groups_85 | Notched V belts for HVAC Systems | 0.01212% | 0 | 0.37661 | Commercial_2037_Technical_MW_Before Competition Groups_Notched V belts for HVAC Systems
Commercial | Com ¦ Commercial Hot Food Holding Cabinets | 2037 | Technical | MW | Before Competition Groups | 0.35884 | 0 | 0 | 3107.1489 | 0.00011549 | 86 | Commercial_2037_Technical_MW_Before Competition Groups_86 | Commercial Hot Food Holding Cabinets | 0.01155% | 0 | 0.35884 | Commercial_2037_Technical_MW_Before Competition Groups_Commercial Hot Food Holding Cabinets
Commercial | Com ¦ ECM MOTORS FOR HVAC APPLICATION (FAN-POWERED VAV BOX) | 2037 | Technical | MW | Before Competition Groups | 0.33283 | 0 | 0 | 3107.1489 | 0.00010712 | 87 | Commercial_2037_Technical_MW_Before Competition Groups_87 | ECM MOTORS FOR HVAC APPLICATION (FAN-POWERED VAV BOX) | 0.01071% | 0 | 0.33283 | Commercial_2037_Technical_MW_Before Competition Groups_ECM MOTORS FOR HVAC APPLICATION (FAN-POWERED VAV BOX)
Commercial | Com ¦ HVAC Optimization | 2037 | Technical | MW | Before Competition Groups | 0.26487 | 0 | 0 | 3107.1489 | 8.5245e-05 | 88 | Commercial_2037_Technical_MW_Before Competition Groups_88 | HVAC Optimization | 0.008525% | 0 | 0.26487 | Commercial_2037_Technical_MW_Before Competition Groups_HVAC Optimization
Commercial | Com ¦ CEE Tier 2/Energy Star Clothes Washers | 2037 | Technical | MW | Before Competition Groups | 0.20712 | 0 | 0 | 3107.1489 | 6.6659e-05 | 89 | Commercial_2037_Technical_MW_Before Competition Groups_89 | CEE Tier 2/Energy Star Clothes Washers | 0.006666% | 0 | 0.20712 | Commercial_2037_Technical_MW_Before Competition Groups_CEE Tier 2/Energy Star Clothes Washers
Commercial | Com ¦ Auto Off Time Switch or Time Clock control | 2037 | Technical | MW | Before Competition Groups | 0.20197 | 0 | 0 | 3107.1489 | 6.5001e-05 | 90 | Commercial_2037_Technical_MW_Before Competition Groups_90 | Auto Off Time Switch or Time Clock control | 0.0065% | 0 | 0.20197 | Commercial_2037_Technical_MW_Before Competition Groups_Auto Off Time Switch or Time Clock control
Commercial | Com ¦ Solar Electric Water Heater (50 Gallon) | 2037 | Technical | MW | Before Competition Groups | 0.18451 | 0 | 0 | 3107.1489 | 5.9382e-05 | 91 | Commercial_2037_Technical_MW_Before Competition Groups_91 | Solar Electric Water Heater (50 Gallon) | 0.005938% | 0 | 0.18451 | Commercial_2037_Technical_MW_Before Competition Groups_Solar Electric Water Heater (50 Gallon)
Commercial | Com ¦ Energy Recovery Ventilation and Ventilation (Enhanced) | 2037 | Technical | MW | Before Competition Groups | 0.16957 | 0 | 0 | 3107.1489 | 5.4574e-05 | 92 | Commercial_2037_Technical_MW_Before Competition Groups_92 | Energy Recovery Ventilation and Ventilation (Enhanced) | 0.005457% | 0 | 0.16957 | Commercial_2037_Technical_MW_Before Competition Groups_Energy Recovery Ventilation and Ventilation (Enhanced)
Commercial | Com ¦ Demand controlled Circulating Systems | 2037 | Technical | MW | Before Competition Groups | 0.11595 | 0 | 0 | 3107.1489 | 3.7316e-05 | 93 | Commercial_2037_Technical_MW_Before Competition Groups_93 | Demand controlled Circulating Systems | 0.003732% | 0 | 0.11595 | Commercial_2037_Technical_MW_Before Competition Groups_Demand controlled Circulating Systems
Commercial | Com ¦ Low Flow Pre-Rinse Spray Nozzle | 2037 | Technical | MW | Before Competition Groups | 0.11353 | 0 | 0 | 3107.1489 | 3.6539e-05 | 94 | Commercial_2037_Technical_MW_Before Competition Groups_94 | Low Flow Pre-Rinse Spray Nozzle | 0.003654% | 0 | 0.11353 | Commercial_2037_Technical_MW_Before Competition Groups_Low Flow Pre-Rinse Spray Nozzle
Commercial | Com ¦ eCube | 2037 | Technical | MW | Before Competition Groups | 0.040394 | 0 | 0 | 3107.1489 | 1.3e-05 | 95 | Commercial_2037_Technical_MW_Before Competition Groups_95 | eCube | 0.0013% | 0 | 0.040394 | Commercial_2037_Technical_MW_Before Competition Groups_eCube
Commercial | Com ¦ Condensing Unit Heaters or other Efficient Unit Heating System | 2037 | Technical | MW | Before Competition Groups | 0.040381 | 0 | 0 | 3107.1489 | 1.2996e-05 | 96 | Commercial_2037_Technical_MW_Before Competition Groups_96 | Condensing Unit Heaters or other Efficient Unit Heating System | 0.0013% | 0 | 0.040381 | Commercial_2037_Technical_MW_Before Competition Groups_Condensing Unit Heaters or other Efficient Unit Heating System
Commercial | Com ¦ VSD Air Compressor | 2037 | Technical | MW | Before Competition Groups | 0.039603 | 0 | 0 | 3107.1489 | 1.2746e-05 | 97 | Commercial_2037_Technical_MW_Before Competition Groups_97 | VSD Air Compressor | 0.001275% | 0 | 0.039603 | Commercial_2037_Technical_MW_Before Competition Groups_VSD Air Compressor
Commercial | Com ¦ EC Plug Fan for Data Center (under cabinet) | 2037 | Technical | MW | Before Competition Groups | 0.026166 | 0 | 0 | 3107.1489 | 8.4211e-06 | 98 | Commercial_2037_Technical_MW_Before Competition Groups_98 | EC Plug Fan for Data Center (under cabinet) | 0.0008421% | 0 | 0.026166 | Commercial_2037_Technical_MW_Before Competition Groups_EC Plug Fan for Data Center (under cabinet)
Commercial | Com ¦ Exterior Photocell | 2037 | Technical | MW | Before Competition Groups | 0.013136 | 0 | 0 | 3107.1489 | 4.2277e-06 | 99 | Commercial_2037_Technical_MW_Before Competition Groups_99 | Exterior Photocell | 0.0004228% | 0 | 0.013136 | Commercial_2037_Technical_MW_Before Competition Groups_Exterior Photocell
Commercial | Com ¦ Air Curtains | 2037 | Technical | MW | Before Competition Groups | 0.0079391 | 0 | 0 | 3107.1489 | 2.5551e-06 | 100 | Commercial_2037_Technical_MW_Before Competition Groups_100 | Air Curtains | 0.0002555% | 0 | 0.0079391 | Commercial_2037_Technical_MW_Before Competition Groups_Air Curtains
Commercial | Com ¦ High Efficiency Induction Cooking | 2037 | Technical | MW | Before Competition Groups | 0.0015095 | 0 | 0 | 3107.1489 | 4.8582e-07 | 101 | Commercial_2037_Technical_MW_Before Competition Groups_101 | High Efficiency Induction Cooking | 4.858e-05% | 0 | 0.0015095 | Commercial_2037_Technical_MW_Before Competition Groups_High Efficiency Induction Cooking
Commercial | Com ¦ Electric Convection Combination Ovens | 2037 | Technical | MW | Before Competition Groups | 0.00049512 | 0 | 0 | 3107.1489 | 1.5935e-07 | 102 | Commercial_2037_Technical_MW_Before Competition Groups_102 | Electric Convection Combination Ovens | 1.593e-05% | 0 | 0.00049512 | Commercial_2037_Technical_MW_Before Competition Groups_Electric Convection Combination Ovens
Commercial | Com ¦ High Efficiency Air Source Heat Pump | 2038 | Economic | MW | Before Competition Groups | 227.3249 | 0 | 0 | 2071.8661 | 0.10972 | 1 | Commercial_2038_Economic_MW_Before Competition Groups_1 | High Efficiency Air Source Heat Pump | 10.97% | 0 | 227.3249 | Commercial_2038_Economic_MW_Before Competition Groups_High Efficiency Air Source Heat Pump
Commercial | Com ¦ Building Recommissioning, Operations and Maintenance (O&M) Improvements | 2038 | Economic | MW | Before Competition Groups | 210.5962 | 0 | 0 | 2071.8661 | 0.10165 | 2 | Commercial_2038_Economic_MW_Before Competition Groups_2 | Building Recommissioning, Operations and Maintenance (O&M) Improvements | 10.16% | 0 | 210.5962 | Commercial_2038_Economic_MW_Before Competition Groups_Building Recommissioning, Operations and Maintenance (O&M) Improvements
Commercial | Com ¦ Education and Capacity Building/Energy Behavior | 2038 | Economic | MW | Before Competition Groups | 189.5584 | 0 | 0 | 2071.8661 | 0.091492 | 3 | Commercial_2038_Economic_MW_Before Competition Groups_3 | Education and Capacity Building/Energy Behavior | 9.149% | 0 | 189.5584 | Commercial_2038_Economic_MW_Before Competition Groups_Education and Capacity Building/Energy Behavior
Commercial | Com ¦ LED Low/High Bay | 2038 | Economic | MW | Before Competition Groups | 151.411 | 0 | 0 | 2071.8661 | 0.07308 | 4 | Commercial_2038_Economic_MW_Before Competition Groups_4 | LED Low/High Bay | 7.308% | 0 | 151.411 | Commercial_2038_Economic_MW_Before Competition Groups_LED Low/High Bay
Commercial | Com ¦ Unitary Air-Conditioning Unit | 2038 | Economic | MW | Before Competition Groups | 150.299 | 0 | 0 | 2071.8661 | 0.072543 | 5 | Commercial_2038_Economic_MW_Before Competition Groups_5 | Unitary Air-Conditioning Unit | 7.254% | 0 | 150.299 | Commercial_2038_Economic_MW_Before Competition Groups_Unitary Air-Conditioning Unit
Commercial | Com ¦ ENERGY STAR LED LAMPS (REFLECTOR LAMPs/MR16/PAR 16) | 2038 | Economic | MW | Before Competition Groups | 126.0214 | 0 | 0 | 2071.8661 | 0.060825 | 6 | Commercial_2038_Economic_MW_Before Competition Groups_6 | ENERGY STAR LED LAMPS (REFLECTOR LAMPs/MR16/PAR 16) | 6.083% | 0 | 126.0214 | Commercial_2038_Economic_MW_Before Competition Groups_ENERGY STAR LED LAMPS (REFLECTOR LAMPs/MR16/PAR 16)
Commercial | Com ¦ LED Troffer/Surface/Suspended | 2038 | Economic | MW | Before Competition Groups | 112.7649 | 0 | 0 | 2071.8661 | 0.054427 | 7 | Commercial_2038_Economic_MW_Before Competition Groups_7 | LED Troffer/Surface/Suspended | 5.443% | 0 | 112.7649 | Commercial_2038_Economic_MW_Before Competition Groups_LED Troffer/Surface/Suspended
Commercial | Com ¦ LED Replacement Lamp (Tube) | 2038 | Economic | MW | Before Competition Groups | 110.2734 | 0 | 0 | 2071.8661 | 0.053224 | 8 | Commercial_2038_Economic_MW_Before Competition Groups_8 | LED Replacement Lamp (Tube) | 5.322% | 0 | 110.2734 | Commercial_2038_Economic_MW_Before Competition Groups_LED Replacement Lamp (Tube)
Commercial | Com ¦ Advanced BAS/Controllers | 2038 | Economic | MW | Before Competition Groups | 99.1508 | 0 | 0 | 2071.8661 | 0.047856 | 9 | Commercial_2038_Economic_MW_Before Competition Groups_9 | Advanced BAS/Controllers | 4.786% | 0 | 99.1508 | Commercial_2038_Economic_MW_Before Competition Groups_Advanced BAS/Controllers
Commercial | Com ¦ LLLC - High Impact Application | 2038 | Economic | MW | Before Competition Groups | 60.1987 | 0 | 0 | 2071.8661 | 0.029055 | 10 | Commercial_2038_Economic_MW_Before Competition Groups_10 | LLLC - High Impact Application | 2.906% | 0 | 60.1987 | Commercial_2038_Economic_MW_Before Competition Groups_LLLC - High Impact Application
Commercial | Com ¦ Refrigerated Display Case Doors | 2038 | Economic | MW | Before Competition Groups | 50.9231 | 0 | 0 | 2071.8661 | 0.024578 | 11 | Commercial_2038_Economic_MW_Before Competition Groups_11 | Refrigerated Display Case Doors | 2.458% | 0 | 50.9231 | Commercial_2038_Economic_MW_Before Competition Groups_Refrigerated Display Case Doors
Commercial | Com ¦ Adaptive Thermostats | 2038 | Economic | MW | Before Competition Groups | 44.9152 | 0 | 0 | 2071.8661 | 0.021679 | 12 | Commercial_2038_Economic_MW_Before Competition Groups_12 | Adaptive Thermostats | 2.168% | 0 | 44.9152 | Commercial_2038_Economic_MW_Before Competition Groups_Adaptive Thermostats
Commercial | Com ¦ Reach-in Shaded Pole to ECM/PSC Evaporator Fan Motor | 2038 | Economic | MW | Before Competition Groups | 43.0312 | 0 | 0 | 2071.8661 | 0.020769 | 13 | Commercial_2038_Economic_MW_Before Competition Groups_13 | Reach-in Shaded Pole to ECM/PSC Evaporator Fan Motor | 2.077% | 0 | 43.0312 | Commercial_2038_Economic_MW_Before Competition Groups_Reach-in Shaded Pole to ECM/PSC Evaporator Fan Motor
Commercial | Com ¦ Demand Control Ventilation | 2038 | Economic | MW | Before Competition Groups | 37.7978 | 0 | 0 | 2071.8661 | 0.018243 | 14 | Commercial_2038_Economic_MW_Before Competition Groups_14 | Demand Control Ventilation | 1.824% | 0 | 37.7978 | Commercial_2038_Economic_MW_Before Competition Groups_Demand Control Ventilation
Commercial | Com ¦ Data Center Storage/Server Virtualization | 2038 | Economic | MW | Before Competition Groups | 37.6924 | 0 | 0 | 2071.8661 | 0.018192 | 15 | Commercial_2038_Economic_MW_Before Competition Groups_15 | Data Center Storage/Server Virtualization | 1.819% | 0 | 37.6924 | Commercial_2038_Economic_MW_Before Competition Groups_Data Center Storage/Server Virtualization
Commercial | Com ¦ Chilled Water Optimization | 2038 | Economic | MW | Before Competition Groups | 37.5976 | 0 | 0 | 2071.8661 | 0.018147 | 16 | Commercial_2038_Economic_MW_Before Competition Groups_16 | Chilled Water Optimization | 1.815% | 0 | 37.5976 | Commercial_2038_Economic_MW_Before Competition Groups_Chilled Water Optimization
Commercial | Com ¦ LLLC - Low Impact Application | 2038 | Economic | MW | Before Competition Groups | 37.0325 | 0 | 0 | 2071.8661 | 0.017874 | 17 | Commercial_2038_Economic_MW_Before Competition Groups_17 | LLLC - Low Impact Application | 1.787% | 0 | 37.0325 | Commercial_2038_Economic_MW_Before Competition Groups_LLLC - Low Impact Application
Commercial | Com ¦ Strip Curtains | 2038 | Economic | MW | Before Competition Groups | 33.2152 | 0 | 0 | 2071.8661 | 0.016032 | 18 | Commercial_2038_Economic_MW_Before Competition Groups_18 | Strip Curtains | 1.603% | 0 | 33.2152 | Commercial_2038_Economic_MW_Before Competition Groups_Strip Curtains
Commercial | Com ¦ LED or Equivalent Sign Lighting | 2038 | Economic | MW | Before Competition Groups | 28.7304 | 0 | 0 | 2071.8661 | 0.013867 | 19 | Commercial_2038_Economic_MW_Before Competition Groups_19 | LED or Equivalent Sign Lighting | 1.387% | 0 | 28.7304 | Commercial_2038_Economic_MW_Before Competition Groups_LED or Equivalent Sign Lighting
Commercial | Com ¦ Centrally controlled desktop PC/NETWORK PC POWER MANAGEMENT SOFTWARE | 2038 | Economic | MW | Before Competition Groups | 25.8597 | 0 | 0 | 2071.8661 | 0.012481 | 20 | Commercial_2038_Economic_MW_Before Competition Groups_20 | Centrally controlled desktop PC/NETWORK PC POWER MANAGEMENT SOFTWARE | 1.248% | 0 | 25.8597 | Commercial_2038_Economic_MW_Before Competition Groups_Centrally controlled desktop PC/NETWORK PC POWER MANAGEMENT SOFTWARE
Commercial | Com ¦ Furnace Tune-Up | 2038 | Economic | MW | Before Competition Groups | 25.1486 | 0 | 0 | 2071.8661 | 0.012138 | 21 | Commercial_2038_Economic_MW_Before Competition Groups_21 | Furnace Tune-Up | 1.214% | 0 | 25.1486 | Commercial_2038_Economic_MW_Before Competition Groups_Furnace Tune-Up
Commercial | Com ¦ Variable Frequency Drive (VFD) | 2038 | Economic | MW | Before Competition Groups | 17.5038 | 0 | 0 | 2071.8661 | 0.0084483 | 22 | Commercial_2038_Economic_MW_Before Competition Groups_22 | Variable Frequency Drive (VFD) | 0.8448% | 0 | 17.5038 | Commercial_2038_Economic_MW_Before Competition Groups_Variable Frequency Drive (VFD)
Commercial | Com ¦ Refrigerated Display Case LED | 2038 | Economic | MW | Before Competition Groups | 17.3385 | 0 | 0 | 2071.8661 | 0.0083685 | 23 | Commercial_2038_Economic_MW_Before Competition Groups_23 | Refrigerated Display Case LED | 0.8369% | 0 | 17.3385 | Commercial_2038_Economic_MW_Before Competition Groups_Refrigerated Display Case LED
Commercial | Com ¦ ENERGY STAR LED LAMPS (General Service Lamps) | 2038 | Economic | MW | Before Competition Groups | 16.6755 | 0 | 0 | 2071.8661 | 0.0080486 | 24 | Commercial_2038_Economic_MW_Before Competition Groups_24 | ENERGY STAR LED LAMPS (General Service Lamps) | 0.8049% | 0 | 16.6755 | Commercial_2038_Economic_MW_Before Competition Groups_ENERGY STAR LED LAMPS (General Service Lamps)
Commercial | Com ¦ VFD on Pumps | 2038 | Economic | MW | Before Competition Groups | 16.3815 | 0 | 0 | 2071.8661 | 0.0079066 | 25 | Commercial_2038_Economic_MW_Before Competition Groups_25 | VFD on Pumps | 0.7907% | 0 | 16.3815 | Commercial_2038_Economic_MW_Before Competition Groups_VFD on Pumps
Commercial | Com ¦ Air Handler with Dedicated Outdoor Air Systems | 2038 | Economic | MW | Before Competition Groups | 13.3596 | 0 | 0 | 2071.8661 | 0.0064481 | 26 | Commercial_2038_Economic_MW_Before Competition Groups_26 | Air Handler with Dedicated Outdoor Air Systems | 0.6448% | 0 | 13.3596 | Commercial_2038_Economic_MW_Before Competition Groups_Air Handler with Dedicated Outdoor Air Systems
Commercial | Com ¦ Demand Control Kitchen Ventilation | 2038 | Economic | MW | Before Competition Groups | 12.6373 | 0 | 0 | 2071.8661 | 0.0060995 | 27 | Commercial_2038_Economic_MW_Before Competition Groups_27 | Demand Control Kitchen Ventilation | 0.6099% | 0 | 12.6373 | Commercial_2038_Economic_MW_Before Competition Groups_Demand Control Kitchen Ventilation
Commercial | Com ¦ Water Source Heat Pump (4 ton) | 2038 | Economic | MW | Before Competition Groups | 12.2359 | 0 | 0 | 2071.8661 | 0.0059057 | 28 | Commercial_2038_Economic_MW_Before Competition Groups_28 | Water Source Heat Pump (4 ton) | 0.5906% | 0 | 12.2359 | Commercial_2038_Economic_MW_Before Competition Groups_Water Source Heat Pump (4 ton)
Commercial | Com ¦ Occupancy Sensors | 2038 | Economic | MW | Before Competition Groups | 10.8463 | 0 | 0 | 2071.8661 | 0.005235 | 29 | Commercial_2038_Economic_MW_Before Competition Groups_29 | Occupancy Sensors | 0.5235% | 0 | 10.8463 | Commercial_2038_Economic_MW_Before Competition Groups_Occupancy Sensors
Commercial | Com ¦ ECM MOTORS FOR EVAPORATOR FANS for refrigeration (WALK-IN) | 2038 | Economic | MW | Before Competition Groups | 9.1055 | 0 | 0 | 2071.8661 | 0.0043948 | 30 | Commercial_2038_Economic_MW_Before Competition Groups_30 | ECM MOTORS FOR EVAPORATOR FANS for refrigeration (WALK-IN) | 0.4395% | 0 | 9.1055 | Commercial_2038_Economic_MW_Before Competition Groups_ECM MOTORS FOR EVAPORATOR FANS for refrigeration (WALK-IN)
Commercial | Com ¦ ENERGY STAR Griddle (74% eff) | 2038 | Economic | MW | Before Competition Groups | 8.4774 | 0 | 0 | 2071.8661 | 0.0040917 | 31 | Commercial_2038_Economic_MW_Before Competition Groups_31 | ENERGY STAR Griddle (74% eff) | 0.4092% | 0 | 8.4774 | Commercial_2038_Economic_MW_Before Competition Groups_ENERGY STAR Griddle (74% eff)
Commercial | Com ¦ Networked/Connected - High Impact Application | 2038 | Economic | MW | Before Competition Groups | 8.1043 | 0 | 0 | 2071.8661 | 0.0039116 | 32 | Commercial_2038_Economic_MW_Before Competition Groups_32 | Networked/Connected - High Impact Application | 0.3912% | 0 | 8.1043 | Commercial_2038_Economic_MW_Before Competition Groups_Networked/Connected - High Impact Application
Commercial | Com ¦ Freezer Case Light Sensor | 2038 | Economic | MW | Before Competition Groups | 7.8782 | 0 | 0 | 2071.8661 | 0.0038025 | 33 | Commercial_2038_Economic_MW_Before Competition Groups_33 | Freezer Case Light Sensor | 0.3802% | 0 | 7.8782 | Commercial_2038_Economic_MW_Before Competition Groups_Freezer Case Light Sensor
Commercial | Com ¦ Evaporator Fan Controls | 2038 | Economic | MW | Before Competition Groups | 7.6753 | 0 | 0 | 2071.8661 | 0.0037046 | 34 | Commercial_2038_Economic_MW_Before Competition Groups_34 | Evaporator Fan Controls | 0.3705% | 0 | 7.6753 | Commercial_2038_Economic_MW_Before Competition Groups_Evaporator Fan Controls
Commercial | Com ¦ LED EXTERIOR AREA LIGHTS - LED fixture (200W) | 2038 | Economic | MW | Before Competition Groups | 7.1494 | 0 | 0 | 2071.8661 | 0.0034507 | 35 | Commercial_2038_Economic_MW_Before Competition Groups_35 | LED EXTERIOR AREA LIGHTS - LED fixture (200W) | 0.3451% | 0 | 7.1494 | Commercial_2038_Economic_MW_Before Competition Groups_LED EXTERIOR AREA LIGHTS - LED fixture (200W)
Commercial | Com ¦ LED parking lot fixture | 2038 | Economic | MW | Before Competition Groups | 6.7962 | 0 | 0 | 2071.8661 | 0.0032802 | 36 | Commercial_2038_Economic_MW_Before Competition Groups_36 | LED parking lot fixture | 0.328% | 0 | 6.7962 | Commercial_2038_Economic_MW_Before Competition Groups_LED parking lot fixture
Commercial | Com ¦ Door Gasket Freezer/Refrigerator | 2038 | Economic | MW | Before Competition Groups | 6.1905 | 0 | 0 | 2071.8661 | 0.0029879 | 37 | Commercial_2038_Economic_MW_Before Competition Groups_37 | Door Gasket Freezer/Refrigerator | 0.2988% | 0 | 6.1905 | Commercial_2038_Economic_MW_Before Competition Groups_Door Gasket Freezer/Refrigerator
Commercial | Com ¦ Elec Storage WH 2.30 Et | 2038 | Economic | MW | Before Competition Groups | 5.8682 | 0 | 0 | 2071.8661 | 0.0028323 | 38 | Commercial_2038_Economic_MW_Before Competition Groups_38 | Elec Storage WH 2.30 Et | 0.2832% | 0 | 5.8682 | Commercial_2038_Economic_MW_Before Competition Groups_Elec Storage WH 2.30 Et
Commercial | Com ¦ BEVERAGE VENDING MACHINE CONTROLS | 2038 | Economic | MW | Before Competition Groups | 5.1343 | 0 | 0 | 2071.8661 | 0.0024781 | 39 | Commercial_2038_Economic_MW_Before Competition Groups_39 | BEVERAGE VENDING MACHINE CONTROLS | 0.2478% | 0 | 5.1343 | Commercial_2038_Economic_MW_Before Competition Groups_BEVERAGE VENDING MACHINE CONTROLS
Commercial | Com ¦ Duct Insulation, R8 | 2038 | Economic | MW | Before Competition Groups | 4.6167 | 0 | 0 | 2071.8661 | 0.0022283 | 40 | Commercial_2038_Economic_MW_Before Competition Groups_40 | Duct Insulation, R8 | 0.2228% | 0 | 4.6167 | Commercial_2038_Economic_MW_Before Competition Groups_Duct Insulation, R8
Commercial | Com ¦ LED street light fixture | 2038 | Economic | MW | Before Competition Groups | 4.3729 | 0 | 0 | 2071.8661 | 0.0021106 | 41 | Commercial_2038_Economic_MW_Before Competition Groups_41 | LED street light fixture | 0.2111% | 0 | 4.3729 | Commercial_2038_Economic_MW_Before Competition Groups_LED street light fixture
Commercial | Com ¦ CO Sensors for parking garage exhaust fans | 2038 | Economic | MW | Before Competition Groups | 3.4901 | 0 | 0 | 2071.8661 | 0.0016845 | 42 | Commercial_2038_Economic_MW_Before Competition Groups_42 | CO Sensors for parking garage exhaust fans | 0.1685% | 0 | 3.4901 | Commercial_2038_Economic_MW_Before Competition Groups_CO Sensors for parking garage exhaust fans
Commercial | Com ¦ Networked/Connected - Low Impact Application | 2038 | Economic | MW | Before Competition Groups | 3.0487 | 0 | 0 | 2071.8661 | 0.0014715 | 43 | Commercial_2038_Economic_MW_Before Competition Groups_43 | Networked/Connected - Low Impact Application | 0.1471% | 0 | 3.0487 | Commercial_2038_Economic_MW_Before Competition Groups_Networked/Connected - Low Impact Application
Commercial | Com ¦ Temperature Adjustment in Commercial Freezers | 2038 | Economic | MW | Before Competition Groups | 2.8061 | 0 | 0 | 2071.8661 | 0.0013544 | 44 | Commercial_2038_Economic_MW_Before Competition Groups_44 | Temperature Adjustment in Commercial Freezers | 0.1354% | 0 | 2.8061 | Commercial_2038_Economic_MW_Before Competition Groups_Temperature Adjustment in Commercial Freezers
Commercial | Com ¦ ENERGY STAR Fryer (84% eff) | 2038 | Economic | MW | Before Competition Groups | 2.4702 | 0 | 0 | 2071.8661 | 0.0011923 | 45 | Commercial_2038_Economic_MW_Before Competition Groups_45 | ENERGY STAR Fryer (84% eff) | 0.1192% | 0 | 2.4702 | Commercial_2038_Economic_MW_Before Competition Groups_ENERGY STAR Fryer (84% eff)
Commercial | Com ¦ Vertical Night Covers | 2038 | Economic | MW | Before Competition Groups | 2.3205 | 0 | 0 | 2071.8661 | 0.00112 | 46 | Commercial_2038_Economic_MW_Before Competition Groups_46 | Vertical Night Covers | 0.112% | 0 | 2.3205 | Commercial_2038_Economic_MW_Before Competition Groups_Vertical Night Covers
Commercial | Com ¦ Energy Efficient Laboratory Fume Hood | 2038 | Economic | MW | Before Competition Groups | 2.2688 | 0 | 0 | 2071.8661 | 0.0010951 | 47 | Commercial_2038_Economic_MW_Before Competition Groups_47 | Energy Efficient Laboratory Fume Hood | 0.1095% | 0 | 2.2688 | Commercial_2038_Economic_MW_Before Competition Groups_Energy Efficient Laboratory Fume Hood
Commercial | Com ¦ Outside Air Economizer | 2038 | Economic | MW | Before Competition Groups | 2.0294 | 0 | 0 | 2071.8661 | 0.00097951 | 48 | Commercial_2038_Economic_MW_Before Competition Groups_48 | Outside Air Economizer | 0.09795% | 0 | 2.0294 | Commercial_2038_Economic_MW_Before Competition Groups_Outside Air Economizer
Commercial | Com ¦ Condensing Make Up Air Unit | 2038 | Economic | MW | Before Competition Groups | 1.9426 | 0 | 0 | 2071.8661 | 0.0009376 | 49 | Commercial_2038_Economic_MW_Before Competition Groups_49 | Condensing Make Up Air Unit | 0.09376% | 0 | 1.9426 | Commercial_2038_Economic_MW_Before Competition Groups_Condensing Make Up Air Unit
Commercial | Com ¦ Water Heating (DHW) Pipe Insulation (Add 3/4\ Foam)" | 2038 | Economic | MW | Before Competition Groups | 1.7708 | 0 | 0 | 2071.8661 | 0.00085471 | 50 | Commercial_2038_Economic_MW_Before Competition Groups_50 | Water Heating (DHW) Pipe Insulation (Add 3/4\ Foam)" | 0.08547% | 0 | 1.7708 | Commercial_2038_Economic_MW_Before Competition Groups_Water Heating (DHW) Pipe Insulation (Add 3/4\ Foam)"
Commercial | Com ¦ ENERGY STAR Dishwasher | 2038 | Economic | MW | Before Competition Groups | 1.619 | 0 | 0 | 2071.8661 | 0.00078142 | 51 | Commercial_2038_Economic_MW_Before Competition Groups_51 | ENERGY STAR Dishwasher | 0.07814% | 0 | 1.619 | Commercial_2038_Economic_MW_Before Competition Groups_ENERGY STAR Dishwasher
Commercial | Com ¦ ENERGY STAR Steam Cookers | 2038 | Economic | MW | Before Competition Groups | 1.6149 | 0 | 0 | 2071.8661 | 0.00077945 | 52 | Commercial_2038_Economic_MW_Before Competition Groups_52 | ENERGY STAR Steam Cookers | 0.07794% | 0 | 1.6149 | Commercial_2038_Economic_MW_Before Competition Groups_ENERGY STAR Steam Cookers
Commercial | Com ¦ Suction Pipe Insulation Freezer/Refrigerator | 2038 | Economic | MW | Before Competition Groups | 1.206 | 0 | 0 | 2071.8661 | 0.0005821 | 53 | Commercial_2038_Economic_MW_Before Competition Groups_53 | Suction Pipe Insulation Freezer/Refrigerator | 0.05821% | 0 | 1.206 | Commercial_2038_Economic_MW_Before Competition Groups_Suction Pipe Insulation Freezer/Refrigerator
Commercial | Com ¦ High Efficiency Small Instantaneous Water Heater | 2038 | Economic | MW | Before Competition Groups | 1.1123 | 0 | 0 | 2071.8661 | 0.00053684 | 54 | Commercial_2038_Economic_MW_Before Competition Groups_54 | High Efficiency Small Instantaneous Water Heater | 0.05368% | 0 | 1.1123 | Commercial_2038_Economic_MW_Before Competition Groups_High Efficiency Small Instantaneous Water Heater
Commercial | Com ¦ Thermostat Setback | 2038 | Economic | MW | Before Competition Groups | 0.85307 | 0 | 0 | 2071.8661 | 0.00041174 | 55 | Commercial_2038_Economic_MW_Before Competition Groups_55 | Thermostat Setback | 0.04117% | 0 | 0.85307 | Commercial_2038_Economic_MW_Before Competition Groups_Thermostat Setback
Commercial | Com ¦ Ozone Laundry Treatment | 2038 | Economic | MW | Before Competition Groups | 0.81683 | 0 | 0 | 2071.8661 | 0.00039425 | 56 | Commercial_2038_Economic_MW_Before Competition Groups_56 | Ozone Laundry Treatment | 0.03942% | 0 | 0.81683 | Commercial_2038_Economic_MW_Before Competition Groups_Ozone Laundry Treatment
Commercial | Com ¦ PTAC (12 EER/10,000 BTU) | 2038 | Economic | MW | Before Competition Groups | 0.68284 | 0 | 0 | 2071.8661 | 0.00032958 | 57 | Commercial_2038_Economic_MW_Before Competition Groups_57 | PTAC (12 EER/10,000 BTU) | 0.03296% | 0 | 0.68284 | Commercial_2038_Economic_MW_Before Competition Groups_PTAC (12 EER/10,000 BTU)
Commercial | Com ¦ Solar Water Preheat (Pools/DHW) | 2038 | Economic | MW | Before Competition Groups | 0.51891 | 0 | 0 | 2071.8661 | 0.00025045 | 58 | Commercial_2038_Economic_MW_Before Competition Groups_58 | Solar Water Preheat (Pools/DHW) | 0.02505% | 0 | 0.51891 | Commercial_2038_Economic_MW_Before Competition Groups_Solar Water Preheat (Pools/DHW)
Commercial | COM ¦ Ductless Mini-Split Heat Pumps | 2038 | Economic | MW | Before Competition Groups | 0.50076 | 0 | 0 | 2071.8661 | 0.0002417 | 59 | Commercial_2038_Economic_MW_Before Competition Groups_59 | Ductless Mini-Split Heat Pumps | 0.02417% | 0 | 0.50076 | Commercial_2038_Economic_MW_Before Competition Groups_Ductless Mini-Split Heat Pumps
Commercial | Com ¦ ECM MOTORS FOR HVAC APPLICATION (FAN-POWERED VAV BOX) | 2038 | Economic | MW | Before Competition Groups | 0.33397 | 0 | 0 | 2071.8661 | 0.00016119 | 60 | Commercial_2038_Economic_MW_Before Competition Groups_60 | ECM MOTORS FOR HVAC APPLICATION (FAN-POWERED VAV BOX) | 0.01612% | 0 | 0.33397 | Commercial_2038_Economic_MW_Before Competition Groups_ECM MOTORS FOR HVAC APPLICATION (FAN-POWERED VAV BOX)
Commercial | Com ¦ Variable Refrigerant Flow Heat Pump | 2038 | Economic | MW | Before Competition Groups | 0.31901 | 0 | 0 | 2071.8661 | 0.00015397 | 61 | Commercial_2038_Economic_MW_Before Competition Groups_61 | Variable Refrigerant Flow Heat Pump | 0.0154% | 0 | 0.31901 | Commercial_2038_Economic_MW_Before Competition Groups_Variable Refrigerant Flow Heat Pump
Commercial | Com ¦ Notched V belts for HVAC Systems | 2038 | Economic | MW | Before Competition Groups | 0.28836 | 0 | 0 | 2071.8661 | 0.00013918 | 62 | Commercial_2038_Economic_MW_Before Competition Groups_62 | Notched V belts for HVAC Systems | 0.01392% | 0 | 0.28836 | Commercial_2038_Economic_MW_Before Competition Groups_Notched V belts for HVAC Systems
Commercial | Com ¦ Indoor Daylight Sensors/Photocell Dimming Control | 2038 | Economic | MW | Before Competition Groups | 0.25381 | 0 | 0 | 2071.8661 | 0.0001225 | 63 | Commercial_2038_Economic_MW_Before Competition Groups_63 | Indoor Daylight Sensors/Photocell Dimming Control | 0.01225% | 0 | 0.25381 | Commercial_2038_Economic_MW_Before Competition Groups_Indoor Daylight Sensors/Photocell Dimming Control
Commercial | Com ¦ Efficient compressor motor | 2038 | Economic | MW | Before Competition Groups | 0.23685 | 0 | 0 | 2071.8661 | 0.00011432 | 64 | Commercial_2038_Economic_MW_Before Competition Groups_64 | Efficient compressor motor | 0.01143% | 0 | 0.23685 | Commercial_2038_Economic_MW_Before Competition Groups_Efficient compressor motor
Commercial | Com ¦ CEE Tier 2/Energy Star Clothes Washers | 2038 | Economic | MW | Before Competition Groups | 0.21176 | 0 | 0 | 2071.8661 | 0.00010221 | 65 | Commercial_2038_Economic_MW_Before Competition Groups_65 | CEE Tier 2/Energy Star Clothes Washers | 0.01022% | 0 | 0.21176 | Commercial_2038_Economic_MW_Before Competition Groups_CEE Tier 2/Energy Star Clothes Washers
Commercial | Com ¦ Auto Off Time Switch or Time Clock control | 2038 | Economic | MW | Before Competition Groups | 0.20361 | 0 | 0 | 2071.8661 | 9.8272e-05 | 66 | Commercial_2038_Economic_MW_Before Competition Groups_66 | Auto Off Time Switch or Time Clock control | 0.009827% | 0 | 0.20361 | Commercial_2038_Economic_MW_Before Competition Groups_Auto Off Time Switch or Time Clock control
Commercial | Com ¦ HVAC Optimization | 2038 | Economic | MW | Before Competition Groups | 0.15304 | 0 | 0 | 2071.8661 | 7.3867e-05 | 67 | Commercial_2038_Economic_MW_Before Competition Groups_67 | HVAC Optimization | 0.007387% | 0 | 0.15304 | Commercial_2038_Economic_MW_Before Competition Groups_HVAC Optimization
Commercial | Com ¦ Commercial Hot Food Holding Cabinets | 2038 | Economic | MW | Before Competition Groups | 0.14031 | 0 | 0 | 2071.8661 | 6.7721e-05 | 68 | Commercial_2038_Economic_MW_Before Competition Groups_68 | Commercial Hot Food Holding Cabinets | 0.006772% | 0 | 0.14031 | Commercial_2038_Economic_MW_Before Competition Groups_Commercial Hot Food Holding Cabinets
Commercial | Com ¦ LED RECESSED DOWNLIGHTS | 2038 | Economic | MW | Before Competition Groups | 0.12566 | 0 | 0 | 2071.8661 | 6.0652e-05 | 69 | Commercial_2038_Economic_MW_Before Competition Groups_69 | LED RECESSED DOWNLIGHTS | 0.006065% | 0 | 0.12566 | Commercial_2038_Economic_MW_Before Competition Groups_LED RECESSED DOWNLIGHTS
Commercial | Com ¦ Low Flow Pre-Rinse Spray Nozzle | 2038 | Economic | MW | Before Competition Groups | 0.11386 | 0 | 0 | 2071.8661 | 5.4957e-05 | 70 | Commercial_2038_Economic_MW_Before Competition Groups_70 | Low Flow Pre-Rinse Spray Nozzle | 0.005496% | 0 | 0.11386 | Commercial_2038_Economic_MW_Before Competition Groups_Low Flow Pre-Rinse Spray Nozzle
Commercial | Com ¦ Room AC (w/ louvered sides) 14 SEER from 12 SEER code | 2038 | Economic | MW | Before Competition Groups | 0.11376 | 0 | 0 | 2071.8661 | 5.4905e-05 | 71 | Commercial_2038_Economic_MW_Before Competition Groups_71 | Room AC (w/ louvered sides) 14 SEER from 12 SEER code | 0.00549% | 0 | 0.11376 | Commercial_2038_Economic_MW_Before Competition Groups_Room AC (w/ louvered sides) 14 SEER from 12 SEER code
Commercial | Com ¦ Demand controlled Circulating Systems | 2038 | Economic | MW | Before Competition Groups | 0.11362 | 0 | 0 | 2071.8661 | 5.4837e-05 | 72 | Commercial_2038_Economic_MW_Before Competition Groups_72 | Demand controlled Circulating Systems | 0.005484% | 0 | 0.11362 | Commercial_2038_Economic_MW_Before Competition Groups_Demand controlled Circulating Systems
Commercial | Com ¦ Energy Recovery Ventilation and Ventilation (Enhanced) | 2038 | Economic | MW | Before Competition Groups | 0.073395 | 0 | 0 | 2071.8661 | 3.5425e-05 | 73 | Commercial_2038_Economic_MW_Before Competition Groups_73 | Energy Recovery Ventilation and Ventilation (Enhanced) | 0.003542% | 0 | 0.073395 | Commercial_2038_Economic_MW_Before Competition Groups_Energy Recovery Ventilation and Ventilation (Enhanced)
Commercial | Com ¦ Wall Insulation | 2038 | Economic | MW | Before Competition Groups | 0.061943 | 0 | 0 | 2071.8661 | 2.9897e-05 | 74 | Commercial_2038_Economic_MW_Before Competition Groups_74 | Wall Insulation | 0.00299% | 0 | 0.061943 | Commercial_2038_Economic_MW_Before Competition Groups_Wall Insulation
Commercial | Com ¦ High Efficiency Chiller (avg of water and air cooled) | 2038 | Economic | MW | Before Competition Groups | 0.059222 | 0 | 0 | 2071.8661 | 2.8584e-05 | 75 | Commercial_2038_Economic_MW_Before Competition Groups_75 | High Efficiency Chiller (avg of water and air cooled) | 0.002858% | 0 | 0.059222 | Commercial_2038_Economic_MW_Before Competition Groups_High Efficiency Chiller (avg of water and air cooled)
Commercial | Com ¦ VSD Air Compressor | 2038 | Economic | MW | Before Competition Groups | 0.040869 | 0 | 0 | 2071.8661 | 1.9726e-05 | 76 | Commercial_2038_Economic_MW_Before Competition Groups_76 | VSD Air Compressor | 0.001973% | 0 | 0.040869 | Commercial_2038_Economic_MW_Before Competition Groups_VSD Air Compressor
Commercial | Com ¦ Condensing Unit Heaters or other Efficient Unit Heating System | 2038 | Economic | MW | Before Competition Groups | 0.039569 | 0 | 0 | 2071.8661 | 1.9098e-05 | 77 | Commercial_2038_Economic_MW_Before Competition Groups_77 | Condensing Unit Heaters or other Efficient Unit Heating System | 0.00191% | 0 | 0.039569 | Commercial_2038_Economic_MW_Before Competition Groups_Condensing Unit Heaters or other Efficient Unit Heating System
Commercial | Com ¦ EC Plug Fan for Data Center (under cabinet) | 2038 | Economic | MW | Before Competition Groups | 0.013137 | 0 | 0 | 2071.8661 | 6.3408e-06 | 78 | Commercial_2038_Economic_MW_Before Competition Groups_78 | EC Plug Fan for Data Center (under cabinet) | 0.0006341% | 0 | 0.013137 | Commercial_2038_Economic_MW_Before Competition Groups_EC Plug Fan for Data Center (under cabinet)
Commercial | Com ¦ Air Curtains | 2038 | Economic | MW | Before Competition Groups | 0.0081025 | 0 | 0 | 2071.8661 | 3.9107e-06 | 79 | Commercial_2038_Economic_MW_Before Competition Groups_79 | Air Curtains | 0.0003911% | 0 | 0.0081025 | Commercial_2038_Economic_MW_Before Competition Groups_Air Curtains
Commercial | Com ¦ Electric Convection Combination Ovens | 2038 | Economic | MW | Before Competition Groups | 0.00051022 | 0 | 0 | 2071.8661 | 2.4626e-07 | 80 | Commercial_2038_Economic_MW_Before Competition Groups_80 | Electric Convection Combination Ovens | 2.463e-05% | 0 | 0.00051022 | Commercial_2038_Economic_MW_Before Competition Groups_Electric Convection Combination Ovens
Commercial | Com ¦ LED Low/High Bay | 2038 | SC A | MW | Before Competition Groups | 168.5091 | 0 | 0 | 1274.0171 | 0.13227 | 1 | Commercial_2038_SC A_MW_Before Competition Groups_1 | LED Low/High Bay | 13.23% | 0 | 168.5091 | Commercial_2038_SC A_MW_Before Competition Groups_LED Low/High Bay
Commercial | Com ¦ LED Troffer/Surface/Suspended | 2038 | SC A | MW | Before Competition Groups | 134.7569 | 0 | 0 | 1274.0171 | 0.10577 | 2 | Commercial_2038_SC A_MW_Before Competition Groups_2 | LED Troffer/Surface/Suspended | 10.58% | 0 | 134.7569 | Commercial_2038_SC A_MW_Before Competition Groups_LED Troffer/Surface/Suspended
Commercial | Com ¦ ENERGY STAR LED LAMPS (REFLECTOR LAMPs/MR16/PAR 16) | 2038 | SC A | MW | Before Competition Groups | 131.9171 | 0 | 0 | 1274.0171 | 0.10354 | 3 | Commercial_2038_SC A_MW_Before Competition Groups_3 | ENERGY STAR LED LAMPS (REFLECTOR LAMPs/MR16/PAR 16) | 10.35% | 0 | 131.9171 | Commercial_2038_SC A_MW_Before Competition Groups_ENERGY STAR LED LAMPS (REFLECTOR LAMPs/MR16/PAR 16)
Commercial | Com ¦ High Efficiency Air Source Heat Pump | 2038 | SC A | MW | Before Competition Groups | 98.8927 | 0 | 0 | 1274.0171 | 0.077623 | 4 | Commercial_2038_SC A_MW_Before Competition Groups_4 | High Efficiency Air Source Heat Pump | 7.762% | 0 | 98.8927 | Commercial_2038_SC A_MW_Before Competition Groups_High Efficiency Air Source Heat Pump
Commercial | Com ¦ Building Recommissioning, Operations and Maintenance (O&M) Improvements | 2038 | SC A | MW | Before Competition Groups | 98.8325 | 0 | 0 | 1274.0171 | 0.077575 | 5 | Commercial_2038_SC A_MW_Before Competition Groups_5 | Building Recommissioning, Operations and Maintenance (O&M) Improvements | 7.758% | 0 | 98.8325 | Commercial_2038_SC A_MW_Before Competition Groups_Building Recommissioning, Operations and Maintenance (O&M) Improvements
Commercial | Com ¦ LED Replacement Lamp (Tube) | 2038 | SC A | MW | Before Competition Groups | 92.5241 | 0 | 0 | 1274.0171 | 0.072624 | 6 | Commercial_2038_SC A_MW_Before Competition Groups_6 | LED Replacement Lamp (Tube) | 7.262% | 0 | 92.5241 | Commercial_2038_SC A_MW_Before Competition Groups_LED Replacement Lamp (Tube)
Commercial | Com ¦ Advanced BAS/Controllers | 2038 | SC A | MW | Before Competition Groups | 50.1347 | 0 | 0 | 1274.0171 | 0.039352 | 7 | Commercial_2038_SC A_MW_Before Competition Groups_7 | Advanced BAS/Controllers | 3.935% | 0 | 50.1347 | Commercial_2038_SC A_MW_Before Competition Groups_Advanced BAS/Controllers
Commercial | Com ¦ Education and Capacity Building/Energy Behavior | 2038 | SC A | MW | Before Competition Groups | 36.2149 | 0 | 0 | 1274.0171 | 0.028426 | 8 | Commercial_2038_SC A_MW_Before Competition Groups_8 | Education and Capacity Building/Energy Behavior | 2.843% | 0 | 36.2149 | Commercial_2038_SC A_MW_Before Competition Groups_Education and Capacity Building/Energy Behavior
Commercial | Com ¦ Reach-in Shaded Pole to ECM/PSC Evaporator Fan Motor | 2038 | SC A | MW | Before Competition Groups | 32.7573 | 0 | 0 | 1274.0171 | 0.025712 | 9 | Commercial_2038_SC A_MW_Before Competition Groups_9 | Reach-in Shaded Pole to ECM/PSC Evaporator Fan Motor | 2.571% | 0 | 32.7573 | Commercial_2038_SC A_MW_Before Competition Groups_Reach-in Shaded Pole to ECM/PSC Evaporator Fan Motor
Commercial | Com ¦ Unitary Air-Conditioning Unit | 2038 | SC A | MW | Before Competition Groups | 32.5082 | 0 | 0 | 1274.0171 | 0.025516 | 10 | Commercial_2038_SC A_MW_Before Competition Groups_10 | Unitary Air-Conditioning Unit | 2.552% | 0 | 32.5082 | Commercial_2038_SC A_MW_Before Competition Groups_Unitary Air-Conditioning Unit
Commercial | Com ¦ Adaptive Thermostats | 2038 | SC A | MW | Before Competition Groups | 32.439 | 0 | 0 | 1274.0171 | 0.025462 | 11 | Commercial_2038_SC A_MW_Before Competition Groups_11 | Adaptive Thermostats | 2.546% | 0 | 32.439 | Commercial_2038_SC A_MW_Before Competition Groups_Adaptive Thermostats
Commercial | Com ¦ Refrigerated Display Case Doors | 2038 | SC A | MW | Before Competition Groups | 30.2598 | 0 | 0 | 1274.0171 | 0.023751 | 12 | Commercial_2038_SC A_MW_Before Competition Groups_12 | Refrigerated Display Case Doors | 2.375% | 0 | 30.2598 | Commercial_2038_SC A_MW_Before Competition Groups_Refrigerated Display Case Doors
Commercial | Com ¦ Data Center Storage/Server Virtualization | 2038 | SC A | MW | Before Competition Groups | 28.5801 | 0 | 0 | 1274.0171 | 0.022433 | 13 | Commercial_2038_SC A_MW_Before Competition Groups_13 | Data Center Storage/Server Virtualization | 2.243% | 0 | 28.5801 | Commercial_2038_SC A_MW_Before Competition Groups_Data Center Storage/Server Virtualization
Commercial | Com ¦ Strip Curtains | 2038 | SC A | MW | Before Competition Groups | 28.2496 | 0 | 0 | 1274.0171 | 0.022174 | 14 | Commercial_2038_SC A_MW_Before Competition Groups_14 | Strip Curtains | 2.217% | 0 | 28.2496 | Commercial_2038_SC A_MW_Before Competition Groups_Strip Curtains
Commercial | Com ¦ Furnace Tune-Up | 2038 | SC A | MW | Before Competition Groups | 23.7406 | 0 | 0 | 1274.0171 | 0.018634 | 15 | Commercial_2038_SC A_MW_Before Competition Groups_15 | Furnace Tune-Up | 1.863% | 0 | 23.7406 | Commercial_2038_SC A_MW_Before Competition Groups_Furnace Tune-Up
Commercial | Com ¦ LED or Equivalent Sign Lighting | 2038 | SC A | MW | Before Competition Groups | 21.7163 | 0 | 0 | 1274.0171 | 0.017046 | 16 | Commercial_2038_SC A_MW_Before Competition Groups_16 | LED or Equivalent Sign Lighting | 1.705% | 0 | 21.7163 | Commercial_2038_SC A_MW_Before Competition Groups_LED or Equivalent Sign Lighting
Commercial | Com ¦ Centrally controlled desktop PC/NETWORK PC POWER MANAGEMENT SOFTWARE | 2038 | SC A | MW | Before Competition Groups | 20.2157 | 0 | 0 | 1274.0171 | 0.015868 | 17 | Commercial_2038_SC A_MW_Before Competition Groups_17 | Centrally controlled desktop PC/NETWORK PC POWER MANAGEMENT SOFTWARE | 1.587% | 0 | 20.2157 | Commercial_2038_SC A_MW_Before Competition Groups_Centrally controlled desktop PC/NETWORK PC POWER MANAGEMENT SOFTWARE
Commercial | Com ¦ Demand Control Ventilation | 2038 | SC A | MW | Before Competition Groups | 19.2088 | 0 | 0 | 1274.0171 | 0.015077 | 18 | Commercial_2038_SC A_MW_Before Competition Groups_18 | Demand Control Ventilation | 1.508% | 0 | 19.2088 | Commercial_2038_SC A_MW_Before Competition Groups_Demand Control Ventilation
Commercial | Com ¦ Chilled Water Optimization | 2038 | SC A | MW | Before Competition Groups | 18.3672 | 0 | 0 | 1274.0171 | 0.014417 | 19 | Commercial_2038_SC A_MW_Before Competition Groups_19 | Chilled Water Optimization | 1.442% | 0 | 18.3672 | Commercial_2038_SC A_MW_Before Competition Groups_Chilled Water Optimization
Commercial | Com ¦ Variable Frequency Drive (VFD) | 2038 | SC A | MW | Before Competition Groups | 16.6488 | 0 | 0 | 1274.0171 | 0.013068 | 20 | Commercial_2038_SC A_MW_Before Competition Groups_20 | Variable Frequency Drive (VFD) | 1.307% | 0 | 16.6488 | Commercial_2038_SC A_MW_Before Competition Groups_Variable Frequency Drive (VFD)
Commercial | Com ¦ ENERGY STAR LED LAMPS (General Service Lamps) | 2038 | SC A | MW | Before Competition Groups | 15.9606 | 0 | 0 | 1274.0171 | 0.012528 | 21 | Commercial_2038_SC A_MW_Before Competition Groups_21 | ENERGY STAR LED LAMPS (General Service Lamps) | 1.253% | 0 | 15.9606 | Commercial_2038_SC A_MW_Before Competition Groups_ENERGY STAR LED LAMPS (General Service Lamps)
Commercial | Com ¦ VFD on Pumps | 2038 | SC A | MW | Before Competition Groups | 15.4982 | 0 | 0 | 1274.0171 | 0.012165 | 22 | Commercial_2038_SC A_MW_Before Competition Groups_22 | VFD on Pumps | 1.216% | 0 | 15.4982 | Commercial_2038_SC A_MW_Before Competition Groups_VFD on Pumps
Commercial | Com ¦ Refrigerated Display Case LED | 2038 | SC A | MW | Before Competition Groups | 11.175 | 0 | 0 | 1274.0171 | 0.0087715 | 23 | Commercial_2038_SC A_MW_Before Competition Groups_23 | Refrigerated Display Case LED | 0.8771% | 0 | 11.175 | Commercial_2038_SC A_MW_Before Competition Groups_Refrigerated Display Case LED
Commercial | Com ¦ Door Gasket Freezer/Refrigerator | 2038 | SC A | MW | Before Competition Groups | 8.9026 | 0 | 0 | 1274.0171 | 0.0069878 | 24 | Commercial_2038_SC A_MW_Before Competition Groups_24 | Door Gasket Freezer/Refrigerator | 0.6988% | 0 | 8.9026 | Commercial_2038_SC A_MW_Before Competition Groups_Door Gasket Freezer/Refrigerator
Commercial | Com ¦ ECM MOTORS FOR EVAPORATOR FANS for refrigeration (WALK-IN) | 2038 | SC A | MW | Before Competition Groups | 8.5752 | 0 | 0 | 1274.0171 | 0.0067308 | 25 | Commercial_2038_SC A_MW_Before Competition Groups_25 | ECM MOTORS FOR EVAPORATOR FANS for refrigeration (WALK-IN) | 0.6731% | 0 | 8.5752 | Commercial_2038_SC A_MW_Before Competition Groups_ECM MOTORS FOR EVAPORATOR FANS for refrigeration (WALK-IN)
Commercial | Com ¦ Demand Control Kitchen Ventilation | 2038 | SC A | MW | Before Competition Groups | 8.2016 | 0 | 0 | 1274.0171 | 0.0064376 | 26 | Commercial_2038_SC A_MW_Before Competition Groups_26 | Demand Control Kitchen Ventilation | 0.6438% | 0 | 8.2016 | Commercial_2038_SC A_MW_Before Competition Groups_Demand Control Kitchen Ventilation
Commercial | Com ¦ Air Handler with Dedicated Outdoor Air Systems | 2038 | SC A | MW | Before Competition Groups | 7.7146 | 0 | 0 | 1274.0171 | 0.0060553 | 27 | Commercial_2038_SC A_MW_Before Competition Groups_27 | Air Handler with Dedicated Outdoor Air Systems | 0.6055% | 0 | 7.7146 | Commercial_2038_SC A_MW_Before Competition Groups_Air Handler with Dedicated Outdoor Air Systems
Commercial | Com ¦ Evaporator Fan Controls | 2038 | SC A | MW | Before Competition Groups | 7.2141 | 0 | 0 | 1274.0171 | 0.0056625 | 28 | Commercial_2038_SC A_MW_Before Competition Groups_28 | Evaporator Fan Controls | 0.5662% | 0 | 7.2141 | Commercial_2038_SC A_MW_Before Competition Groups_Evaporator Fan Controls
Commercial | Com ¦ LED EXTERIOR AREA LIGHTS - LED fixture (200W) | 2038 | SC A | MW | Before Competition Groups | 7.1013 | 0 | 0 | 1274.0171 | 0.0055739 | 29 | Commercial_2038_SC A_MW_Before Competition Groups_29 | LED EXTERIOR AREA LIGHTS - LED fixture (200W) | 0.5574% | 0 | 7.1013 | Commercial_2038_SC A_MW_Before Competition Groups_LED EXTERIOR AREA LIGHTS - LED fixture (200W)
Commercial | Com ¦ LED parking lot fixture | 2038 | SC A | MW | Before Competition Groups | 6.7859 | 0 | 0 | 1274.0171 | 0.0053263 | 30 | Commercial_2038_SC A_MW_Before Competition Groups_30 | LED parking lot fixture | 0.5326% | 0 | 6.7859 | Commercial_2038_SC A_MW_Before Competition Groups_LED parking lot fixture
Commercial | Com ¦ Freezer Case Light Sensor | 2038 | SC A | MW | Before Competition Groups | 6.271 | 0 | 0 | 1274.0171 | 0.0049222 | 31 | Commercial_2038_SC A_MW_Before Competition Groups_31 | Freezer Case Light Sensor | 0.4922% | 0 | 6.271 | Commercial_2038_SC A_MW_Before Competition Groups_Freezer Case Light Sensor
Commercial | Com ¦ ENERGY STAR Griddle (74% eff) | 2038 | SC A | MW | Before Competition Groups | 6.114 | 0 | 0 | 1274.0171 | 0.004799 | 32 | Commercial_2038_SC A_MW_Before Competition Groups_32 | ENERGY STAR Griddle (74% eff) | 0.4799% | 0 | 6.114 | Commercial_2038_SC A_MW_Before Competition Groups_ENERGY STAR Griddle (74% eff)
Commercial | Com ¦ Occupancy Sensors | 2038 | SC A | MW | Before Competition Groups | 5.9304 | 0 | 0 | 1274.0171 | 0.0046549 | 33 | Commercial_2038_SC A_MW_Before Competition Groups_33 | Occupancy Sensors | 0.4655% | 0 | 5.9304 | Commercial_2038_SC A_MW_Before Competition Groups_Occupancy Sensors
Commercial | Com ¦ Water Source Heat Pump (4 ton) | 2038 | SC A | MW | Before Competition Groups | 4.8978 | 0 | 0 | 1274.0171 | 0.0038443 | 34 | Commercial_2038_SC A_MW_Before Competition Groups_34 | Water Source Heat Pump (4 ton) | 0.3844% | 0 | 4.8978 | Commercial_2038_SC A_MW_Before Competition Groups_Water Source Heat Pump (4 ton)
Commercial | Com ¦ Duct Insulation, R8 | 2038 | SC A | MW | Before Competition Groups | 4.3228 | 0 | 0 | 1274.0171 | 0.003393 | 35 | Commercial_2038_SC A_MW_Before Competition Groups_35 | Duct Insulation, R8 | 0.3393% | 0 | 4.3228 | Commercial_2038_SC A_MW_Before Competition Groups_Duct Insulation, R8
Commercial | Com ¦ LED street light fixture | 2038 | SC A | MW | Before Competition Groups | 4.2945 | 0 | 0 | 1274.0171 | 0.0033708 | 36 | Commercial_2038_SC A_MW_Before Competition Groups_36 | LED street light fixture | 0.3371% | 0 | 4.2945 | Commercial_2038_SC A_MW_Before Competition Groups_LED street light fixture
Commercial | Com ¦ BEVERAGE VENDING MACHINE CONTROLS | 2038 | SC A | MW | Before Competition Groups | 3.4563 | 0 | 0 | 1274.0171 | 0.0027129 | 37 | Commercial_2038_SC A_MW_Before Competition Groups_37 | BEVERAGE VENDING MACHINE CONTROLS | 0.2713% | 0 | 3.4563 | Commercial_2038_SC A_MW_Before Competition Groups_BEVERAGE VENDING MACHINE CONTROLS
Commercial | Com ¦ Elec Storage WH 2.30 Et | 2038 | SC A | MW | Before Competition Groups | 3.1517 | 0 | 0 | 1274.0171 | 0.0024738 | 38 | Commercial_2038_SC A_MW_Before Competition Groups_38 | Elec Storage WH 2.30 Et | 0.2474% | 0 | 3.1517 | Commercial_2038_SC A_MW_Before Competition Groups_Elec Storage WH 2.30 Et
Commercial | Com ¦ Temperature Adjustment in Commercial Freezers | 2038 | SC A | MW | Before Competition Groups | 2.6392 | 0 | 0 | 1274.0171 | 0.0020715 | 39 | Commercial_2038_SC A_MW_Before Competition Groups_39 | Temperature Adjustment in Commercial Freezers | 0.2072% | 0 | 2.6392 | Commercial_2038_SC A_MW_Before Competition Groups_Temperature Adjustment in Commercial Freezers
Commercial | Com ¦ CO Sensors for parking garage exhaust fans | 2038 | SC A | MW | Before Competition Groups | 2.2803 | 0 | 0 | 1274.0171 | 0.0017899 | 40 | Commercial_2038_SC A_MW_Before Competition Groups_40 | CO Sensors for parking garage exhaust fans | 0.179% | 0 | 2.2803 | Commercial_2038_SC A_MW_Before Competition Groups_CO Sensors for parking garage exhaust fans
Commercial | Com ¦ Vertical Night Covers | 2038 | SC A | MW | Before Competition Groups | 2.1478 | 0 | 0 | 1274.0171 | 0.0016859 | 41 | Commercial_2038_SC A_MW_Before Competition Groups_41 | Vertical Night Covers | 0.1686% | 0 | 2.1478 | Commercial_2038_SC A_MW_Before Competition Groups_Vertical Night Covers
Commercial | Com ¦ Energy Efficient Laboratory Fume Hood | 2038 | SC A | MW | Before Competition Groups | 1.9972 | 0 | 0 | 1274.0171 | 0.0015676 | 42 | Commercial_2038_SC A_MW_Before Competition Groups_42 | Energy Efficient Laboratory Fume Hood | 0.1568% | 0 | 1.9972 | Commercial_2038_SC A_MW_Before Competition Groups_Energy Efficient Laboratory Fume Hood
Commercial | Com ¦ ENERGY STAR Fryer (84% eff) | 2038 | SC A | MW | Before Competition Groups | 1.819 | 0 | 0 | 1274.0171 | 0.0014278 | 43 | Commercial_2038_SC A_MW_Before Competition Groups_43 | ENERGY STAR Fryer (84% eff) | 0.1428% | 0 | 1.819 | Commercial_2038_SC A_MW_Before Competition Groups_ENERGY STAR Fryer (84% eff)
Commercial | Com ¦ Outside Air Economizer | 2038 | SC A | MW | Before Competition Groups | 1.7537 | 0 | 0 | 1274.0171 | 0.0013765 | 44 | Commercial_2038_SC A_MW_Before Competition Groups_44 | Outside Air Economizer | 0.1377% | 0 | 1.7537 | Commercial_2038_SC A_MW_Before Competition Groups_Outside Air Economizer
Commercial | Com ¦ Water Heating (DHW) Pipe Insulation (Add 3/4\ Foam)" | 2038 | SC A | MW | Before Competition Groups | 1.6709 | 0 | 0 | 1274.0171 | 0.0013115 | 45 | Commercial_2038_SC A_MW_Before Competition Groups_45 | Water Heating (DHW) Pipe Insulation (Add 3/4\ Foam)" | 0.1311% | 0 | 1.6709 | Commercial_2038_SC A_MW_Before Competition Groups_Water Heating (DHW) Pipe Insulation (Add 3/4\ Foam)"
Commercial | Com ¦ ENERGY STAR Steam Cookers | 2038 | SC A | MW | Before Competition Groups | 1.1659 | 0 | 0 | 1274.0171 | 0.0009151 | 46 | Commercial_2038_SC A_MW_Before Competition Groups_46 | ENERGY STAR Steam Cookers | 0.09151% | 0 | 1.1659 | Commercial_2038_SC A_MW_Before Competition Groups_ENERGY STAR Steam Cookers
Commercial | Com ¦ Suction Pipe Insulation Freezer/Refrigerator | 2038 | SC A | MW | Before Competition Groups | 1.1075 | 0 | 0 | 1274.0171 | 0.00086931 | 47 | Commercial_2038_SC A_MW_Before Competition Groups_47 | Suction Pipe Insulation Freezer/Refrigerator | 0.08693% | 0 | 1.1075 | Commercial_2038_SC A_MW_Before Competition Groups_Suction Pipe Insulation Freezer/Refrigerator
Commercial | Com ¦ Condensing Make Up Air Unit | 2038 | SC A | MW | Before Competition Groups | 0.95352 | 0 | 0 | 1274.0171 | 0.00074844 | 48 | Commercial_2038_SC A_MW_Before Competition Groups_48 | Condensing Make Up Air Unit | 0.07484% | 0 | 0.95352 | Commercial_2038_SC A_MW_Before Competition Groups_Condensing Make Up Air Unit
Commercial | Com ¦ ENERGY STAR Dishwasher | 2038 | SC A | MW | Before Competition Groups | 0.8608 | 0 | 0 | 1274.0171 | 0.00067566 | 49 | Commercial_2038_SC A_MW_Before Competition Groups_49 | ENERGY STAR Dishwasher | 0.06757% | 0 | 0.8608 | Commercial_2038_SC A_MW_Before Competition Groups_ENERGY STAR Dishwasher
Commercial | Com ¦ Thermostat Setback | 2038 | SC A | MW | Before Competition Groups | 0.76446 | 0 | 0 | 1274.0171 | 0.00060004 | 50 | Commercial_2038_SC A_MW_Before Competition Groups_50 | Thermostat Setback | 0.06% | 0 | 0.76446 | Commercial_2038_SC A_MW_Before Competition Groups_Thermostat Setback
Commercial | Com ¦ Ozone Laundry Treatment | 2038 | SC A | MW | Before Competition Groups | 0.49686 | 0 | 0 | 1274.0171 | 0.00038999 | 51 | Commercial_2038_SC A_MW_Before Competition Groups_51 | Ozone Laundry Treatment | 0.039% | 0 | 0.49686 | Commercial_2038_SC A_MW_Before Competition Groups_Ozone Laundry Treatment
Commercial | COM ¦ Ductless Mini-Split Heat Pumps | 2038 | SC A | MW | Before Competition Groups | 0.30079 | 0 | 0 | 1274.0171 | 0.0002361 | 52 | Commercial_2038_SC A_MW_Before Competition Groups_52 | Ductless Mini-Split Heat Pumps | 0.02361% | 0 | 0.30079 | Commercial_2038_SC A_MW_Before Competition Groups_Ductless Mini-Split Heat Pumps
Commercial | Com ¦ ECM MOTORS FOR HVAC APPLICATION (FAN-POWERED VAV BOX) | 2038 | SC A | MW | Before Competition Groups | 0.26736 | 0 | 0 | 1274.0171 | 0.00020986 | 53 | Commercial_2038_SC A_MW_Before Competition Groups_53 | ECM MOTORS FOR HVAC APPLICATION (FAN-POWERED VAV BOX) | 0.02099% | 0 | 0.26736 | Commercial_2038_SC A_MW_Before Competition Groups_ECM MOTORS FOR HVAC APPLICATION (FAN-POWERED VAV BOX)
Commercial | Com ¦ PTAC (12 EER/10,000 BTU) | 2038 | SC A | MW | Before Competition Groups | 0.26363 | 0 | 0 | 1274.0171 | 0.00020693 | 54 | Commercial_2038_SC A_MW_Before Competition Groups_54 | PTAC (12 EER/10,000 BTU) | 0.02069% | 0 | 0.26363 | Commercial_2038_SC A_MW_Before Competition Groups_PTAC (12 EER/10,000 BTU)
Commercial | Com ¦ Solar Water Preheat (Pools/DHW) | 2038 | SC A | MW | Before Competition Groups | 0.21488 | 0 | 0 | 1274.0171 | 0.00016866 | 55 | Commercial_2038_SC A_MW_Before Competition Groups_55 | Solar Water Preheat (Pools/DHW) | 0.01687% | 0 | 0.21488 | Commercial_2038_SC A_MW_Before Competition Groups_Solar Water Preheat (Pools/DHW)
Commercial | Com ¦ CEE Tier 2/Energy Star Clothes Washers | 2038 | SC A | MW | Before Competition Groups | 0.15898 | 0 | 0 | 1274.0171 | 0.00012479 | 56 | Commercial_2038_SC A_MW_Before Competition Groups_56 | CEE Tier 2/Energy Star Clothes Washers | 0.01248% | 0 | 0.15898 | Commercial_2038_SC A_MW_Before Competition Groups_CEE Tier 2/Energy Star Clothes Washers
Commercial | Com ¦ Notched V belts for HVAC Systems | 2038 | SC A | MW | Before Competition Groups | 0.15697 | 0 | 0 | 1274.0171 | 0.00012321 | 57 | Commercial_2038_SC A_MW_Before Competition Groups_57 | Notched V belts for HVAC Systems | 0.01232% | 0 | 0.15697 | Commercial_2038_SC A_MW_Before Competition Groups_Notched V belts for HVAC Systems
Commercial | Com ¦ Auto Off Time Switch or Time Clock control | 2038 | SC A | MW | Before Competition Groups | 0.14193 | 0 | 0 | 1274.0171 | 0.0001114 | 58 | Commercial_2038_SC A_MW_Before Competition Groups_58 | Auto Off Time Switch or Time Clock control | 0.01114% | 0 | 0.14193 | Commercial_2038_SC A_MW_Before Competition Groups_Auto Off Time Switch or Time Clock control
Commercial | Com ¦ HVAC Optimization | 2038 | SC A | MW | Before Competition Groups | 0.12129 | 0 | 0 | 1274.0171 | 9.5203e-05 | 59 | Commercial_2038_SC A_MW_Before Competition Groups_59 | HVAC Optimization | 0.00952% | 0 | 0.12129 | Commercial_2038_SC A_MW_Before Competition Groups_HVAC Optimization
Commercial | Com ¦ Demand controlled Circulating Systems | 2038 | SC A | MW | Before Competition Groups | 0.11115 | 0 | 0 | 1274.0171 | 8.7248e-05 | 60 | Commercial_2038_SC A_MW_Before Competition Groups_60 | Demand controlled Circulating Systems | 0.008725% | 0 | 0.11115 | Commercial_2038_SC A_MW_Before Competition Groups_Demand controlled Circulating Systems
Commercial | Com ¦ LED RECESSED DOWNLIGHTS | 2038 | SC A | MW | Before Competition Groups | 0.10251 | 0 | 0 | 1274.0171 | 8.0461e-05 | 61 | Commercial_2038_SC A_MW_Before Competition Groups_61 | LED RECESSED DOWNLIGHTS | 0.008046% | 0 | 0.10251 | Commercial_2038_SC A_MW_Before Competition Groups_LED RECESSED DOWNLIGHTS
Commercial | Com ¦ Commercial Hot Food Holding Cabinets | 2038 | SC A | MW | Before Competition Groups | 0.083209 | 0 | 0 | 1274.0171 | 6.5312e-05 | 62 | Commercial_2038_SC A_MW_Before Competition Groups_62 | Commercial Hot Food Holding Cabinets | 0.006531% | 0 | 0.083209 | Commercial_2038_SC A_MW_Before Competition Groups_Commercial Hot Food Holding Cabinets
Commercial | Com ¦ Low Flow Pre-Rinse Spray Nozzle | 2038 | SC A | MW | Before Competition Groups | 0.078584 | 0 | 0 | 1274.0171 | 6.1682e-05 | 63 | Commercial_2038_SC A_MW_Before Competition Groups_63 | Low Flow Pre-Rinse Spray Nozzle | 0.006168% | 0 | 0.078584 | Commercial_2038_SC A_MW_Before Competition Groups_Low Flow Pre-Rinse Spray Nozzle
Commercial | Com ¦ High Efficiency Small Instantaneous Water Heater | 2038 | SC A | MW | Before Competition Groups | 0.072973 | 0 | 0 | 1274.0171 | 5.7278e-05 | 64 | Commercial_2038_SC A_MW_Before Competition Groups_64 | High Efficiency Small Instantaneous Water Heater | 0.005728% | 0 | 0.072973 | Commercial_2038_SC A_MW_Before Competition Groups_High Efficiency Small Instantaneous Water Heater
Commercial | Com ¦ Wall Insulation | 2038 | SC A | MW | Before Competition Groups | 0.039362 | 0 | 0 | 1274.0171 | 3.0896e-05 | 65 | Commercial_2038_SC A_MW_Before Competition Groups_65 | Wall Insulation | 0.00309% | 0 | 0.039362 | Commercial_2038_SC A_MW_Before Competition Groups_Wall Insulation
Commercial | Com ¦ Room AC (w/ louvered sides) 14 SEER from 12 SEER code | 2038 | SC A | MW | Before Competition Groups | 0.037905 | 0 | 0 | 1274.0171 | 2.9752e-05 | 66 | Commercial_2038_SC A_MW_Before Competition Groups_66 | Room AC (w/ louvered sides) 14 SEER from 12 SEER code | 0.002975% | 0 | 0.037905 | Commercial_2038_SC A_MW_Before Competition Groups_Room AC (w/ louvered sides) 14 SEER from 12 SEER code
Commercial | Com ¦ Condensing Unit Heaters or other Efficient Unit Heating System | 2038 | SC A | MW | Before Competition Groups | 0.037498 | 0 | 0 | 1274.0171 | 2.9433e-05 | 67 | Commercial_2038_SC A_MW_Before Competition Groups_67 | Condensing Unit Heaters or other Efficient Unit Heating System | 0.002943% | 0 | 0.037498 | Commercial_2038_SC A_MW_Before Competition Groups_Condensing Unit Heaters or other Efficient Unit Heating System
Commercial | Com ¦ Air Curtains | 2038 | SC A | MW | Before Competition Groups | 0.03048 | 0 | 0 | 1274.0171 | 2.3924e-05 | 68 | Commercial_2038_SC A_MW_Before Competition Groups_68 | Air Curtains | 0.002392% | 0 | 0.03048 | Commercial_2038_SC A_MW_Before Competition Groups_Air Curtains
Commercial | Com ¦ VSD Air Compressor | 2038 | SC A | MW | Before Competition Groups | 0.02864 | 0 | 0 | 1274.0171 | 2.248e-05 | 69 | Commercial_2038_SC A_MW_Before Competition Groups_69 | VSD Air Compressor | 0.002248% | 0 | 0.02864 | Commercial_2038_SC A_MW_Before Competition Groups_VSD Air Compressor
Commercial | Com ¦ Efficient compressor motor | 2038 | SC A | MW | Before Competition Groups | 0.02132 | 0 | 0 | 1274.0171 | 1.6734e-05 | 70 | Commercial_2038_SC A_MW_Before Competition Groups_70 | Efficient compressor motor | 0.001673% | 0 | 0.02132 | Commercial_2038_SC A_MW_Before Competition Groups_Efficient compressor motor
Commercial | Com ¦ Energy Recovery Ventilation and Ventilation (Enhanced) | 2038 | SC A | MW | Before Competition Groups | 0.017912 | 0 | 0 | 1274.0171 | 1.406e-05 | 71 | Commercial_2038_SC A_MW_Before Competition Groups_71 | Energy Recovery Ventilation and Ventilation (Enhanced) | 0.001406% | 0 | 0.017912 | Commercial_2038_SC A_MW_Before Competition Groups_Energy Recovery Ventilation and Ventilation (Enhanced)
Commercial | Com ¦ Variable Refrigerant Flow Heat Pump | 2038 | SC A | MW | Before Competition Groups | 0.012843 | 0 | 0 | 1274.0171 | 1.0081e-05 | 72 | Commercial_2038_SC A_MW_Before Competition Groups_72 | Variable Refrigerant Flow Heat Pump | 0.001008% | 0 | 0.012843 | Commercial_2038_SC A_MW_Before Competition Groups_Variable Refrigerant Flow Heat Pump
Commercial | Com ¦ EC Plug Fan for Data Center (under cabinet) | 2038 | SC A | MW | Before Competition Groups | 0.006006 | 0 | 0 | 1274.0171 | 4.7142e-06 | 73 | Commercial_2038_SC A_MW_Before Competition Groups_73 | EC Plug Fan for Data Center (under cabinet) | 0.0004714% | 0 | 0.006006 | Commercial_2038_SC A_MW_Before Competition Groups_EC Plug Fan for Data Center (under cabinet)
Commercial | Com ¦ High Efficiency Chiller (avg of water and air cooled) | 2038 | SC A | MW | Before Competition Groups | 0.0040185 | 0 | 0 | 1274.0171 | 3.1542e-06 | 74 | Commercial_2038_SC A_MW_Before Competition Groups_74 | High Efficiency Chiller (avg of water and air cooled) | 0.0003154% | 0 | 0.0040185 | Commercial_2038_SC A_MW_Before Competition Groups_High Efficiency Chiller (avg of water and air cooled)
Commercial | Com ¦ LLLC - Low Impact Application | 2038 | SC A | MW | Before Competition Groups | 0.0032333 | 0 | 0 | 1274.0171 | 2.5379e-06 | 75 | Commercial_2038_SC A_MW_Before Competition Groups_75 | LLLC - Low Impact Application | 0.0002538% | 0 | 0.0032333 | Commercial_2038_SC A_MW_Before Competition Groups_LLLC - Low Impact Application
Commercial | Com ¦ LLLC - High Impact Application | 2038 | SC A | MW | Before Competition Groups | 0.0029087 | 0 | 0 | 1274.0171 | 2.2831e-06 | 76 | Commercial_2038_SC A_MW_Before Competition Groups_76 | LLLC - High Impact Application | 0.0002283% | 0 | 0.0029087 | Commercial_2038_SC A_MW_Before Competition Groups_LLLC - High Impact Application
Commercial | Com ¦ Indoor Daylight Sensors/Photocell Dimming Control | 2038 | SC A | MW | Before Competition Groups | 0.0021344 | 0 | 0 | 1274.0171 | 1.6753e-06 | 77 | Commercial_2038_SC A_MW_Before Competition Groups_77 | Indoor Daylight Sensors/Photocell Dimming Control | 0.0001675% | 0 | 0.0021344 | Commercial_2038_SC A_MW_Before Competition Groups_Indoor Daylight Sensors/Photocell Dimming Control
Commercial | Com ¦ Electric Convection Combination Ovens | 2038 | SC A | MW | Before Competition Groups | 0.00041004 | 0 | 0 | 1274.0171 | 3.2185e-07 | 78 | Commercial_2038_SC A_MW_Before Competition Groups_78 | Electric Convection Combination Ovens | 3.218e-05% | 0 | 0.00041004 | Commercial_2038_SC A_MW_Before Competition Groups_Electric Convection Combination Ovens
Commercial | Com ¦ Networked/Connected - High Impact Application | 2038 | SC A | MW | Before Competition Groups | 6.1734e-05 | 0 | 0 | 1274.0171 | 4.8457e-08 | 79 | Commercial_2038_SC A_MW_Before Competition Groups_79 | Networked/Connected - High Impact Application | 4.846e-06% | 0 | 6.1734e-05 | Commercial_2038_SC A_MW_Before Competition Groups_Networked/Connected - High Impact Application
Commercial | Com ¦ Networked/Connected - Low Impact Application | 2038 | SC A | MW | Before Competition Groups | 2.8364e-06 | 0 | 0 | 1274.0171 | 2.2264e-09 | 80 | Commercial_2038_SC A_MW_Before Competition Groups_80 | Networked/Connected - Low Impact Application | 2.226e-07% | 0 | 2.8364e-06 | Commercial_2038_SC A_MW_Before Competition Groups_Networked/Connected - Low Impact Application
Commercial | Com ¦ Building Recommissioning, Operations and Maintenance (O&M) Improvements | 2038 | SC B | MW | Before Competition Groups | 198.257 | 0 | 0 | 1767.042 | 0.1122 | 1 | Commercial_2038_SC B_MW_Before Competition Groups_1 | Building Recommissioning, Operations and Maintenance (O&M) Improvements | 11.22% | 0 | 198.257 | Commercial_2038_SC B_MW_Before Competition Groups_Building Recommissioning, Operations and Maintenance (O&M) Improvements
Commercial | Com ¦ Education and Capacity Building/Energy Behavior | 2038 | SC B | MW | Before Competition Groups | 181.0747 | 0 | 0 | 1767.042 | 0.10247 | 2 | Commercial_2038_SC B_MW_Before Competition Groups_2 | Education and Capacity Building/Energy Behavior | 10.25% | 0 | 181.0747 | Commercial_2038_SC B_MW_Before Competition Groups_Education and Capacity Building/Energy Behavior
Commercial | Com ¦ LED Low/High Bay | 2038 | SC B | MW | Before Competition Groups | 176.1972 | 0 | 0 | 1767.042 | 0.099713 | 3 | Commercial_2038_SC B_MW_Before Competition Groups_3 | LED Low/High Bay | 9.971% | 0 | 176.1972 | Commercial_2038_SC B_MW_Before Competition Groups_LED Low/High Bay
Commercial | Com ¦ LED Troffer/Surface/Suspended | 2038 | SC B | MW | Before Competition Groups | 136.2498 | 0 | 0 | 1767.042 | 0.077106 | 4 | Commercial_2038_SC B_MW_Before Competition Groups_4 | LED Troffer/Surface/Suspended | 7.711% | 0 | 136.2498 | Commercial_2038_SC B_MW_Before Competition Groups_LED Troffer/Surface/Suspended
Commercial | Com ¦ ENERGY STAR LED LAMPS (REFLECTOR LAMPs/MR16/PAR 16) | 2038 | SC B | MW | Before Competition Groups | 131.9171 | 0 | 0 | 1767.042 | 0.074654 | 5 | Commercial_2038_SC B_MW_Before Competition Groups_5 | ENERGY STAR LED LAMPS (REFLECTOR LAMPs/MR16/PAR 16) | 7.465% | 0 | 131.9171 | Commercial_2038_SC B_MW_Before Competition Groups_ENERGY STAR LED LAMPS (REFLECTOR LAMPs/MR16/PAR 16)
Commercial | Com ¦ Unitary Air-Conditioning Unit | 2038 | SC B | MW | Before Competition Groups | 103.8788 | 0 | 0 | 1767.042 | 0.058787 | 6 | Commercial_2038_SC B_MW_Before Competition Groups_6 | Unitary Air-Conditioning Unit | 5.879% | 0 | 103.8788 | Commercial_2038_SC B_MW_Before Competition Groups_Unitary Air-Conditioning Unit
Commercial | Com ¦ High Efficiency Air Source Heat Pump | 2038 | SC B | MW | Before Competition Groups | 98.8925 | 0 | 0 | 1767.042 | 0.055965 | 7 | Commercial_2038_SC B_MW_Before Competition Groups_7 | High Efficiency Air Source Heat Pump | 5.596% | 0 | 98.8925 | Commercial_2038_SC B_MW_Before Competition Groups_High Efficiency Air Source Heat Pump
Commercial | Com ¦ LED Replacement Lamp (Tube) | 2038 | SC B | MW | Before Competition Groups | 92.5241 | 0 | 0 | 1767.042 | 0.052361 | 8 | Commercial_2038_SC B_MW_Before Competition Groups_8 | LED Replacement Lamp (Tube) | 5.236% | 0 | 92.5241 | Commercial_2038_SC B_MW_Before Competition Groups_LED Replacement Lamp (Tube)
Commercial | Com ¦ Advanced BAS/Controllers | 2038 | SC B | MW | Before Competition Groups | 86.9445 | 0 | 0 | 1767.042 | 0.049203 | 9 | Commercial_2038_SC B_MW_Before Competition Groups_9 | Advanced BAS/Controllers | 4.92% | 0 | 86.9445 | Commercial_2038_SC B_MW_Before Competition Groups_Advanced BAS/Controllers
Commercial | Com ¦ Adaptive Thermostats | 2038 | SC B | MW | Before Competition Groups | 45.5056 | 0 | 0 | 1767.042 | 0.025752 | 10 | Commercial_2038_SC B_MW_Before Competition Groups_10 | Adaptive Thermostats | 2.575% | 0 | 45.5056 | Commercial_2038_SC B_MW_Before Competition Groups_Adaptive Thermostats
Commercial | Com ¦ Refrigerated Display Case Doors | 2038 | SC B | MW | Before Competition Groups | 44.6351 | 0 | 0 | 1767.042 | 0.02526 | 11 | Commercial_2038_SC B_MW_Before Competition Groups_11 | Refrigerated Display Case Doors | 2.526% | 0 | 44.6351 | Commercial_2038_SC B_MW_Before Competition Groups_Refrigerated Display Case Doors
Commercial | Com ¦ Strip Curtains | 2038 | SC B | MW | Before Competition Groups | 34.6891 | 0 | 0 | 1767.042 | 0.019631 | 12 | Commercial_2038_SC B_MW_Before Competition Groups_12 | Strip Curtains | 1.963% | 0 | 34.6891 | Commercial_2038_SC B_MW_Before Competition Groups_Strip Curtains
Commercial | Com ¦ Reach-in Shaded Pole to ECM/PSC Evaporator Fan Motor | 2038 | SC B | MW | Before Competition Groups | 34.3395 | 0 | 0 | 1767.042 | 0.019433 | 13 | Commercial_2038_SC B_MW_Before Competition Groups_13 | Reach-in Shaded Pole to ECM/PSC Evaporator Fan Motor | 1.943% | 0 | 34.3395 | Commercial_2038_SC B_MW_Before Competition Groups_Reach-in Shaded Pole to ECM/PSC Evaporator Fan Motor
Commercial | Com ¦ Demand Control Ventilation | 2038 | SC B | MW | Before Competition Groups | 33.643 | 0 | 0 | 1767.042 | 0.019039 | 14 | Commercial_2038_SC B_MW_Before Competition Groups_14 | Demand Control Ventilation | 1.904% | 0 | 33.643 | Commercial_2038_SC B_MW_Before Competition Groups_Demand Control Ventilation
Commercial | Com ¦ Furnace Tune-Up | 2038 | SC B | MW | Before Competition Groups | 31.4138 | 0 | 0 | 1767.042 | 0.017778 | 15 | Commercial_2038_SC B_MW_Before Competition Groups_15 | Furnace Tune-Up | 1.778% | 0 | 31.4138 | Commercial_2038_SC B_MW_Before Competition Groups_Furnace Tune-Up
Commercial | Com ¦ Data Center Storage/Server Virtualization | 2038 | SC B | MW | Before Competition Groups | 30.3772 | 0 | 0 | 1767.042 | 0.017191 | 16 | Commercial_2038_SC B_MW_Before Competition Groups_16 | Data Center Storage/Server Virtualization | 1.719% | 0 | 30.3772 | Commercial_2038_SC B_MW_Before Competition Groups_Data Center Storage/Server Virtualization
Commercial | Com ¦ LED or Equivalent Sign Lighting | 2038 | SC B | MW | Before Competition Groups | 28.3388 | 0 | 0 | 1767.042 | 0.016037 | 17 | Commercial_2038_SC B_MW_Before Competition Groups_17 | LED or Equivalent Sign Lighting | 1.604% | 0 | 28.3388 | Commercial_2038_SC B_MW_Before Competition Groups_LED or Equivalent Sign Lighting
Commercial | Com ¦ Chilled Water Optimization | 2038 | SC B | MW | Before Competition Groups | 24.638 | 0 | 0 | 1767.042 | 0.013943 | 18 | Commercial_2038_SC B_MW_Before Competition Groups_18 | Chilled Water Optimization | 1.394% | 0 | 24.638 | Commercial_2038_SC B_MW_Before Competition Groups_Chilled Water Optimization
Commercial | Com ¦ Centrally controlled desktop PC/NETWORK PC POWER MANAGEMENT SOFTWARE | 2038 | SC B | MW | Before Competition Groups | 24.4484 | 0 | 0 | 1767.042 | 0.013836 | 19 | Commercial_2038_SC B_MW_Before Competition Groups_19 | Centrally controlled desktop PC/NETWORK PC POWER MANAGEMENT SOFTWARE | 1.384% | 0 | 24.4484 | Commercial_2038_SC B_MW_Before Competition Groups_Centrally controlled desktop PC/NETWORK PC POWER MANAGEMENT SOFTWARE
Commercial | Com ¦ Variable Frequency Drive (VFD) | 2038 | SC B | MW | Before Competition Groups | 21.9022 | 0 | 0 | 1767.042 | 0.012395 | 20 | Commercial_2038_SC B_MW_Before Competition Groups_20 | Variable Frequency Drive (VFD) | 1.239% | 0 | 21.9022 | Commercial_2038_SC B_MW_Before Competition Groups_Variable Frequency Drive (VFD)
Commercial | Com ¦ VFD on Pumps | 2038 | SC B | MW | Before Competition Groups | 20.4914 | 0 | 0 | 1767.042 | 0.011596 | 21 | Commercial_2038_SC B_MW_Before Competition Groups_21 | VFD on Pumps | 1.16% | 0 | 20.4914 | Commercial_2038_SC B_MW_Before Competition Groups_VFD on Pumps
Commercial | Com ¦ Refrigerated Display Case LED | 2038 | SC B | MW | Before Competition Groups | 16.8663 | 0 | 0 | 1767.042 | 0.009545 | 22 | Commercial_2038_SC B_MW_Before Competition Groups_22 | Refrigerated Display Case LED | 0.9545% | 0 | 16.8663 | Commercial_2038_SC B_MW_Before Competition Groups_Refrigerated Display Case LED
Commercial | Com ¦ Air Handler with Dedicated Outdoor Air Systems | 2038 | SC B | MW | Before Competition Groups | 16.6811 | 0 | 0 | 1767.042 | 0.0094401 | 23 | Commercial_2038_SC B_MW_Before Competition Groups_23 | Air Handler with Dedicated Outdoor Air Systems | 0.944% | 0 | 16.6811 | Commercial_2038_SC B_MW_Before Competition Groups_Air Handler with Dedicated Outdoor Air Systems
Commercial | Com ¦ ENERGY STAR LED LAMPS (General Service Lamps) | 2038 | SC B | MW | Before Competition Groups | 15.9606 | 0 | 0 | 1767.042 | 0.0090324 | 24 | Commercial_2038_SC B_MW_Before Competition Groups_24 | ENERGY STAR LED LAMPS (General Service Lamps) | 0.9032% | 0 | 15.9606 | Commercial_2038_SC B_MW_Before Competition Groups_ENERGY STAR LED LAMPS (General Service Lamps)
Commercial | Com ¦ Door Gasket Freezer/Refrigerator | 2038 | SC B | MW | Before Competition Groups | 12.5393 | 0 | 0 | 1767.042 | 0.0070962 | 25 | Commercial_2038_SC B_MW_Before Competition Groups_25 | Door Gasket Freezer/Refrigerator | 0.7096% | 0 | 12.5393 | Commercial_2038_SC B_MW_Before Competition Groups_Door Gasket Freezer/Refrigerator
Commercial | Com ¦ ECM MOTORS FOR EVAPORATOR FANS for refrigeration (WALK-IN) | 2038 | SC B | MW | Before Competition Groups | 11.3678 | 0 | 0 | 1767.042 | 0.0064332 | 26 | Commercial_2038_SC B_MW_Before Competition Groups_26 | ECM MOTORS FOR EVAPORATOR FANS for refrigeration (WALK-IN) | 0.6433% | 0 | 11.3678 | Commercial_2038_SC B_MW_Before Competition Groups_ECM MOTORS FOR EVAPORATOR FANS for refrigeration (WALK-IN)
Commercial | Com ¦ Demand Control Kitchen Ventilation | 2038 | SC B | MW | Before Competition Groups | 10.926 | 0 | 0 | 1767.042 | 0.0061832 | 27 | Commercial_2038_SC B_MW_Before Competition Groups_27 | Demand Control Kitchen Ventilation | 0.6183% | 0 | 10.926 | Commercial_2038_SC B_MW_Before Competition Groups_Demand Control Kitchen Ventilation
Commercial | Com ¦ Freezer Case Light Sensor | 2038 | SC B | MW | Before Competition Groups | 9.8311 | 0 | 0 | 1767.042 | 0.0055636 | 28 | Commercial_2038_SC B_MW_Before Competition Groups_28 | Freezer Case Light Sensor | 0.5564% | 0 | 9.8311 | Commercial_2038_SC B_MW_Before Competition Groups_Freezer Case Light Sensor
Commercial | Com ¦ Evaporator Fan Controls | 2038 | SC B | MW | Before Competition Groups | 9.578 | 0 | 0 | 1767.042 | 0.0054204 | 29 | Commercial_2038_SC B_MW_Before Competition Groups_29 | Evaporator Fan Controls | 0.542% | 0 | 9.578 | Commercial_2038_SC B_MW_Before Competition Groups_Evaporator Fan Controls
Commercial | Com ¦ Water Source Heat Pump (4 ton) | 2038 | SC B | MW | Before Competition Groups | 8.4631 | 0 | 0 | 1767.042 | 0.0047894 | 30 | Commercial_2038_SC B_MW_Before Competition Groups_30 | Water Source Heat Pump (4 ton) | 0.4789% | 0 | 8.4631 | Commercial_2038_SC B_MW_Before Competition Groups_Water Source Heat Pump (4 ton)
Commercial | Com ¦ LED EXTERIOR AREA LIGHTS - LED fixture (200W) | 2038 | SC B | MW | Before Competition Groups | 7.104 | 0 | 0 | 1767.042 | 0.0040203 | 31 | Commercial_2038_SC B_MW_Before Competition Groups_31 | LED EXTERIOR AREA LIGHTS - LED fixture (200W) | 0.402% | 0 | 7.104 | Commercial_2038_SC B_MW_Before Competition Groups_LED EXTERIOR AREA LIGHTS - LED fixture (200W)
Commercial | Com ¦ LED parking lot fixture | 2038 | SC B | MW | Before Competition Groups | 6.7859 | 0 | 0 | 1767.042 | 0.0038402 | 32 | Commercial_2038_SC B_MW_Before Competition Groups_32 | LED parking lot fixture | 0.384% | 0 | 6.7859 | Commercial_2038_SC B_MW_Before Competition Groups_LED parking lot fixture
Commercial | Com ¦ ENERGY STAR Griddle (74% eff) | 2038 | SC B | MW | Before Competition Groups | 6.114 | 0 | 0 | 1767.042 | 0.00346 | 33 | Commercial_2038_SC B_MW_Before Competition Groups_33 | ENERGY STAR Griddle (74% eff) | 0.346% | 0 | 6.114 | Commercial_2038_SC B_MW_Before Competition Groups_ENERGY STAR Griddle (74% eff)
Commercial | Com ¦ Occupancy Sensors | 2038 | SC B | MW | Before Competition Groups | 5.9304 | 0 | 0 | 1767.042 | 0.0033561 | 34 | Commercial_2038_SC B_MW_Before Competition Groups_34 | Occupancy Sensors | 0.3356% | 0 | 5.9304 | Commercial_2038_SC B_MW_Before Competition Groups_Occupancy Sensors
Commercial | Com ¦ Duct Insulation, R8 | 2038 | SC B | MW | Before Competition Groups | 5.7764 | 0 | 0 | 1767.042 | 0.003269 | 35 | Commercial_2038_SC B_MW_Before Competition Groups_35 | Duct Insulation, R8 | 0.3269% | 0 | 5.7764 | Commercial_2038_SC B_MW_Before Competition Groups_Duct Insulation, R8
Commercial | Com ¦ BEVERAGE VENDING MACHINE CONTROLS | 2038 | SC B | MW | Before Competition Groups | 4.7067 | 0 | 0 | 1767.042 | 0.0026636 | 36 | Commercial_2038_SC B_MW_Before Competition Groups_36 | BEVERAGE VENDING MACHINE CONTROLS | 0.2664% | 0 | 4.7067 | Commercial_2038_SC B_MW_Before Competition Groups_BEVERAGE VENDING MACHINE CONTROLS
Commercial | Com ¦ LED street light fixture | 2038 | SC B | MW | Before Competition Groups | 4.3116 | 0 | 0 | 1767.042 | 0.00244 | 37 | Commercial_2038_SC B_MW_Before Competition Groups_37 | LED street light fixture | 0.244% | 0 | 4.3116 | Commercial_2038_SC B_MW_Before Competition Groups_LED street light fixture
Commercial | Com ¦ Elec Storage WH 2.30 Et | 2038 | SC B | MW | Before Competition Groups | 4.2044 | 0 | 0 | 1767.042 | 0.0023793 | 38 | Commercial_2038_SC B_MW_Before Competition Groups_38 | Elec Storage WH 2.30 Et | 0.2379% | 0 | 4.2044 | Commercial_2038_SC B_MW_Before Competition Groups_Elec Storage WH 2.30 Et
Commercial | Com ¦ Temperature Adjustment in Commercial Freezers | 2038 | SC B | MW | Before Competition Groups | 3.5022 | 0 | 0 | 1767.042 | 0.001982 | 39 | Commercial_2038_SC B_MW_Before Competition Groups_39 | Temperature Adjustment in Commercial Freezers | 0.1982% | 0 | 3.5022 | Commercial_2038_SC B_MW_Before Competition Groups_Temperature Adjustment in Commercial Freezers
Commercial | Com ¦ CO Sensors for parking garage exhaust fans | 2038 | SC B | MW | Before Competition Groups | 3.3199 | 0 | 0 | 1767.042 | 0.0018788 | 40 | Commercial_2038_SC B_MW_Before Competition Groups_40 | CO Sensors for parking garage exhaust fans | 0.1879% | 0 | 3.3199 | Commercial_2038_SC B_MW_Before Competition Groups_CO Sensors for parking garage exhaust fans
Commercial | Com ¦ Vertical Night Covers | 2038 | SC B | MW | Before Competition Groups | 2.8958 | 0 | 0 | 1767.042 | 0.0016388 | 41 | Commercial_2038_SC B_MW_Before Competition Groups_41 | Vertical Night Covers | 0.1639% | 0 | 2.8958 | Commercial_2038_SC B_MW_Before Competition Groups_Vertical Night Covers
Commercial | Com ¦ Energy Efficient Laboratory Fume Hood | 2038 | SC B | MW | Before Competition Groups | 2.7716 | 0 | 0 | 1767.042 | 0.0015685 | 42 | Commercial_2038_SC B_MW_Before Competition Groups_42 | Energy Efficient Laboratory Fume Hood | 0.1568% | 0 | 2.7716 | Commercial_2038_SC B_MW_Before Competition Groups_Energy Efficient Laboratory Fume Hood
Commercial | Com ¦ Water Heating (DHW) Pipe Insulation (Add 3/4\ Foam)" | 2038 | SC B | MW | Before Competition Groups | 2.2117 | 0 | 0 | 1767.042 | 0.0012517 | 43 | Commercial_2038_SC B_MW_Before Competition Groups_43 | Water Heating (DHW) Pipe Insulation (Add 3/4\ Foam)" | 0.1252% | 0 | 2.2117 | Commercial_2038_SC B_MW_Before Competition Groups_Water Heating (DHW) Pipe Insulation (Add 3/4\ Foam)"
Commercial | Com ¦ Outside Air Economizer | 2038 | SC B | MW | Before Competition Groups | 2.135 | 0 | 0 | 1767.042 | 0.0012083 | 44 | Commercial_2038_SC B_MW_Before Competition Groups_44 | Outside Air Economizer | 0.1208% | 0 | 2.135 | Commercial_2038_SC B_MW_Before Competition Groups_Outside Air Economizer
Commercial | Com ¦ Condensing Make Up Air Unit | 2038 | SC B | MW | Before Competition Groups | 1.9697 | 0 | 0 | 1767.042 | 0.0011147 | 45 | Commercial_2038_SC B_MW_Before Competition Groups_45 | Condensing Make Up Air Unit | 0.1115% | 0 | 1.9697 | Commercial_2038_SC B_MW_Before Competition Groups_Condensing Make Up Air Unit
Commercial | Com ¦ ENERGY STAR Fryer (84% eff) | 2038 | SC B | MW | Before Competition Groups | 1.819 | 0 | 0 | 1767.042 | 0.0010294 | 46 | Commercial_2038_SC B_MW_Before Competition Groups_46 | ENERGY STAR Fryer (84% eff) | 0.1029% | 0 | 1.819 | Commercial_2038_SC B_MW_Before Competition Groups_ENERGY STAR Fryer (84% eff)
Commercial | Com ¦ Suction Pipe Insulation Freezer/Refrigerator | 2038 | SC B | MW | Before Competition Groups | 1.5054 | 0 | 0 | 1767.042 | 0.00085191 | 47 | Commercial_2038_SC B_MW_Before Competition Groups_47 | Suction Pipe Insulation Freezer/Refrigerator | 0.08519% | 0 | 1.5054 | Commercial_2038_SC B_MW_Before Competition Groups_Suction Pipe Insulation Freezer/Refrigerator
Commercial | Com ¦ ENERGY STAR Steam Cookers | 2038 | SC B | MW | Before Competition Groups | 1.1658 | 0 | 0 | 1767.042 | 0.00065977 | 48 | Commercial_2038_SC B_MW_Before Competition Groups_48 | ENERGY STAR Steam Cookers | 0.06598% | 0 | 1.1658 | Commercial_2038_SC B_MW_Before Competition Groups_ENERGY STAR Steam Cookers
Commercial | Com ¦ ENERGY STAR Dishwasher | 2038 | SC B | MW | Before Competition Groups | 1.0299 | 0 | 0 | 1767.042 | 0.00058283 | 49 | Commercial_2038_SC B_MW_Before Competition Groups_49 | ENERGY STAR Dishwasher | 0.05828% | 0 | 1.0299 | Commercial_2038_SC B_MW_Before Competition Groups_ENERGY STAR Dishwasher
Commercial | Com ¦ Ozone Laundry Treatment | 2038 | SC B | MW | Before Competition Groups | 0.80814 | 0 | 0 | 1767.042 | 0.00045734 | 50 | Commercial_2038_SC B_MW_Before Competition Groups_50 | Ozone Laundry Treatment | 0.04573% | 0 | 0.80814 | Commercial_2038_SC B_MW_Before Competition Groups_Ozone Laundry Treatment
Commercial | Com ¦ Thermostat Setback | 2038 | SC B | MW | Before Competition Groups | 0.76741 | 0 | 0 | 1767.042 | 0.00043429 | 51 | Commercial_2038_SC B_MW_Before Competition Groups_51 | Thermostat Setback | 0.04343% | 0 | 0.76741 | Commercial_2038_SC B_MW_Before Competition Groups_Thermostat Setback
Commercial | Com ¦ PTAC (12 EER/10,000 BTU) | 2038 | SC B | MW | Before Competition Groups | 0.44094 | 0 | 0 | 1767.042 | 0.00024954 | 52 | Commercial_2038_SC B_MW_Before Competition Groups_52 | PTAC (12 EER/10,000 BTU) | 0.02495% | 0 | 0.44094 | Commercial_2038_SC B_MW_Before Competition Groups_PTAC (12 EER/10,000 BTU)
Commercial | Com ¦ Variable Refrigerant Flow Heat Pump | 2038 | SC B | MW | Before Competition Groups | 0.37566 | 0 | 0 | 1767.042 | 0.00021259 | 53 | Commercial_2038_SC B_MW_Before Competition Groups_53 | Variable Refrigerant Flow Heat Pump | 0.02126% | 0 | 0.37566 | Commercial_2038_SC B_MW_Before Competition Groups_Variable Refrigerant Flow Heat Pump
Commercial | COM ¦ Ductless Mini-Split Heat Pumps | 2038 | SC B | MW | Before Competition Groups | 0.35861 | 0 | 0 | 1767.042 | 0.00020294 | 54 | Commercial_2038_SC B_MW_Before Competition Groups_54 | Ductless Mini-Split Heat Pumps | 0.02029% | 0 | 0.35861 | Commercial_2038_SC B_MW_Before Competition Groups_Ductless Mini-Split Heat Pumps
Commercial | Com ¦ ECM MOTORS FOR HVAC APPLICATION (FAN-POWERED VAV BOX) | 2038 | SC B | MW | Before Competition Groups | 0.3373 | 0 | 0 | 1767.042 | 0.00019088 | 55 | Commercial_2038_SC B_MW_Before Competition Groups_55 | ECM MOTORS FOR HVAC APPLICATION (FAN-POWERED VAV BOX) | 0.01909% | 0 | 0.3373 | Commercial_2038_SC B_MW_Before Competition Groups_ECM MOTORS FOR HVAC APPLICATION (FAN-POWERED VAV BOX)
Commercial | Com ¦ Solar Water Preheat (Pools/DHW) | 2038 | SC B | MW | Before Competition Groups | 0.33379 | 0 | 0 | 1767.042 | 0.0001889 | 56 | Commercial_2038_SC B_MW_Before Competition Groups_56 | Solar Water Preheat (Pools/DHW) | 0.01889% | 0 | 0.33379 | Commercial_2038_SC B_MW_Before Competition Groups_Solar Water Preheat (Pools/DHW)
Commercial | Com ¦ Notched V belts for HVAC Systems | 2038 | SC B | MW | Before Competition Groups | 0.20358 | 0 | 0 | 1767.042 | 0.00011521 | 57 | Commercial_2038_SC B_MW_Before Competition Groups_57 | Notched V belts for HVAC Systems | 0.01152% | 0 | 0.20358 | Commercial_2038_SC B_MW_Before Competition Groups_Notched V belts for HVAC Systems
Commercial | Com ¦ Auto Off Time Switch or Time Clock control | 2038 | SC B | MW | Before Competition Groups | 0.19225 | 0 | 0 | 1767.042 | 0.0001088 | 58 | Commercial_2038_SC B_MW_Before Competition Groups_58 | Auto Off Time Switch or Time Clock control | 0.01088% | 0 | 0.19225 | Commercial_2038_SC B_MW_Before Competition Groups_Auto Off Time Switch or Time Clock control
Commercial | Com ¦ CEE Tier 2/Energy Star Clothes Washers | 2038 | SC B | MW | Before Competition Groups | 0.17513 | 0 | 0 | 1767.042 | 9.911e-05 | 59 | Commercial_2038_SC B_MW_Before Competition Groups_59 | CEE Tier 2/Energy Star Clothes Washers | 0.009911% | 0 | 0.17513 | Commercial_2038_SC B_MW_Before Competition Groups_CEE Tier 2/Energy Star Clothes Washers
Commercial | Com ¦ Efficient compressor motor | 2038 | SC B | MW | Before Competition Groups | 0.17446 | 0 | 0 | 1767.042 | 9.8728e-05 | 60 | Commercial_2038_SC B_MW_Before Competition Groups_60 | Efficient compressor motor | 0.009873% | 0 | 0.17446 | Commercial_2038_SC B_MW_Before Competition Groups_Efficient compressor motor
Commercial | Com ¦ Demand controlled Circulating Systems | 2038 | SC B | MW | Before Competition Groups | 0.1431 | 0 | 0 | 1767.042 | 8.0984e-05 | 61 | Commercial_2038_SC B_MW_Before Competition Groups_61 | Demand controlled Circulating Systems | 0.008098% | 0 | 0.1431 | Commercial_2038_SC B_MW_Before Competition Groups_Demand controlled Circulating Systems
Commercial | Com ¦ High Efficiency Small Instantaneous Water Heater | 2038 | SC B | MW | Before Competition Groups | 0.12857 | 0 | 0 | 1767.042 | 7.2759e-05 | 62 | Commercial_2038_SC B_MW_Before Competition Groups_62 | High Efficiency Small Instantaneous Water Heater | 0.007276% | 0 | 0.12857 | Commercial_2038_SC B_MW_Before Competition Groups_High Efficiency Small Instantaneous Water Heater
Commercial | Com ¦ HVAC Optimization | 2038 | SC B | MW | Before Competition Groups | 0.12129 | 0 | 0 | 1767.042 | 6.8641e-05 | 63 | Commercial_2038_SC B_MW_Before Competition Groups_63 | HVAC Optimization | 0.006864% | 0 | 0.12129 | Commercial_2038_SC B_MW_Before Competition Groups_HVAC Optimization
Commercial | Com ¦ LED RECESSED DOWNLIGHTS | 2038 | SC B | MW | Before Competition Groups | 0.11643 | 0 | 0 | 1767.042 | 6.5888e-05 | 64 | Commercial_2038_SC B_MW_Before Competition Groups_64 | LED RECESSED DOWNLIGHTS | 0.006589% | 0 | 0.11643 | Commercial_2038_SC B_MW_Before Competition Groups_LED RECESSED DOWNLIGHTS
Commercial | Com ¦ Commercial Hot Food Holding Cabinets | 2038 | SC B | MW | Before Competition Groups | 0.10016 | 0 | 0 | 1767.042 | 5.6682e-05 | 65 | Commercial_2038_SC B_MW_Before Competition Groups_65 | Commercial Hot Food Holding Cabinets | 0.005668% | 0 | 0.10016 | Commercial_2038_SC B_MW_Before Competition Groups_Commercial Hot Food Holding Cabinets
Commercial | Com ¦ Low Flow Pre-Rinse Spray Nozzle | 2038 | SC B | MW | Before Competition Groups | 0.087697 | 0 | 0 | 1767.042 | 4.9629e-05 | 66 | Commercial_2038_SC B_MW_Before Competition Groups_66 | Low Flow Pre-Rinse Spray Nozzle | 0.004963% | 0 | 0.087697 | Commercial_2038_SC B_MW_Before Competition Groups_Low Flow Pre-Rinse Spray Nozzle
Commercial | Com ¦ Room AC (w/ louvered sides) 14 SEER from 12 SEER code | 2038 | SC B | MW | Before Competition Groups | 0.07919 | 0 | 0 | 1767.042 | 4.4815e-05 | 67 | Commercial_2038_SC B_MW_Before Competition Groups_67 | Room AC (w/ louvered sides) 14 SEER from 12 SEER code | 0.004482% | 0 | 0.07919 | Commercial_2038_SC B_MW_Before Competition Groups_Room AC (w/ louvered sides) 14 SEER from 12 SEER code
Commercial | Com ¦ Wall Insulation | 2038 | SC B | MW | Before Competition Groups | 0.06101 | 0 | 0 | 1767.042 | 3.4527e-05 | 68 | Commercial_2038_SC B_MW_Before Competition Groups_68 | Wall Insulation | 0.003453% | 0 | 0.06101 | Commercial_2038_SC B_MW_Before Competition Groups_Wall Insulation
Commercial | Com ¦ Energy Recovery Ventilation and Ventilation (Enhanced) | 2038 | SC B | MW | Before Competition Groups | 0.060728 | 0 | 0 | 1767.042 | 3.4367e-05 | 69 | Commercial_2038_SC B_MW_Before Competition Groups_69 | Energy Recovery Ventilation and Ventilation (Enhanced) | 0.003437% | 0 | 0.060728 | Commercial_2038_SC B_MW_Before Competition Groups_Energy Recovery Ventilation and Ventilation (Enhanced)
Commercial | Com ¦ Condensing Unit Heaters or other Efficient Unit Heating System | 2038 | SC B | MW | Before Competition Groups | 0.049471 | 0 | 0 | 1767.042 | 2.7997e-05 | 70 | Commercial_2038_SC B_MW_Before Competition Groups_70 | Condensing Unit Heaters or other Efficient Unit Heating System | 0.0028% | 0 | 0.049471 | Commercial_2038_SC B_MW_Before Competition Groups_Condensing Unit Heaters or other Efficient Unit Heating System
Commercial | Com ¦ High Efficiency Chiller (avg of water and air cooled) | 2038 | SC B | MW | Before Competition Groups | 0.04428 | 0 | 0 | 1767.042 | 2.5059e-05 | 71 | Commercial_2038_SC B_MW_Before Competition Groups_71 | High Efficiency Chiller (avg of water and air cooled) | 0.002506% | 0 | 0.04428 | Commercial_2038_SC B_MW_Before Competition Groups_High Efficiency Chiller (avg of water and air cooled)
Commercial | Com ¦ VSD Air Compressor | 2038 | SC B | MW | Before Competition Groups | 0.031414 | 0 | 0 | 1767.042 | 1.7778e-05 | 72 | Commercial_2038_SC B_MW_Before Competition Groups_72 | VSD Air Compressor | 0.001778% | 0 | 0.031414 | Commercial_2038_SC B_MW_Before Competition Groups_VSD Air Compressor
Commercial | Com ¦ EC Plug Fan for Data Center (under cabinet) | 2038 | SC B | MW | Before Competition Groups | 0.0082358 | 0 | 0 | 1767.042 | 4.6608e-06 | 73 | Commercial_2038_SC B_MW_Before Competition Groups_73 | EC Plug Fan for Data Center (under cabinet) | 0.0004661% | 0 | 0.0082358 | Commercial_2038_SC B_MW_Before Competition Groups_EC Plug Fan for Data Center (under cabinet)
Commercial | Com ¦ Air Curtains | 2038 | SC B | MW | Before Competition Groups | 0.0077957 | 0 | 0 | 1767.042 | 4.4117e-06 | 74 | Commercial_2038_SC B_MW_Before Competition Groups_74 | Air Curtains | 0.0004412% | 0 | 0.0077957 | Commercial_2038_SC B_MW_Before Competition Groups_Air Curtains
Commercial | Com ¦ Indoor Daylight Sensors/Photocell Dimming Control | 2038 | SC B | MW | Before Competition Groups | 0.0041961 | 0 | 0 | 1767.042 | 2.3746e-06 | 75 | Commercial_2038_SC B_MW_Before Competition Groups_75 | Indoor Daylight Sensors/Photocell Dimming Control | 0.0002375% | 0 | 0.0041961 | Commercial_2038_SC B_MW_Before Competition Groups_Indoor Daylight Sensors/Photocell Dimming Control
Commercial | Com ¦ Electric Convection Combination Ovens | 2038 | SC B | MW | Before Competition Groups | 0.00042833 | 0 | 0 | 1767.042 | 2.424e-07 | 76 | Commercial_2038_SC B_MW_Before Competition Groups_76 | Electric Convection Combination Ovens | 2.424e-05% | 0 | 0.00042833 | Commercial_2038_SC B_MW_Before Competition Groups_Electric Convection Combination Ovens
Commercial | Com ¦ LLLC - Low Impact Application | 2038 | SC B | MW | Before Competition Groups | 4.1629e-19 | 0 | 0 | 1767.042 | 2.3558e-22 | 77 | Commercial_2038_SC B_MW_Before Competition Groups_77 | LLLC - Low Impact Application | 2.356e-20% | 0 | 4.1629e-19 | Commercial_2038_SC B_MW_Before Competition Groups_LLLC - Low Impact Application
Commercial | Com ¦ LLLC - High Impact Application | 2038 | SC B | MW | Before Competition Groups | 1.4636e-19 | 0 | 0 | 1767.042 | 8.2827e-23 | 78 | Commercial_2038_SC B_MW_Before Competition Groups_78 | LLLC - High Impact Application | 8.283e-21% | 0 | 1.4636e-19 | Commercial_2038_SC B_MW_Before Competition Groups_LLLC - High Impact Application
Commercial | Com ¦ Networked/Connected - High Impact Application | 2038 | SC B | MW | Before Competition Groups | 1.6226e-21 | 0 | 0 | 1767.042 | 9.1824e-25 | 79 | Commercial_2038_SC B_MW_Before Competition Groups_79 | Networked/Connected - High Impact Application | 9.182e-23% | 0 | 1.6226e-21 | Commercial_2038_SC B_MW_Before Competition Groups_Networked/Connected - High Impact Application
Commercial | Com ¦ Networked/Connected - Low Impact Application | 2038 | SC B | MW | Before Competition Groups | 9.3203e-22 | 0 | 0 | 1767.042 | 5.2745e-25 | 80 | Commercial_2038_SC B_MW_Before Competition Groups_80 | Networked/Connected - Low Impact Application | 5.275e-23% | 0 | 9.3203e-22 | Commercial_2038_SC B_MW_Before Competition Groups_Networked/Connected - Low Impact Application
Commercial | Com ¦ LED Low/High Bay | 2038 | SC C | MW | Before Competition Groups | 176.0695 | 0 | 0 | 1381.1372 | 0.12748 | 1 | Commercial_2038_SC C_MW_Before Competition Groups_1 | LED Low/High Bay | 12.75% | 0 | 176.0695 | Commercial_2038_SC C_MW_Before Competition Groups_LED Low/High Bay
Commercial | Com ¦ LED Troffer/Surface/Suspended | 2038 | SC C | MW | Before Competition Groups | 136.1447 | 0 | 0 | 1381.1372 | 0.098574 | 2 | Commercial_2038_SC C_MW_Before Competition Groups_2 | LED Troffer/Surface/Suspended | 9.857% | 0 | 136.1447 | Commercial_2038_SC C_MW_Before Competition Groups_LED Troffer/Surface/Suspended
Commercial | Com ¦ ENERGY STAR LED LAMPS (REFLECTOR LAMPs/MR16/PAR 16) | 2038 | SC C | MW | Before Competition Groups | 131.9171 | 0 | 0 | 1381.1372 | 0.095513 | 3 | Commercial_2038_SC C_MW_Before Competition Groups_3 | ENERGY STAR LED LAMPS (REFLECTOR LAMPs/MR16/PAR 16) | 9.551% | 0 | 131.9171 | Commercial_2038_SC C_MW_Before Competition Groups_ENERGY STAR LED LAMPS (REFLECTOR LAMPs/MR16/PAR 16)
Commercial | Com ¦ Building Recommissioning, Operations and Maintenance (O&M) Improvements | 2038 | SC C | MW | Before Competition Groups | 102.1729 | 0 | 0 | 1381.1372 | 0.073977 | 4 | Commercial_2038_SC C_MW_Before Competition Groups_4 | Building Recommissioning, Operations and Maintenance (O&M) Improvements | 7.398% | 0 | 102.1729 | Commercial_2038_SC C_MW_Before Competition Groups_Building Recommissioning, Operations and Maintenance (O&M) Improvements
Commercial | Com ¦ High Efficiency Air Source Heat Pump | 2038 | SC C | MW | Before Competition Groups | 98.8927 | 0 | 0 | 1381.1372 | 0.071602 | 5 | Commercial_2038_SC C_MW_Before Competition Groups_5 | High Efficiency Air Source Heat Pump | 7.16% | 0 | 98.8927 | Commercial_2038_SC C_MW_Before Competition Groups_High Efficiency Air Source Heat Pump
Commercial | Com ¦ LED Replacement Lamp (Tube) | 2038 | SC C | MW | Before Competition Groups | 92.5241 | 0 | 0 | 1381.1372 | 0.066991 | 6 | Commercial_2038_SC C_MW_Before Competition Groups_6 | LED Replacement Lamp (Tube) | 6.699% | 0 | 92.5241 | Commercial_2038_SC C_MW_Before Competition Groups_LED Replacement Lamp (Tube)
Commercial | Com ¦ Unitary Air-Conditioning Unit | 2038 | SC C | MW | Before Competition Groups | 82.9585 | 0 | 0 | 1381.1372 | 0.060065 | 7 | Commercial_2038_SC C_MW_Before Competition Groups_7 | Unitary Air-Conditioning Unit | 6.007% | 0 | 82.9585 | Commercial_2038_SC C_MW_Before Competition Groups_Unitary Air-Conditioning Unit
Commercial | Com ¦ Advanced BAS/Controllers | 2038 | SC C | MW | Before Competition Groups | 53.494 | 0 | 0 | 1381.1372 | 0.038732 | 8 | Commercial_2038_SC C_MW_Before Competition Groups_8 | Advanced BAS/Controllers | 3.873% | 0 | 53.494 | Commercial_2038_SC C_MW_Before Competition Groups_Advanced BAS/Controllers
Commercial | Com ¦ Refrigerated Display Case Doors | 2038 | SC C | MW | Before Competition Groups | 39.0177 | 0 | 0 | 1381.1372 | 0.02825 | 9 | Commercial_2038_SC C_MW_Before Competition Groups_9 | Refrigerated Display Case Doors | 2.825% | 0 | 39.0177 | Commercial_2038_SC C_MW_Before Competition Groups_Refrigerated Display Case Doors
Commercial | Com ¦ Education and Capacity Building/Energy Behavior | 2038 | SC C | MW | Before Competition Groups | 36.2149 | 0 | 0 | 1381.1372 | 0.026221 | 10 | Commercial_2038_SC C_MW_Before Competition Groups_10 | Education and Capacity Building/Energy Behavior | 2.622% | 0 | 36.2149 | Commercial_2038_SC C_MW_Before Competition Groups_Education and Capacity Building/Energy Behavior
Commercial | Com ¦ Adaptive Thermostats | 2038 | SC C | MW | Before Competition Groups | 35.6502 | 0 | 0 | 1381.1372 | 0.025812 | 11 | Commercial_2038_SC C_MW_Before Competition Groups_11 | Adaptive Thermostats | 2.581% | 0 | 35.6502 | Commercial_2038_SC C_MW_Before Competition Groups_Adaptive Thermostats
Commercial | Com ¦ Reach-in Shaded Pole to ECM/PSC Evaporator Fan Motor | 2038 | SC C | MW | Before Competition Groups | 32.7573 | 0 | 0 | 1381.1372 | 0.023718 | 12 | Commercial_2038_SC C_MW_Before Competition Groups_12 | Reach-in Shaded Pole to ECM/PSC Evaporator Fan Motor | 2.372% | 0 | 32.7573 | Commercial_2038_SC C_MW_Before Competition Groups_Reach-in Shaded Pole to ECM/PSC Evaporator Fan Motor
Commercial | Com ¦ Data Center Storage/Server Virtualization | 2038 | SC C | MW | Before Competition Groups | 28.5801 | 0 | 0 | 1381.1372 | 0.020693 | 13 | Commercial_2038_SC C_MW_Before Competition Groups_13 | Data Center Storage/Server Virtualization | 2.069% | 0 | 28.5801 | Commercial_2038_SC C_MW_Before Competition Groups_Data Center Storage/Server Virtualization
Commercial | Com ¦ LED or Equivalent Sign Lighting | 2038 | SC C | MW | Before Competition Groups | 28.3388 | 0 | 0 | 1381.1372 | 0.020518 | 14 | Commercial_2038_SC C_MW_Before Competition Groups_14 | LED or Equivalent Sign Lighting | 2.052% | 0 | 28.3388 | Commercial_2038_SC C_MW_Before Competition Groups_LED or Equivalent Sign Lighting
Commercial | Com ¦ Strip Curtains | 2038 | SC C | MW | Before Competition Groups | 28.2503 | 0 | 0 | 1381.1372 | 0.020454 | 15 | Commercial_2038_SC C_MW_Before Competition Groups_15 | Strip Curtains | 2.045% | 0 | 28.2503 | Commercial_2038_SC C_MW_Before Competition Groups_Strip Curtains
Commercial | Com ¦ Chilled Water Optimization | 2038 | SC C | MW | Before Competition Groups | 24.6388 | 0 | 0 | 1381.1372 | 0.017839 | 16 | Commercial_2038_SC C_MW_Before Competition Groups_16 | Chilled Water Optimization | 1.784% | 0 | 24.6388 | Commercial_2038_SC C_MW_Before Competition Groups_Chilled Water Optimization
Commercial | Com ¦ Demand Control Ventilation | 2038 | SC C | MW | Before Competition Groups | 24.0166 | 0 | 0 | 1381.1372 | 0.017389 | 17 | Commercial_2038_SC C_MW_Before Competition Groups_17 | Demand Control Ventilation | 1.739% | 0 | 24.0166 | Commercial_2038_SC C_MW_Before Competition Groups_Demand Control Ventilation
Commercial | Com ¦ Furnace Tune-Up | 2038 | SC C | MW | Before Competition Groups | 23.7406 | 0 | 0 | 1381.1372 | 0.017189 | 18 | Commercial_2038_SC C_MW_Before Competition Groups_18 | Furnace Tune-Up | 1.719% | 0 | 23.7406 | Commercial_2038_SC C_MW_Before Competition Groups_Furnace Tune-Up
Commercial | Com ¦ Centrally controlled desktop PC/NETWORK PC POWER MANAGEMENT SOFTWARE | 2038 | SC C | MW | Before Competition Groups | 20.2157 | 0 | 0 | 1381.1372 | 0.014637 | 19 | Commercial_2038_SC C_MW_Before Competition Groups_19 | Centrally controlled desktop PC/NETWORK PC POWER MANAGEMENT SOFTWARE | 1.464% | 0 | 20.2157 | Commercial_2038_SC C_MW_Before Competition Groups_Centrally controlled desktop PC/NETWORK PC POWER MANAGEMENT SOFTWARE
Commercial | Com ¦ Variable Frequency Drive (VFD) | 2038 | SC C | MW | Before Competition Groups | 16.6488 | 0 | 0 | 1381.1372 | 0.012054 | 20 | Commercial_2038_SC C_MW_Before Competition Groups_20 | Variable Frequency Drive (VFD) | 1.205% | 0 | 16.6488 | Commercial_2038_SC C_MW_Before Competition Groups_Variable Frequency Drive (VFD)
Commercial | Com ¦ ENERGY STAR LED LAMPS (General Service Lamps) | 2038 | SC C | MW | Before Competition Groups | 15.9606 | 0 | 0 | 1381.1372 | 0.011556 | 21 | Commercial_2038_SC C_MW_Before Competition Groups_21 | ENERGY STAR LED LAMPS (General Service Lamps) | 1.156% | 0 | 15.9606 | Commercial_2038_SC C_MW_Before Competition Groups_ENERGY STAR LED LAMPS (General Service Lamps)
Commercial | Com ¦ VFD on Pumps | 2038 | SC C | MW | Before Competition Groups | 15.5601 | 0 | 0 | 1381.1372 | 0.011266 | 22 | Commercial_2038_SC C_MW_Before Competition Groups_22 | VFD on Pumps | 1.127% | 0 | 15.5601 | Commercial_2038_SC C_MW_Before Competition Groups_VFD on Pumps
Commercial | Com ¦ Refrigerated Display Case LED | 2038 | SC C | MW | Before Competition Groups | 14.2256 | 0 | 0 | 1381.1372 | 0.0103 | 23 | Commercial_2038_SC C_MW_Before Competition Groups_23 | Refrigerated Display Case LED | 1.03% | 0 | 14.2256 | Commercial_2038_SC C_MW_Before Competition Groups_Refrigerated Display Case LED
Commercial | Com ¦ Air Handler with Dedicated Outdoor Air Systems | 2038 | SC C | MW | Before Competition Groups | 9.7341 | 0 | 0 | 1381.1372 | 0.0070479 | 24 | Commercial_2038_SC C_MW_Before Competition Groups_24 | Air Handler with Dedicated Outdoor Air Systems | 0.7048% | 0 | 9.7341 | Commercial_2038_SC C_MW_Before Competition Groups_Air Handler with Dedicated Outdoor Air Systems
Commercial | Com ¦ Door Gasket Freezer/Refrigerator | 2038 | SC C | MW | Before Competition Groups | 9.5618 | 0 | 0 | 1381.1372 | 0.0069231 | 25 | Commercial_2038_SC C_MW_Before Competition Groups_25 | Door Gasket Freezer/Refrigerator | 0.6923% | 0 | 9.5618 | Commercial_2038_SC C_MW_Before Competition Groups_Door Gasket Freezer/Refrigerator
Commercial | Com ¦ ECM MOTORS FOR EVAPORATOR FANS for refrigeration (WALK-IN) | 2038 | SC C | MW | Before Competition Groups | 8.5752 | 0 | 0 | 1381.1372 | 0.0062088 | 26 | Commercial_2038_SC C_MW_Before Competition Groups_26 | ECM MOTORS FOR EVAPORATOR FANS for refrigeration (WALK-IN) | 0.6209% | 0 | 8.5752 | Commercial_2038_SC C_MW_Before Competition Groups_ECM MOTORS FOR EVAPORATOR FANS for refrigeration (WALK-IN)
Commercial | Com ¦ Demand Control Kitchen Ventilation | 2038 | SC C | MW | Before Competition Groups | 8.5267 | 0 | 0 | 1381.1372 | 0.0061736 | 27 | Commercial_2038_SC C_MW_Before Competition Groups_27 | Demand Control Kitchen Ventilation | 0.6174% | 0 | 8.5267 | Commercial_2038_SC C_MW_Before Competition Groups_Demand Control Kitchen Ventilation
Commercial | Com ¦ Freezer Case Light Sensor | 2038 | SC C | MW | Before Competition Groups | 7.4048 | 0 | 0 | 1381.1372 | 0.0053614 | 28 | Commercial_2038_SC C_MW_Before Competition Groups_28 | Freezer Case Light Sensor | 0.5361% | 0 | 7.4048 | Commercial_2038_SC C_MW_Before Competition Groups_Freezer Case Light Sensor
Commercial | Com ¦ Evaporator Fan Controls | 2038 | SC C | MW | Before Competition Groups | 7.2141 | 0 | 0 | 1381.1372 | 0.0052233 | 29 | Commercial_2038_SC C_MW_Before Competition Groups_29 | Evaporator Fan Controls | 0.5223% | 0 | 7.2141 | Commercial_2038_SC C_MW_Before Competition Groups_Evaporator Fan Controls
Commercial | Com ¦ LED EXTERIOR AREA LIGHTS - LED fixture (200W) | 2038 | SC C | MW | Before Competition Groups | 7.1013 | 0 | 0 | 1381.1372 | 0.0051417 | 30 | Commercial_2038_SC C_MW_Before Competition Groups_30 | LED EXTERIOR AREA LIGHTS - LED fixture (200W) | 0.5142% | 0 | 7.1013 | Commercial_2038_SC C_MW_Before Competition Groups_LED EXTERIOR AREA LIGHTS - LED fixture (200W)
Commercial | Com ¦ LED parking lot fixture | 2038 | SC C | MW | Before Competition Groups | 6.7859 | 0 | 0 | 1381.1372 | 0.0049132 | 31 | Commercial_2038_SC C_MW_Before Competition Groups_31 | LED parking lot fixture | 0.4913% | 0 | 6.7859 | Commercial_2038_SC C_MW_Before Competition Groups_LED parking lot fixture
Commercial | Com ¦ Water Source Heat Pump (4 ton) | 2038 | SC C | MW | Before Competition Groups | 6.7588 | 0 | 0 | 1381.1372 | 0.0048936 | 32 | Commercial_2038_SC C_MW_Before Competition Groups_32 | Water Source Heat Pump (4 ton) | 0.4894% | 0 | 6.7588 | Commercial_2038_SC C_MW_Before Competition Groups_Water Source Heat Pump (4 ton)
Commercial | Com ¦ ENERGY STAR Griddle (74% eff) | 2038 | SC C | MW | Before Competition Groups | 6.114 | 0 | 0 | 1381.1372 | 0.0044268 | 33 | Commercial_2038_SC C_MW_Before Competition Groups_33 | ENERGY STAR Griddle (74% eff) | 0.4427% | 0 | 6.114 | Commercial_2038_SC C_MW_Before Competition Groups_ENERGY STAR Griddle (74% eff)
Commercial | Com ¦ Occupancy Sensors | 2038 | SC C | MW | Before Competition Groups | 5.9304 | 0 | 0 | 1381.1372 | 0.0042939 | 34 | Commercial_2038_SC C_MW_Before Competition Groups_34 | Occupancy Sensors | 0.4294% | 0 | 5.9304 | Commercial_2038_SC C_MW_Before Competition Groups_Occupancy Sensors
Commercial | Com ¦ Duct Insulation, R8 | 2038 | SC C | MW | Before Competition Groups | 4.3882 | 0 | 0 | 1381.1372 | 0.0031773 | 35 | Commercial_2038_SC C_MW_Before Competition Groups_35 | Duct Insulation, R8 | 0.3177% | 0 | 4.3882 | Commercial_2038_SC C_MW_Before Competition Groups_Duct Insulation, R8
Commercial | Com ¦ LED street light fixture | 2038 | SC C | MW | Before Competition Groups | 4.3116 | 0 | 0 | 1381.1372 | 0.0031218 | 36 | Commercial_2038_SC C_MW_Before Competition Groups_36 | LED street light fixture | 0.3122% | 0 | 4.3116 | Commercial_2038_SC C_MW_Before Competition Groups_LED street light fixture
Commercial | Com ¦ BEVERAGE VENDING MACHINE CONTROLS | 2038 | SC C | MW | Before Competition Groups | 3.5057 | 0 | 0 | 1381.1372 | 0.0025383 | 37 | Commercial_2038_SC C_MW_Before Competition Groups_37 | BEVERAGE VENDING MACHINE CONTROLS | 0.2538% | 0 | 3.5057 | Commercial_2038_SC C_MW_Before Competition Groups_BEVERAGE VENDING MACHINE CONTROLS
Commercial | Com ¦ Elec Storage WH 2.30 Et | 2038 | SC C | MW | Before Competition Groups | 3.156 | 0 | 0 | 1381.1372 | 0.0022851 | 38 | Commercial_2038_SC C_MW_Before Competition Groups_38 | Elec Storage WH 2.30 Et | 0.2285% | 0 | 3.156 | Commercial_2038_SC C_MW_Before Competition Groups_Elec Storage WH 2.30 Et
Commercial | Com ¦ Temperature Adjustment in Commercial Freezers | 2038 | SC C | MW | Before Competition Groups | 2.6392 | 0 | 0 | 1381.1372 | 0.0019109 | 39 | Commercial_2038_SC C_MW_Before Competition Groups_39 | Temperature Adjustment in Commercial Freezers | 0.1911% | 0 | 2.6392 | Commercial_2038_SC C_MW_Before Competition Groups_Temperature Adjustment in Commercial Freezers
Commercial | Com ¦ CO Sensors for parking garage exhaust fans | 2038 | SC C | MW | Before Competition Groups | 2.5263 | 0 | 0 | 1381.1372 | 0.0018291 | 40 | Commercial_2038_SC C_MW_Before Competition Groups_40 | CO Sensors for parking garage exhaust fans | 0.1829% | 0 | 2.5263 | Commercial_2038_SC C_MW_Before Competition Groups_CO Sensors for parking garage exhaust fans
Commercial | Com ¦ Vertical Night Covers | 2038 | SC C | MW | Before Competition Groups | 2.1811 | 0 | 0 | 1381.1372 | 0.0015792 | 41 | Commercial_2038_SC C_MW_Before Competition Groups_41 | Vertical Night Covers | 0.1579% | 0 | 2.1811 | Commercial_2038_SC C_MW_Before Competition Groups_Vertical Night Covers
Commercial | Com ¦ Energy Efficient Laboratory Fume Hood | 2038 | SC C | MW | Before Competition Groups | 2.1242 | 0 | 0 | 1381.1372 | 0.001538 | 42 | Commercial_2038_SC C_MW_Before Competition Groups_42 | Energy Efficient Laboratory Fume Hood | 0.1538% | 0 | 2.1242 | Commercial_2038_SC C_MW_Before Competition Groups_Energy Efficient Laboratory Fume Hood
Commercial | Com ¦ ENERGY STAR Fryer (84% eff) | 2038 | SC C | MW | Before Competition Groups | 1.819 | 0 | 0 | 1381.1372 | 0.001317 | 43 | Commercial_2038_SC C_MW_Before Competition Groups_43 | ENERGY STAR Fryer (84% eff) | 0.1317% | 0 | 1.819 | Commercial_2038_SC C_MW_Before Competition Groups_ENERGY STAR Fryer (84% eff)
Commercial | Com ¦ Condensing Make Up Air Unit | 2038 | SC C | MW | Before Competition Groups | 1.7576 | 0 | 0 | 1381.1372 | 0.0012725 | 44 | Commercial_2038_SC C_MW_Before Competition Groups_44 | Condensing Make Up Air Unit | 0.1273% | 0 | 1.7576 | Commercial_2038_SC C_MW_Before Competition Groups_Condensing Make Up Air Unit
Commercial | Com ¦ Outside Air Economizer | 2038 | SC C | MW | Before Competition Groups | 1.7537 | 0 | 0 | 1381.1372 | 0.0012698 | 45 | Commercial_2038_SC C_MW_Before Competition Groups_45 | Outside Air Economizer | 0.127% | 0 | 1.7537 | Commercial_2038_SC C_MW_Before Competition Groups_Outside Air Economizer
Commercial | Com ¦ Water Heating (DHW) Pipe Insulation (Add 3/4\ Foam)" | 2038 | SC C | MW | Before Competition Groups | 1.6709 | 0 | 0 | 1381.1372 | 0.0012098 | 46 | Commercial_2038_SC C_MW_Before Competition Groups_46 | Water Heating (DHW) Pipe Insulation (Add 3/4\ Foam)" | 0.121% | 0 | 1.6709 | Commercial_2038_SC C_MW_Before Competition Groups_Water Heating (DHW) Pipe Insulation (Add 3/4\ Foam)"
Commercial | Com ¦ ENERGY STAR Steam Cookers | 2038 | SC C | MW | Before Competition Groups | 1.1659 | 0 | 0 | 1381.1372 | 0.00084413 | 47 | Commercial_2038_SC C_MW_Before Competition Groups_47 | ENERGY STAR Steam Cookers | 0.08441% | 0 | 1.1659 | Commercial_2038_SC C_MW_Before Competition Groups_ENERGY STAR Steam Cookers
Commercial | Com ¦ Suction Pipe Insulation Freezer/Refrigerator | 2038 | SC C | MW | Before Competition Groups | 1.1347 | 0 | 0 | 1381.1372 | 0.00082159 | 48 | Commercial_2038_SC C_MW_Before Competition Groups_48 | Suction Pipe Insulation Freezer/Refrigerator | 0.08216% | 0 | 1.1347 | Commercial_2038_SC C_MW_Before Competition Groups_Suction Pipe Insulation Freezer/Refrigerator
Commercial | Com ¦ ENERGY STAR Dishwasher | 2038 | SC C | MW | Before Competition Groups | 0.95021 | 0 | 0 | 1381.1372 | 0.00068799 | 49 | Commercial_2038_SC C_MW_Before Competition Groups_49 | ENERGY STAR Dishwasher | 0.0688% | 0 | 0.95021 | Commercial_2038_SC C_MW_Before Competition Groups_ENERGY STAR Dishwasher
Commercial | Com ¦ Thermostat Setback | 2038 | SC C | MW | Before Competition Groups | 0.76446 | 0 | 0 | 1381.1372 | 0.0005535 | 50 | Commercial_2038_SC C_MW_Before Competition Groups_50 | Thermostat Setback | 0.05535% | 0 | 0.76446 | Commercial_2038_SC C_MW_Before Competition Groups_Thermostat Setback
Commercial | Com ¦ Ozone Laundry Treatment | 2038 | SC C | MW | Before Competition Groups | 0.61102 | 0 | 0 | 1381.1372 | 0.0004424 | 51 | Commercial_2038_SC C_MW_Before Competition Groups_51 | Ozone Laundry Treatment | 0.04424% | 0 | 0.61102 | Commercial_2038_SC C_MW_Before Competition Groups_Ozone Laundry Treatment
Commercial | Com ¦ Variable Refrigerant Flow Heat Pump | 2038 | SC C | MW | Before Competition Groups | 0.34913 | 0 | 0 | 1381.1372 | 0.00025279 | 52 | Commercial_2038_SC C_MW_Before Competition Groups_52 | Variable Refrigerant Flow Heat Pump | 0.02528% | 0 | 0.34913 | Commercial_2038_SC C_MW_Before Competition Groups_Variable Refrigerant Flow Heat Pump
Commercial | COM ¦ Ductless Mini-Split Heat Pumps | 2038 | SC C | MW | Before Competition Groups | 0.30079 | 0 | 0 | 1381.1372 | 0.00021778 | 53 | Commercial_2038_SC C_MW_Before Competition Groups_53 | Ductless Mini-Split Heat Pumps | 0.02178% | 0 | 0.30079 | Commercial_2038_SC C_MW_Before Competition Groups_Ductless Mini-Split Heat Pumps
Commercial | Com ¦ PTAC (12 EER/10,000 BTU) | 2038 | SC C | MW | Before Competition Groups | 0.28559 | 0 | 0 | 1381.1372 | 0.00020678 | 54 | Commercial_2038_SC C_MW_Before Competition Groups_54 | PTAC (12 EER/10,000 BTU) | 0.02068% | 0 | 0.28559 | Commercial_2038_SC C_MW_Before Competition Groups_PTAC (12 EER/10,000 BTU)
Commercial | Com ¦ ECM MOTORS FOR HVAC APPLICATION (FAN-POWERED VAV BOX) | 2038 | SC C | MW | Before Competition Groups | 0.27007 | 0 | 0 | 1381.1372 | 0.00019554 | 55 | Commercial_2038_SC C_MW_Before Competition Groups_55 | ECM MOTORS FOR HVAC APPLICATION (FAN-POWERED VAV BOX) | 0.01955% | 0 | 0.27007 | Commercial_2038_SC C_MW_Before Competition Groups_ECM MOTORS FOR HVAC APPLICATION (FAN-POWERED VAV BOX)
Commercial | Com ¦ Solar Water Preheat (Pools/DHW) | 2038 | SC C | MW | Before Competition Groups | 0.21488 | 0 | 0 | 1381.1372 | 0.00015558 | 56 | Commercial_2038_SC C_MW_Before Competition Groups_56 | Solar Water Preheat (Pools/DHW) | 0.01556% | 0 | 0.21488 | Commercial_2038_SC C_MW_Before Competition Groups_Solar Water Preheat (Pools/DHW)
Commercial | Com ¦ CEE Tier 2/Energy Star Clothes Washers | 2038 | SC C | MW | Before Competition Groups | 0.16366 | 0 | 0 | 1381.1372 | 0.0001185 | 57 | Commercial_2038_SC C_MW_Before Competition Groups_57 | CEE Tier 2/Energy Star Clothes Washers | 0.01185% | 0 | 0.16366 | Commercial_2038_SC C_MW_Before Competition Groups_CEE Tier 2/Energy Star Clothes Washers
Commercial | Com ¦ Notched V belts for HVAC Systems | 2038 | SC C | MW | Before Competition Groups | 0.16137 | 0 | 0 | 1381.1372 | 0.00011684 | 58 | Commercial_2038_SC C_MW_Before Competition Groups_58 | Notched V belts for HVAC Systems | 0.01168% | 0 | 0.16137 | Commercial_2038_SC C_MW_Before Competition Groups_Notched V belts for HVAC Systems
Commercial | Com ¦ Auto Off Time Switch or Time Clock control | 2038 | SC C | MW | Before Competition Groups | 0.14193 | 0 | 0 | 1381.1372 | 0.00010276 | 59 | Commercial_2038_SC C_MW_Before Competition Groups_59 | Auto Off Time Switch or Time Clock control | 0.01028% | 0 | 0.14193 | Commercial_2038_SC C_MW_Before Competition Groups_Auto Off Time Switch or Time Clock control
Commercial | Com ¦ HVAC Optimization | 2038 | SC C | MW | Before Competition Groups | 0.12129 | 0 | 0 | 1381.1372 | 8.7819e-05 | 60 | Commercial_2038_SC C_MW_Before Competition Groups_60 | HVAC Optimization | 0.008782% | 0 | 0.12129 | Commercial_2038_SC C_MW_Before Competition Groups_HVAC Optimization
Commercial | Com ¦ LED RECESSED DOWNLIGHTS | 2038 | SC C | MW | Before Competition Groups | 0.11643 | 0 | 0 | 1381.1372 | 8.4298e-05 | 61 | Commercial_2038_SC C_MW_Before Competition Groups_61 | LED RECESSED DOWNLIGHTS | 0.00843% | 0 | 0.11643 | Commercial_2038_SC C_MW_Before Competition Groups_LED RECESSED DOWNLIGHTS
Commercial | Com ¦ Demand controlled Circulating Systems | 2038 | SC C | MW | Before Competition Groups | 0.11119 | 0 | 0 | 1381.1372 | 8.0504e-05 | 62 | Commercial_2038_SC C_MW_Before Competition Groups_62 | Demand controlled Circulating Systems | 0.00805% | 0 | 0.11119 | Commercial_2038_SC C_MW_Before Competition Groups_Demand controlled Circulating Systems
Commercial | Com ¦ LLLC - High Impact Application | 2038 | SC C | MW | Before Competition Groups | 0.086433 | 0 | 0 | 1381.1372 | 6.2581e-05 | 63 | Commercial_2038_SC C_MW_Before Competition Groups_63 | LLLC - High Impact Application | 0.006258% | 0 | 0.086433 | Commercial_2038_SC C_MW_Before Competition Groups_LLLC - High Impact Application
Commercial | Com ¦ Commercial Hot Food Holding Cabinets | 2038 | SC C | MW | Before Competition Groups | 0.083209 | 0 | 0 | 1381.1372 | 6.0247e-05 | 64 | Commercial_2038_SC C_MW_Before Competition Groups_64 | Commercial Hot Food Holding Cabinets | 0.006025% | 0 | 0.083209 | Commercial_2038_SC C_MW_Before Competition Groups_Commercial Hot Food Holding Cabinets
Commercial | Com ¦ High Efficiency Small Instantaneous Water Heater | 2038 | SC C | MW | Before Competition Groups | 0.080899 | 0 | 0 | 1381.1372 | 5.8574e-05 | 65 | Commercial_2038_SC C_MW_Before Competition Groups_65 | High Efficiency Small Instantaneous Water Heater | 0.005857% | 0 | 0.080899 | Commercial_2038_SC C_MW_Before Competition Groups_High Efficiency Small Instantaneous Water Heater
Commercial | Com ¦ Efficient compressor motor | 2038 | SC C | MW | Before Competition Groups | 0.080148 | 0 | 0 | 1381.1372 | 5.803e-05 | 66 | Commercial_2038_SC C_MW_Before Competition Groups_66 | Efficient compressor motor | 0.005803% | 0 | 0.080148 | Commercial_2038_SC C_MW_Before Competition Groups_Efficient compressor motor
Commercial | Com ¦ Low Flow Pre-Rinse Spray Nozzle | 2038 | SC C | MW | Before Competition Groups | 0.078584 | 0 | 0 | 1381.1372 | 5.6898e-05 | 67 | Commercial_2038_SC C_MW_Before Competition Groups_67 | Low Flow Pre-Rinse Spray Nozzle | 0.00569% | 0 | 0.078584 | Commercial_2038_SC C_MW_Before Competition Groups_Low Flow Pre-Rinse Spray Nozzle
Commercial | Com ¦ LLLC - Low Impact Application | 2038 | SC C | MW | Before Competition Groups | 0.057347 | 0 | 0 | 1381.1372 | 4.1521e-05 | 68 | Commercial_2038_SC C_MW_Before Competition Groups_68 | LLLC - Low Impact Application | 0.004152% | 0 | 0.057347 | Commercial_2038_SC C_MW_Before Competition Groups_LLLC - Low Impact Application
Commercial | Com ¦ Room AC (w/ louvered sides) 14 SEER from 12 SEER code | 2038 | SC C | MW | Before Competition Groups | 0.053478 | 0 | 0 | 1381.1372 | 3.872e-05 | 69 | Commercial_2038_SC C_MW_Before Competition Groups_69 | Room AC (w/ louvered sides) 14 SEER from 12 SEER code | 0.003872% | 0 | 0.053478 | Commercial_2038_SC C_MW_Before Competition Groups_Room AC (w/ louvered sides) 14 SEER from 12 SEER code
Commercial | Com ¦ High Efficiency Chiller (avg of water and air cooled) | 2038 | SC C | MW | Before Competition Groups | 0.044284 | 0 | 0 | 1381.1372 | 3.2063e-05 | 70 | Commercial_2038_SC C_MW_Before Competition Groups_70 | High Efficiency Chiller (avg of water and air cooled) | 0.003206% | 0 | 0.044284 | Commercial_2038_SC C_MW_Before Competition Groups_High Efficiency Chiller (avg of water and air cooled)
Commercial | Com ¦ Wall Insulation | 2038 | SC C | MW | Before Competition Groups | 0.043672 | 0 | 0 | 1381.1372 | 3.162e-05 | 71 | Commercial_2038_SC C_MW_Before Competition Groups_71 | Wall Insulation | 0.003162% | 0 | 0.043672 | Commercial_2038_SC C_MW_Before Competition Groups_Wall Insulation
Commercial | Com ¦ Condensing Unit Heaters or other Efficient Unit Heating System | 2038 | SC C | MW | Before Competition Groups | 0.037498 | 0 | 0 | 1381.1372 | 2.715e-05 | 72 | Commercial_2038_SC C_MW_Before Competition Groups_72 | Condensing Unit Heaters or other Efficient Unit Heating System | 0.002715% | 0 | 0.037498 | Commercial_2038_SC C_MW_Before Competition Groups_Condensing Unit Heaters or other Efficient Unit Heating System
Commercial | Com ¦ Air Curtains | 2038 | SC C | MW | Before Competition Groups | 0.032056 | 0 | 0 | 1381.1372 | 2.321e-05 | 73 | Commercial_2038_SC C_MW_Before Competition Groups_73 | Air Curtains | 0.002321% | 0 | 0.032056 | Commercial_2038_SC C_MW_Before Competition Groups_Air Curtains
Commercial | Com ¦ VSD Air Compressor | 2038 | SC C | MW | Before Competition Groups | 0.02864 | 0 | 0 | 1381.1372 | 2.0736e-05 | 74 | Commercial_2038_SC C_MW_Before Competition Groups_74 | VSD Air Compressor | 0.002074% | 0 | 0.02864 | Commercial_2038_SC C_MW_Before Competition Groups_VSD Air Compressor
Commercial | Com ¦ Energy Recovery Ventilation and Ventilation (Enhanced) | 2038 | SC C | MW | Before Competition Groups | 0.026899 | 0 | 0 | 1381.1372 | 1.9476e-05 | 75 | Commercial_2038_SC C_MW_Before Competition Groups_75 | Energy Recovery Ventilation and Ventilation (Enhanced) | 0.001948% | 0 | 0.026899 | Commercial_2038_SC C_MW_Before Competition Groups_Energy Recovery Ventilation and Ventilation (Enhanced)
Commercial | Com ¦ EC Plug Fan for Data Center (under cabinet) | 2038 | SC C | MW | Before Competition Groups | 0.0062699 | 0 | 0 | 1381.1372 | 4.5396e-06 | 76 | Commercial_2038_SC C_MW_Before Competition Groups_76 | EC Plug Fan for Data Center (under cabinet) | 0.000454% | 0 | 0.0062699 | Commercial_2038_SC C_MW_Before Competition Groups_EC Plug Fan for Data Center (under cabinet)
Commercial | Com ¦ Indoor Daylight Sensors/Photocell Dimming Control | 2038 | SC C | MW | Before Competition Groups | 0.0041963 | 0 | 0 | 1381.1372 | 3.0383e-06 | 77 | Commercial_2038_SC C_MW_Before Competition Groups_77 | Indoor Daylight Sensors/Photocell Dimming Control | 0.0003038% | 0 | 0.0041963 | Commercial_2038_SC C_MW_Before Competition Groups_Indoor Daylight Sensors/Photocell Dimming Control
Commercial | Com ¦ Electric Convection Combination Ovens | 2038 | SC C | MW | Before Competition Groups | 0.00041004 | 0 | 0 | 1381.1372 | 2.9688e-07 | 78 | Commercial_2038_SC C_MW_Before Competition Groups_78 | Electric Convection Combination Ovens | 2.969e-05% | 0 | 0.00041004 | Commercial_2038_SC C_MW_Before Competition Groups_Electric Convection Combination Ovens
Commercial | Com ¦ Networked/Connected - High Impact Application | 2038 | SC C | MW | Before Competition Groups | 0.00024708 | 0 | 0 | 1381.1372 | 1.789e-07 | 79 | Commercial_2038_SC C_MW_Before Competition Groups_79 | Networked/Connected - High Impact Application | 1.789e-05% | 0 | 0.00024708 | Commercial_2038_SC C_MW_Before Competition Groups_Networked/Connected - High Impact Application
Commercial | Com ¦ Networked/Connected - Low Impact Application | 2038 | SC C | MW | Before Competition Groups | 1.2074e-05 | 0 | 0 | 1381.1372 | 8.7424e-09 | 80 | Commercial_2038_SC C_MW_Before Competition Groups_80 | Networked/Connected - Low Impact Application | 8.742e-07% | 0 | 1.2074e-05 | Commercial_2038_SC C_MW_Before Competition Groups_Networked/Connected - Low Impact Application
Commercial | Com ¦ LED Low/High Bay | 2038 | SC D | MW | Before Competition Groups | 157.2711 | 0 | 0 | 1303.9247 | 0.12061 | 1 | Commercial_2038_SC D_MW_Before Competition Groups_1 | LED Low/High Bay | 12.06% | 0 | 157.2711 | Commercial_2038_SC D_MW_Before Competition Groups_LED Low/High Bay
Commercial | Com ¦ ENERGY STAR LED LAMPS (REFLECTOR LAMPs/MR16/PAR 16) | 2038 | SC D | MW | Before Competition Groups | 131.9167 | 0 | 0 | 1303.9247 | 0.10117 | 2 | Commercial_2038_SC D_MW_Before Competition Groups_2 | ENERGY STAR LED LAMPS (REFLECTOR LAMPs/MR16/PAR 16) | 10.12% | 0 | 131.9167 | Commercial_2038_SC D_MW_Before Competition Groups_ENERGY STAR LED LAMPS (REFLECTOR LAMPs/MR16/PAR 16)
Commercial | Com ¦ LED Troffer/Surface/Suspended | 2038 | SC D | MW | Before Competition Groups | 129.6537 | 0 | 0 | 1303.9247 | 0.099433 | 3 | Commercial_2038_SC D_MW_Before Competition Groups_3 | LED Troffer/Surface/Suspended | 9.943% | 0 | 129.6537 | Commercial_2038_SC D_MW_Before Competition Groups_LED Troffer/Surface/Suspended
Commercial | Com ¦ Building Recommissioning, Operations and Maintenance (O&M) Improvements | 2038 | SC D | MW | Before Competition Groups | 101.5369 | 0 | 0 | 1303.9247 | 0.07787 | 4 | Commercial_2038_SC D_MW_Before Competition Groups_4 | Building Recommissioning, Operations and Maintenance (O&M) Improvements | 7.787% | 0 | 101.5369 | Commercial_2038_SC D_MW_Before Competition Groups_Building Recommissioning, Operations and Maintenance (O&M) Improvements
Commercial | Com ¦ High Efficiency Air Source Heat Pump | 2038 | SC D | MW | Before Competition Groups | 98.8927 | 0 | 0 | 1303.9247 | 0.075842 | 5 | Commercial_2038_SC D_MW_Before Competition Groups_5 | High Efficiency Air Source Heat Pump | 7.584% | 0 | 98.8927 | Commercial_2038_SC D_MW_Before Competition Groups_High Efficiency Air Source Heat Pump
Commercial | Com ¦ LED Replacement Lamp (Tube) | 2038 | SC D | MW | Before Competition Groups | 92.5241 | 0 | 0 | 1303.9247 | 0.070958 | 6 | Commercial_2038_SC D_MW_Before Competition Groups_6 | LED Replacement Lamp (Tube) | 7.096% | 0 | 92.5241 | Commercial_2038_SC D_MW_Before Competition Groups_LED Replacement Lamp (Tube)
Commercial | Com ¦ Unitary Air-Conditioning Unit | 2038 | SC D | MW | Before Competition Groups | 70.4628 | 0 | 0 | 1303.9247 | 0.054039 | 7 | Commercial_2038_SC D_MW_Before Competition Groups_7 | Unitary Air-Conditioning Unit | 5.404% | 0 | 70.4628 | Commercial_2038_SC D_MW_Before Competition Groups_Unitary Air-Conditioning Unit
Commercial | Com ¦ Advanced BAS/Controllers | 2038 | SC D | MW | Before Competition Groups | 56.9804 | 0 | 0 | 1303.9247 | 0.043699 | 8 | Commercial_2038_SC D_MW_Before Competition Groups_8 | Advanced BAS/Controllers | 4.37% | 0 | 56.9804 | Commercial_2038_SC D_MW_Before Competition Groups_Advanced BAS/Controllers
Commercial | Com ¦ Education and Capacity Building/Energy Behavior | 2038 | SC D | MW | Before Competition Groups | 36.2149 | 0 | 0 | 1303.9247 | 0.027774 | 9 | Commercial_2038_SC D_MW_Before Competition Groups_9 | Education and Capacity Building/Energy Behavior | 2.777% | 0 | 36.2149 | Commercial_2038_SC D_MW_Before Competition Groups_Education and Capacity Building/Energy Behavior
Commercial | Com ¦ Adaptive Thermostats | 2038 | SC D | MW | Before Competition Groups | 34.3832 | 0 | 0 | 1303.9247 | 0.026369 | 10 | Commercial_2038_SC D_MW_Before Competition Groups_10 | Adaptive Thermostats | 2.637% | 0 | 34.3832 | Commercial_2038_SC D_MW_Before Competition Groups_Adaptive Thermostats
Commercial | Com ¦ Reach-in Shaded Pole to ECM/PSC Evaporator Fan Motor | 2038 | SC D | MW | Before Competition Groups | 32.7573 | 0 | 0 | 1303.9247 | 0.025122 | 11 | Commercial_2038_SC D_MW_Before Competition Groups_11 | Reach-in Shaded Pole to ECM/PSC Evaporator Fan Motor | 2.512% | 0 | 32.7573 | Commercial_2038_SC D_MW_Before Competition Groups_Reach-in Shaded Pole to ECM/PSC Evaporator Fan Motor
Commercial | Com ¦ Data Center Storage/Server Virtualization | 2038 | SC D | MW | Before Competition Groups | 28.5801 | 0 | 0 | 1303.9247 | 0.021919 | 12 | Commercial_2038_SC D_MW_Before Competition Groups_12 | Data Center Storage/Server Virtualization | 2.192% | 0 | 28.5801 | Commercial_2038_SC D_MW_Before Competition Groups_Data Center Storage/Server Virtualization
Commercial | Com ¦ Strip Curtains | 2038 | SC D | MW | Before Competition Groups | 28.2403 | 0 | 0 | 1303.9247 | 0.021658 | 13 | Commercial_2038_SC D_MW_Before Competition Groups_13 | Strip Curtains | 2.166% | 0 | 28.2403 | Commercial_2038_SC D_MW_Before Competition Groups_Strip Curtains
Commercial | Com ¦ Refrigerated Display Case Doors | 2038 | SC D | MW | Before Competition Groups | 27.8171 | 0 | 0 | 1303.9247 | 0.021333 | 14 | Commercial_2038_SC D_MW_Before Competition Groups_14 | Refrigerated Display Case Doors | 2.133% | 0 | 27.8171 | Commercial_2038_SC D_MW_Before Competition Groups_Refrigerated Display Case Doors
Commercial | Com ¦ Chilled Water Optimization | 2038 | SC D | MW | Before Competition Groups | 24.6388 | 0 | 0 | 1303.9247 | 0.018896 | 15 | Commercial_2038_SC D_MW_Before Competition Groups_15 | Chilled Water Optimization | 1.89% | 0 | 24.6388 | Commercial_2038_SC D_MW_Before Competition Groups_Chilled Water Optimization
Commercial | Com ¦ Furnace Tune-Up | 2038 | SC D | MW | Before Competition Groups | 23.7406 | 0 | 0 | 1303.9247 | 0.018207 | 16 | Commercial_2038_SC D_MW_Before Competition Groups_16 | Furnace Tune-Up | 1.821% | 0 | 23.7406 | Commercial_2038_SC D_MW_Before Competition Groups_Furnace Tune-Up
Commercial | Com ¦ Centrally controlled desktop PC/NETWORK PC POWER MANAGEMENT SOFTWARE | 2038 | SC D | MW | Before Competition Groups | 20.196 | 0 | 0 | 1303.9247 | 0.015489 | 17 | Commercial_2038_SC D_MW_Before Competition Groups_17 | Centrally controlled desktop PC/NETWORK PC POWER MANAGEMENT SOFTWARE | 1.549% | 0 | 20.196 | Commercial_2038_SC D_MW_Before Competition Groups_Centrally controlled desktop PC/NETWORK PC POWER MANAGEMENT SOFTWARE
Commercial | Com ¦ LED or Equivalent Sign Lighting | 2038 | SC D | MW | Before Competition Groups | 19.0371 | 0 | 0 | 1303.9247 | 0.0146 | 18 | Commercial_2038_SC D_MW_Before Competition Groups_18 | LED or Equivalent Sign Lighting | 1.46% | 0 | 19.0371 | Commercial_2038_SC D_MW_Before Competition Groups_LED or Equivalent Sign Lighting
Commercial | Com ¦ Demand Control Ventilation | 2038 | SC D | MW | Before Competition Groups | 18.687 | 0 | 0 | 1303.9247 | 0.014331 | 19 | Commercial_2038_SC D_MW_Before Competition Groups_19 | Demand Control Ventilation | 1.433% | 0 | 18.687 | Commercial_2038_SC D_MW_Before Competition Groups_Demand Control Ventilation
Commercial | Com ¦ Variable Frequency Drive (VFD) | 2038 | SC D | MW | Before Competition Groups | 16.2903 | 0 | 0 | 1303.9247 | 0.012493 | 20 | Commercial_2038_SC D_MW_Before Competition Groups_20 | Variable Frequency Drive (VFD) | 1.249% | 0 | 16.2903 | Commercial_2038_SC D_MW_Before Competition Groups_Variable Frequency Drive (VFD)
Commercial | Com ¦ ENERGY STAR LED LAMPS (General Service Lamps) | 2038 | SC D | MW | Before Competition Groups | 15.9602 | 0 | 0 | 1303.9247 | 0.01224 | 21 | Commercial_2038_SC D_MW_Before Competition Groups_21 | ENERGY STAR LED LAMPS (General Service Lamps) | 1.224% | 0 | 15.9602 | Commercial_2038_SC D_MW_Before Competition Groups_ENERGY STAR LED LAMPS (General Service Lamps)
Commercial | Com ¦ VFD on Pumps | 2038 | SC D | MW | Before Competition Groups | 15.1422 | 0 | 0 | 1303.9247 | 0.011613 | 22 | Commercial_2038_SC D_MW_Before Competition Groups_22 | VFD on Pumps | 1.161% | 0 | 15.1422 | Commercial_2038_SC D_MW_Before Competition Groups_VFD on Pumps
Commercial | Com ¦ Refrigerated Display Case LED | 2038 | SC D | MW | Before Competition Groups | 11.3958 | 0 | 0 | 1303.9247 | 0.0087396 | 23 | Commercial_2038_SC D_MW_Before Competition Groups_23 | Refrigerated Display Case LED | 0.874% | 0 | 11.3958 | Commercial_2038_SC D_MW_Before Competition Groups_Refrigerated Display Case LED
Commercial | Com ¦ Door Gasket Freezer/Refrigerator | 2038 | SC D | MW | Before Competition Groups | 8.6647 | 0 | 0 | 1303.9247 | 0.0066451 | 24 | Commercial_2038_SC D_MW_Before Competition Groups_24 | Door Gasket Freezer/Refrigerator | 0.6645% | 0 | 8.6647 | Commercial_2038_SC D_MW_Before Competition Groups_Door Gasket Freezer/Refrigerator
Commercial | Com ¦ ECM MOTORS FOR EVAPORATOR FANS for refrigeration (WALK-IN) | 2038 | SC D | MW | Before Competition Groups | 8.5058 | 0 | 0 | 1303.9247 | 0.0065233 | 25 | Commercial_2038_SC D_MW_Before Competition Groups_25 | ECM MOTORS FOR EVAPORATOR FANS for refrigeration (WALK-IN) | 0.6523% | 0 | 8.5058 | Commercial_2038_SC D_MW_Before Competition Groups_ECM MOTORS FOR EVAPORATOR FANS for refrigeration (WALK-IN)
Commercial | Com ¦ Demand Control Kitchen Ventilation | 2038 | SC D | MW | Before Competition Groups | 8.0696 | 0 | 0 | 1303.9247 | 0.0061887 | 26 | Commercial_2038_SC D_MW_Before Competition Groups_26 | Demand Control Kitchen Ventilation | 0.6189% | 0 | 8.0696 | Commercial_2038_SC D_MW_Before Competition Groups_Demand Control Kitchen Ventilation
Commercial | Com ¦ Air Handler with Dedicated Outdoor Air Systems | 2038 | SC D | MW | Before Competition Groups | 7.3273 | 0 | 0 | 1303.9247 | 0.0056194 | 27 | Commercial_2038_SC D_MW_Before Competition Groups_27 | Air Handler with Dedicated Outdoor Air Systems | 0.5619% | 0 | 7.3273 | Commercial_2038_SC D_MW_Before Competition Groups_Air Handler with Dedicated Outdoor Air Systems
Commercial | Com ¦ Evaporator Fan Controls | 2038 | SC D | MW | Before Competition Groups | 7.2141 | 0 | 0 | 1303.9247 | 0.0055326 | 28 | Commercial_2038_SC D_MW_Before Competition Groups_28 | Evaporator Fan Controls | 0.5533% | 0 | 7.2141 | Commercial_2038_SC D_MW_Before Competition Groups_Evaporator Fan Controls
Commercial | Com ¦ LED EXTERIOR AREA LIGHTS - LED fixture (200W) | 2038 | SC D | MW | Before Competition Groups | 7.0679 | 0 | 0 | 1303.9247 | 0.0054205 | 29 | Commercial_2038_SC D_MW_Before Competition Groups_29 | LED EXTERIOR AREA LIGHTS - LED fixture (200W) | 0.542% | 0 | 7.0679 | Commercial_2038_SC D_MW_Before Competition Groups_LED EXTERIOR AREA LIGHTS - LED fixture (200W)
Commercial | Com ¦ LED parking lot fixture | 2038 | SC D | MW | Before Competition Groups | 6.7859 | 0 | 0 | 1303.9247 | 0.0052042 | 30 | Commercial_2038_SC D_MW_Before Competition Groups_30 | LED parking lot fixture | 0.5204% | 0 | 6.7859 | Commercial_2038_SC D_MW_Before Competition Groups_LED parking lot fixture
Commercial | Com ¦ ENERGY STAR Griddle (74% eff) | 2038 | SC D | MW | Before Competition Groups | 6.114 | 0 | 0 | 1303.9247 | 0.0046889 | 31 | Commercial_2038_SC D_MW_Before Competition Groups_31 | ENERGY STAR Griddle (74% eff) | 0.4689% | 0 | 6.114 | Commercial_2038_SC D_MW_Before Competition Groups_ENERGY STAR Griddle (74% eff)
Commercial | Com ¦ Occupancy Sensors | 2038 | SC D | MW | Before Competition Groups | 5.9304 | 0 | 0 | 1303.9247 | 0.0045481 | 32 | Commercial_2038_SC D_MW_Before Competition Groups_32 | Occupancy Sensors | 0.4548% | 0 | 5.9304 | Commercial_2038_SC D_MW_Before Competition Groups_Occupancy Sensors
Commercial | Com ¦ Water Source Heat Pump (4 ton) | 2038 | SC D | MW | Before Competition Groups | 5.5053 | 0 | 0 | 1303.9247 | 0.0042221 | 33 | Commercial_2038_SC D_MW_Before Competition Groups_33 | Water Source Heat Pump (4 ton) | 0.4222% | 0 | 5.5053 | Commercial_2038_SC D_MW_Before Competition Groups_Water Source Heat Pump (4 ton)
Commercial | Com ¦ Freezer Case Light Sensor | 2038 | SC D | MW | Before Competition Groups | 5.2701 | 0 | 0 | 1303.9247 | 0.0040417 | 34 | Commercial_2038_SC D_MW_Before Competition Groups_34 | Freezer Case Light Sensor | 0.4042% | 0 | 5.2701 | Commercial_2038_SC D_MW_Before Competition Groups_Freezer Case Light Sensor
Commercial | Com ¦ Duct Insulation, R8 | 2038 | SC D | MW | Before Competition Groups | 4.3684 | 0 | 0 | 1303.9247 | 0.0033502 | 35 | Commercial_2038_SC D_MW_Before Competition Groups_35 | Duct Insulation, R8 | 0.335% | 0 | 4.3684 | Commercial_2038_SC D_MW_Before Competition Groups_Duct Insulation, R8
Commercial | Com ¦ LED street light fixture | 2038 | SC D | MW | Before Competition Groups | 3.5059 | 0 | 0 | 1303.9247 | 0.0026887 | 36 | Commercial_2038_SC D_MW_Before Competition Groups_36 | LED street light fixture | 0.2689% | 0 | 3.5059 | Commercial_2038_SC D_MW_Before Competition Groups_LED street light fixture
Commercial | Com ¦ BEVERAGE VENDING MACHINE CONTROLS | 2038 | SC D | MW | Before Competition Groups | 3.3826 | 0 | 0 | 1303.9247 | 0.0025942 | 37 | Commercial_2038_SC D_MW_Before Competition Groups_37 | BEVERAGE VENDING MACHINE CONTROLS | 0.2594% | 0 | 3.3826 | Commercial_2038_SC D_MW_Before Competition Groups_BEVERAGE VENDING MACHINE CONTROLS
Commercial | Com ¦ Elec Storage WH 2.30 Et | 2038 | SC D | MW | Before Competition Groups | 2.9115 | 0 | 0 | 1303.9247 | 0.0022329 | 38 | Commercial_2038_SC D_MW_Before Competition Groups_38 | Elec Storage WH 2.30 Et | 0.2233% | 0 | 2.9115 | Commercial_2038_SC D_MW_Before Competition Groups_Elec Storage WH 2.30 Et
Commercial | Com ¦ Temperature Adjustment in Commercial Freezers | 2038 | SC D | MW | Before Competition Groups | 2.6392 | 0 | 0 | 1303.9247 | 0.002024 | 39 | Commercial_2038_SC D_MW_Before Competition Groups_39 | Temperature Adjustment in Commercial Freezers | 0.2024% | 0 | 2.6392 | Commercial_2038_SC D_MW_Before Competition Groups_Temperature Adjustment in Commercial Freezers
Commercial | Com ¦ Vertical Night Covers | 2038 | SC D | MW | Before Competition Groups | 2.1041 | 0 | 0 | 1303.9247 | 0.0016136 | 40 | Commercial_2038_SC D_MW_Before Competition Groups_40 | Vertical Night Covers | 0.1614% | 0 | 2.1041 | Commercial_2038_SC D_MW_Before Competition Groups_Vertical Night Covers
Commercial | Com ¦ CO Sensors for parking garage exhaust fans | 2038 | SC D | MW | Before Competition Groups | 2.0331 | 0 | 0 | 1303.9247 | 0.0015593 | 41 | Commercial_2038_SC D_MW_Before Competition Groups_41 | CO Sensors for parking garage exhaust fans | 0.1559% | 0 | 2.0331 | Commercial_2038_SC D_MW_Before Competition Groups_CO Sensors for parking garage exhaust fans
Commercial | Com ¦ ENERGY STAR Fryer (84% eff) | 2038 | SC D | MW | Before Competition Groups | 1.805 | 0 | 0 | 1303.9247 | 0.0013842 | 42 | Commercial_2038_SC D_MW_Before Competition Groups_42 | ENERGY STAR Fryer (84% eff) | 0.1384% | 0 | 1.805 | Commercial_2038_SC D_MW_Before Competition Groups_ENERGY STAR Fryer (84% eff)
Commercial | Com ¦ Energy Efficient Laboratory Fume Hood | 2038 | SC D | MW | Before Competition Groups | 1.7982 | 0 | 0 | 1303.9247 | 0.0013791 | 43 | Commercial_2038_SC D_MW_Before Competition Groups_43 | Energy Efficient Laboratory Fume Hood | 0.1379% | 0 | 1.7982 | Commercial_2038_SC D_MW_Before Competition Groups_Energy Efficient Laboratory Fume Hood
Commercial | Com ¦ Outside Air Economizer | 2038 | SC D | MW | Before Competition Groups | 1.7537 | 0 | 0 | 1303.9247 | 0.001345 | 44 | Commercial_2038_SC D_MW_Before Competition Groups_44 | Outside Air Economizer | 0.1345% | 0 | 1.7537 | Commercial_2038_SC D_MW_Before Competition Groups_Outside Air Economizer
Commercial | Com ¦ Water Heating (DHW) Pipe Insulation (Add 3/4\ Foam)" | 2038 | SC D | MW | Before Competition Groups | 1.6062 | 0 | 0 | 1303.9247 | 0.0012318 | 45 | Commercial_2038_SC D_MW_Before Competition Groups_45 | Water Heating (DHW) Pipe Insulation (Add 3/4\ Foam)" | 0.1232% | 0 | 1.6062 | Commercial_2038_SC D_MW_Before Competition Groups_Water Heating (DHW) Pipe Insulation (Add 3/4\ Foam)"
Commercial | Com ¦ ENERGY STAR Steam Cookers | 2038 | SC D | MW | Before Competition Groups | 1.1598 | 0 | 0 | 1303.9247 | 0.00088944 | 46 | Commercial_2038_SC D_MW_Before Competition Groups_46 | ENERGY STAR Steam Cookers | 0.08894% | 0 | 1.1598 | Commercial_2038_SC D_MW_Before Competition Groups_ENERGY STAR Steam Cookers
Commercial | Com ¦ Suction Pipe Insulation Freezer/Refrigerator | 2038 | SC D | MW | Before Competition Groups | 1.0651 | 0 | 0 | 1303.9247 | 0.00081682 | 47 | Commercial_2038_SC D_MW_Before Competition Groups_47 | Suction Pipe Insulation Freezer/Refrigerator | 0.08168% | 0 | 1.0651 | Commercial_2038_SC D_MW_Before Competition Groups_Suction Pipe Insulation Freezer/Refrigerator
Commercial | Com ¦ ENERGY STAR Dishwasher | 2038 | SC D | MW | Before Competition Groups | 0.83898 | 0 | 0 | 1303.9247 | 0.00064343 | 48 | Commercial_2038_SC D_MW_Before Competition Groups_48 | ENERGY STAR Dishwasher | 0.06434% | 0 | 0.83898 | Commercial_2038_SC D_MW_Before Competition Groups_ENERGY STAR Dishwasher
Commercial | Com ¦ Thermostat Setback | 2038 | SC D | MW | Before Competition Groups | 0.76446 | 0 | 0 | 1303.9247 | 0.00058628 | 49 | Commercial_2038_SC D_MW_Before Competition Groups_49 | Thermostat Setback | 0.05863% | 0 | 0.76446 | Commercial_2038_SC D_MW_Before Competition Groups_Thermostat Setback
Commercial | Com ¦ Condensing Make Up Air Unit | 2038 | SC D | MW | Before Competition Groups | 0.67636 | 0 | 0 | 1303.9247 | 0.00051871 | 50 | Commercial_2038_SC D_MW_Before Competition Groups_50 | Condensing Make Up Air Unit | 0.05187% | 0 | 0.67636 | Commercial_2038_SC D_MW_Before Competition Groups_Condensing Make Up Air Unit
Commercial | Com ¦ Ozone Laundry Treatment | 2038 | SC D | MW | Before Competition Groups | 0.43779 | 0 | 0 | 1303.9247 | 0.00033575 | 51 | Commercial_2038_SC D_MW_Before Competition Groups_51 | Ozone Laundry Treatment | 0.03357% | 0 | 0.43779 | Commercial_2038_SC D_MW_Before Competition Groups_Ozone Laundry Treatment
Commercial | COM ¦ Ductless Mini-Split Heat Pumps | 2038 | SC D | MW | Before Competition Groups | 0.30079 | 0 | 0 | 1303.9247 | 0.00023068 | 52 | Commercial_2038_SC D_MW_Before Competition Groups_52 | Ductless Mini-Split Heat Pumps | 0.02307% | 0 | 0.30079 | Commercial_2038_SC D_MW_Before Competition Groups_Ductless Mini-Split Heat Pumps
Commercial | Com ¦ PTAC (12 EER/10,000 BTU) | 2038 | SC D | MW | Before Competition Groups | 0.27404 | 0 | 0 | 1303.9247 | 0.00021016 | 53 | Commercial_2038_SC D_MW_Before Competition Groups_53 | PTAC (12 EER/10,000 BTU) | 0.02102% | 0 | 0.27404 | Commercial_2038_SC D_MW_Before Competition Groups_PTAC (12 EER/10,000 BTU)
Commercial | Com ¦ ECM MOTORS FOR HVAC APPLICATION (FAN-POWERED VAV BOX) | 2038 | SC D | MW | Before Competition Groups | 0.25718 | 0 | 0 | 1303.9247 | 0.00019723 | 54 | Commercial_2038_SC D_MW_Before Competition Groups_54 | ECM MOTORS FOR HVAC APPLICATION (FAN-POWERED VAV BOX) | 0.01972% | 0 | 0.25718 | Commercial_2038_SC D_MW_Before Competition Groups_ECM MOTORS FOR HVAC APPLICATION (FAN-POWERED VAV BOX)
Commercial | Com ¦ Solar Water Preheat (Pools/DHW) | 2038 | SC D | MW | Before Competition Groups | 0.21488 | 0 | 0 | 1303.9247 | 0.0001648 | 55 | Commercial_2038_SC D_MW_Before Competition Groups_55 | Solar Water Preheat (Pools/DHW) | 0.01648% | 0 | 0.21488 | Commercial_2038_SC D_MW_Before Competition Groups_Solar Water Preheat (Pools/DHW)
Commercial | Com ¦ CEE Tier 2/Energy Star Clothes Washers | 2038 | SC D | MW | Before Competition Groups | 0.1554 | 0 | 0 | 1303.9247 | 0.00011918 | 56 | Commercial_2038_SC D_MW_Before Competition Groups_56 | CEE Tier 2/Energy Star Clothes Washers | 0.01192% | 0 | 0.1554 | Commercial_2038_SC D_MW_Before Competition Groups_CEE Tier 2/Energy Star Clothes Washers
Commercial | Com ¦ Notched V belts for HVAC Systems | 2038 | SC D | MW | Before Competition Groups | 0.14342 | 0 | 0 | 1303.9247 | 0.00010999 | 57 | Commercial_2038_SC D_MW_Before Competition Groups_57 | Notched V belts for HVAC Systems | 0.011% | 0 | 0.14342 | Commercial_2038_SC D_MW_Before Competition Groups_Notched V belts for HVAC Systems
Commercial | Com ¦ Auto Off Time Switch or Time Clock control | 2038 | SC D | MW | Before Competition Groups | 0.14193 | 0 | 0 | 1303.9247 | 0.00010885 | 58 | Commercial_2038_SC D_MW_Before Competition Groups_58 | Auto Off Time Switch or Time Clock control | 0.01088% | 0 | 0.14193 | Commercial_2038_SC D_MW_Before Competition Groups_Auto Off Time Switch or Time Clock control
Commercial | Com ¦ HVAC Optimization | 2038 | SC D | MW | Before Competition Groups | 0.12129 | 0 | 0 | 1303.9247 | 9.302e-05 | 59 | Commercial_2038_SC D_MW_Before Competition Groups_59 | HVAC Optimization | 0.009302% | 0 | 0.12129 | Commercial_2038_SC D_MW_Before Competition Groups_HVAC Optimization
Commercial | Com ¦ Demand controlled Circulating Systems | 2038 | SC D | MW | Before Competition Groups | 0.11026 | 0 | 0 | 1303.9247 | 8.4563e-05 | 60 | Commercial_2038_SC D_MW_Before Competition Groups_60 | Demand controlled Circulating Systems | 0.008456% | 0 | 0.11026 | Commercial_2038_SC D_MW_Before Competition Groups_Demand controlled Circulating Systems
Commercial | Com ¦ LED RECESSED DOWNLIGHTS | 2038 | SC D | MW | Before Competition Groups | 0.093252 | 0 | 0 | 1303.9247 | 7.1517e-05 | 61 | Commercial_2038_SC D_MW_Before Competition Groups_61 | LED RECESSED DOWNLIGHTS | 0.007152% | 0 | 0.093252 | Commercial_2038_SC D_MW_Before Competition Groups_LED RECESSED DOWNLIGHTS
Commercial | Com ¦ Commercial Hot Food Holding Cabinets | 2038 | SC D | MW | Before Competition Groups | 0.083209 | 0 | 0 | 1303.9247 | 6.3814e-05 | 62 | Commercial_2038_SC D_MW_Before Competition Groups_62 | Commercial Hot Food Holding Cabinets | 0.006381% | 0 | 0.083209 | Commercial_2038_SC D_MW_Before Competition Groups_Commercial Hot Food Holding Cabinets
Commercial | Com ¦ Low Flow Pre-Rinse Spray Nozzle | 2038 | SC D | MW | Before Competition Groups | 0.078313 | 0 | 0 | 1303.9247 | 6.006e-05 | 63 | Commercial_2038_SC D_MW_Before Competition Groups_63 | Low Flow Pre-Rinse Spray Nozzle | 0.006006% | 0 | 0.078313 | Commercial_2038_SC D_MW_Before Competition Groups_Low Flow Pre-Rinse Spray Nozzle
Commercial | Com ¦ High Efficiency Small Instantaneous Water Heater | 2038 | SC D | MW | Before Competition Groups | 0.066838 | 0 | 0 | 1303.9247 | 5.1259e-05 | 64 | Commercial_2038_SC D_MW_Before Competition Groups_64 | High Efficiency Small Instantaneous Water Heater | 0.005126% | 0 | 0.066838 | Commercial_2038_SC D_MW_Before Competition Groups_High Efficiency Small Instantaneous Water Heater
Commercial | Com ¦ Room AC (w/ louvered sides) 14 SEER from 12 SEER code | 2038 | SC D | MW | Before Competition Groups | 0.053423 | 0 | 0 | 1303.9247 | 4.0971e-05 | 65 | Commercial_2038_SC D_MW_Before Competition Groups_65 | Room AC (w/ louvered sides) 14 SEER from 12 SEER code | 0.004097% | 0 | 0.053423 | Commercial_2038_SC D_MW_Before Competition Groups_Room AC (w/ louvered sides) 14 SEER from 12 SEER code
Commercial | Com ¦ Wall Insulation | 2038 | SC D | MW | Before Competition Groups | 0.038184 | 0 | 0 | 1303.9247 | 2.9284e-05 | 66 | Commercial_2038_SC D_MW_Before Competition Groups_66 | Wall Insulation | 0.002928% | 0 | 0.038184 | Commercial_2038_SC D_MW_Before Competition Groups_Wall Insulation
Commercial | Com ¦ Condensing Unit Heaters or other Efficient Unit Heating System | 2038 | SC D | MW | Before Competition Groups | 0.037387 | 0 | 0 | 1303.9247 | 2.8672e-05 | 67 | Commercial_2038_SC D_MW_Before Competition Groups_67 | Condensing Unit Heaters or other Efficient Unit Heating System | 0.002867% | 0 | 0.037387 | Commercial_2038_SC D_MW_Before Competition Groups_Condensing Unit Heaters or other Efficient Unit Heating System
Commercial | Com ¦ VSD Air Compressor | 2038 | SC D | MW | Before Competition Groups | 0.02864 | 0 | 0 | 1303.9247 | 2.1964e-05 | 68 | Commercial_2038_SC D_MW_Before Competition Groups_68 | VSD Air Compressor | 0.002196% | 0 | 0.02864 | Commercial_2038_SC D_MW_Before Competition Groups_VSD Air Compressor
Commercial | Com ¦ Air Curtains | 2038 | SC D | MW | Before Competition Groups | 0.028481 | 0 | 0 | 1303.9247 | 2.1842e-05 | 69 | Commercial_2038_SC D_MW_Before Competition Groups_69 | Air Curtains | 0.002184% | 0 | 0.028481 | Commercial_2038_SC D_MW_Before Competition Groups_Air Curtains
Commercial | Com ¦ High Efficiency Chiller (avg of water and air cooled) | 2038 | SC D | MW | Before Competition Groups | 0.018954 | 0 | 0 | 1303.9247 | 1.4536e-05 | 70 | Commercial_2038_SC D_MW_Before Competition Groups_70 | High Efficiency Chiller (avg of water and air cooled) | 0.001454% | 0 | 0.018954 | Commercial_2038_SC D_MW_Before Competition Groups_High Efficiency Chiller (avg of water and air cooled)
Commercial | Com ¦ Variable Refrigerant Flow Heat Pump | 2038 | SC D | MW | Before Competition Groups | 0.018724 | 0 | 0 | 1303.9247 | 1.436e-05 | 71 | Commercial_2038_SC D_MW_Before Competition Groups_71 | Variable Refrigerant Flow Heat Pump | 0.001436% | 0 | 0.018724 | Commercial_2038_SC D_MW_Before Competition Groups_Variable Refrigerant Flow Heat Pump
Commercial | Com ¦ Energy Recovery Ventilation and Ventilation (Enhanced) | 2038 | SC D | MW | Before Competition Groups | 0.01713 | 0 | 0 | 1303.9247 | 1.3137e-05 | 72 | Commercial_2038_SC D_MW_Before Competition Groups_72 | Energy Recovery Ventilation and Ventilation (Enhanced) | 0.001314% | 0 | 0.01713 | Commercial_2038_SC D_MW_Before Competition Groups_Energy Recovery Ventilation and Ventilation (Enhanced)
Commercial | Com ¦ Efficient compressor motor | 2038 | SC D | MW | Before Competition Groups | 0.0095082 | 0 | 0 | 1303.9247 | 7.292e-06 | 73 | Commercial_2038_SC D_MW_Before Competition Groups_73 | Efficient compressor motor | 0.0007292% | 0 | 0.0095082 | Commercial_2038_SC D_MW_Before Competition Groups_Efficient compressor motor
Commercial | Com ¦ EC Plug Fan for Data Center (under cabinet) | 2038 | SC D | MW | Before Competition Groups | 0.005526 | 0 | 0 | 1303.9247 | 4.238e-06 | 74 | Commercial_2038_SC D_MW_Before Competition Groups_74 | EC Plug Fan for Data Center (under cabinet) | 0.0004238% | 0 | 0.005526 | Commercial_2038_SC D_MW_Before Competition Groups_EC Plug Fan for Data Center (under cabinet)
Commercial | Com ¦ Indoor Daylight Sensors/Photocell Dimming Control | 2038 | SC D | MW | Before Competition Groups | 0.0018204 | 0 | 0 | 1303.9247 | 1.3961e-06 | 75 | Commercial_2038_SC D_MW_Before Competition Groups_75 | Indoor Daylight Sensors/Photocell Dimming Control | 0.0001396% | 0 | 0.0018204 | Commercial_2038_SC D_MW_Before Competition Groups_Indoor Daylight Sensors/Photocell Dimming Control
Commercial | Com ¦ LLLC - High Impact Application | 2038 | SC D | MW | Before Competition Groups | 0.00077182 | 0 | 0 | 1303.9247 | 5.9192e-07 | 76 | Commercial_2038_SC D_MW_Before Competition Groups_76 | LLLC - High Impact Application | 5.919e-05% | 0 | 0.00077182 | Commercial_2038_SC D_MW_Before Competition Groups_LLLC - High Impact Application
Commercial | Com ¦ Electric Convection Combination Ovens | 2038 | SC D | MW | Before Competition Groups | 0.00041004 | 0 | 0 | 1303.9247 | 3.1446e-07 | 77 | Commercial_2038_SC D_MW_Before Competition Groups_77 | Electric Convection Combination Ovens | 3.145e-05% | 0 | 0.00041004 | Commercial_2038_SC D_MW_Before Competition Groups_Electric Convection Combination Ovens
Commercial | Com ¦ LLLC - Low Impact Application | 2038 | SC D | MW | Before Competition Groups | 8.9631e-05 | 0 | 0 | 1303.9247 | 6.874e-08 | 78 | Commercial_2038_SC D_MW_Before Competition Groups_78 | LLLC - Low Impact Application | 6.874e-06% | 0 | 8.9631e-05 | Commercial_2038_SC D_MW_Before Competition Groups_LLLC - Low Impact Application
Commercial | Com ¦ Networked/Connected - Low Impact Application | 2038 | SC D | MW | Before Competition Groups | 1.9299e-08 | 0 | 0 | 1303.9247 | 1.4801e-11 | 79 | Commercial_2038_SC D_MW_Before Competition Groups_79 | Networked/Connected - Low Impact Application | 1.48e-09% | 0 | 1.9299e-08 | Commercial_2038_SC D_MW_Before Competition Groups_Networked/Connected - Low Impact Application
Commercial | Com ¦ Networked/Connected - High Impact Application | 2038 | SC D | MW | Before Competition Groups | 2.9004e-09 | 0 | 0 | 1303.9247 | 2.2243e-12 | 80 | Commercial_2038_SC D_MW_Before Competition Groups_80 | Networked/Connected - High Impact Application | 2.224e-10% | 0 | 2.9004e-09 | Commercial_2038_SC D_MW_Before Competition Groups_Networked/Connected - High Impact Application
Commercial | Com ¦ Central Lighting Control System | 2038 | Technical | MW | Before Competition Groups | 302.425 | 0 | 0 | 3125.5341 | 0.096759 | 1 | Commercial_2038_Technical_MW_Before Competition Groups_1 | Central Lighting Control System | 9.676% | 0 | 302.425 | Commercial_2038_Technical_MW_Before Competition Groups_Central Lighting Control System
Commercial | Com ¦ High Efficiency Air Source Heat Pump | 2038 | Technical | MW | Before Competition Groups | 227.3249 | 0 | 0 | 3125.5341 | 0.072732 | 2 | Commercial_2038_Technical_MW_Before Competition Groups_2 | High Efficiency Air Source Heat Pump | 7.273% | 0 | 227.3249 | Commercial_2038_Technical_MW_Before Competition Groups_High Efficiency Air Source Heat Pump
Commercial | Com ¦ Building Recommissioning, Operations and Maintenance (O&M) Improvements | 2038 | Technical | MW | Before Competition Groups | 210.5962 | 0 | 0 | 3125.5341 | 0.067379 | 3 | Commercial_2038_Technical_MW_Before Competition Groups_3 | Building Recommissioning, Operations and Maintenance (O&M) Improvements | 6.738% | 0 | 210.5962 | Commercial_2038_Technical_MW_Before Competition Groups_Building Recommissioning, Operations and Maintenance (O&M) Improvements
Commercial | Com ¦ Education and Capacity Building/Energy Behavior | 2038 | Technical | MW | Before Competition Groups | 189.8174 | 0 | 0 | 3125.5341 | 0.060731 | 4 | Commercial_2038_Technical_MW_Before Competition Groups_4 | Education and Capacity Building/Energy Behavior | 6.073% | 0 | 189.8174 | Commercial_2038_Technical_MW_Before Competition Groups_Education and Capacity Building/Energy Behavior
Commercial | Com ¦ Variable Refrigerant Flow Heat Pump | 2038 | Technical | MW | Before Competition Groups | 157.6488 | 0 | 0 | 3125.5341 | 0.050439 | 5 | Commercial_2038_Technical_MW_Before Competition Groups_5 | Variable Refrigerant Flow Heat Pump | 5.044% | 0 | 157.6488 | Commercial_2038_Technical_MW_Before Competition Groups_Variable Refrigerant Flow Heat Pump
Commercial | Com ¦ LED Low/High Bay | 2038 | Technical | MW | Before Competition Groups | 151.411 | 0 | 0 | 3125.5341 | 0.048443 | 6 | Commercial_2038_Technical_MW_Before Competition Groups_6 | LED Low/High Bay | 4.844% | 0 | 151.411 | Commercial_2038_Technical_MW_Before Competition Groups_LED Low/High Bay
Commercial | Com ¦ Unitary Air-Conditioning Unit | 2038 | Technical | MW | Before Competition Groups | 150.8118 | 0 | 0 | 3125.5341 | 0.048252 | 7 | Commercial_2038_Technical_MW_Before Competition Groups_7 | Unitary Air-Conditioning Unit | 4.825% | 0 | 150.8118 | Commercial_2038_Technical_MW_Before Competition Groups_Unitary Air-Conditioning Unit
Commercial | Com ¦ ENERGY STAR LED LAMPS (REFLECTOR LAMPs/MR16/PAR 16) | 2038 | Technical | MW | Before Competition Groups | 139.4408 | 0 | 0 | 3125.5341 | 0.044613 | 8 | Commercial_2038_Technical_MW_Before Competition Groups_8 | ENERGY STAR LED LAMPS (REFLECTOR LAMPs/MR16/PAR 16) | 4.461% | 0 | 139.4408 | Commercial_2038_Technical_MW_Before Competition Groups_ENERGY STAR LED LAMPS (REFLECTOR LAMPs/MR16/PAR 16)
Commercial | Com ¦ LED Troffer/Surface/Suspended | 2038 | Technical | MW | Before Competition Groups | 112.7649 | 0 | 0 | 3125.5341 | 0.036079 | 9 | Commercial_2038_Technical_MW_Before Competition Groups_9 | LED Troffer/Surface/Suspended | 3.608% | 0 | 112.7649 | Commercial_2038_Technical_MW_Before Competition Groups_LED Troffer/Surface/Suspended
Commercial | Com ¦ LED Replacement Lamp (Tube) | 2038 | Technical | MW | Before Competition Groups | 110.2734 | 0 | 0 | 3125.5341 | 0.035281 | 10 | Commercial_2038_Technical_MW_Before Competition Groups_10 | LED Replacement Lamp (Tube) | 3.528% | 0 | 110.2734 | Commercial_2038_Technical_MW_Before Competition Groups_LED Replacement Lamp (Tube)
Commercial | Com ¦ LLLC - Low Impact Application | 2038 | Technical | MW | Before Competition Groups | 104.4946 | 0 | 0 | 3125.5341 | 0.033433 | 11 | Commercial_2038_Technical_MW_Before Competition Groups_11 | LLLC - Low Impact Application | 3.343% | 0 | 104.4946 | Commercial_2038_Technical_MW_Before Competition Groups_LLLC - Low Impact Application
Commercial | Com ¦ Advanced BAS/Controllers | 2038 | Technical | MW | Before Competition Groups | 99.1508 | 0 | 0 | 3125.5341 | 0.031723 | 12 | Commercial_2038_Technical_MW_Before Competition Groups_12 | Advanced BAS/Controllers | 3.172% | 0 | 99.1508 | Commercial_2038_Technical_MW_Before Competition Groups_Advanced BAS/Controllers
Commercial | Com ¦ LLLC - High Impact Application | 2038 | Technical | MW | Before Competition Groups | 96.5728 | 0 | 0 | 3125.5341 | 0.030898 | 13 | Commercial_2038_Technical_MW_Before Competition Groups_13 | LLLC - High Impact Application | 3.09% | 0 | 96.5728 | Commercial_2038_Technical_MW_Before Competition Groups_LLLC - High Impact Application
Commercial | Com ¦ Networked/Connected - Low Impact Application | 2038 | Technical | MW | Before Competition Groups | 88.5572 | 0 | 0 | 3125.5341 | 0.028333 | 14 | Commercial_2038_Technical_MW_Before Competition Groups_14 | Networked/Connected - Low Impact Application | 2.833% | 0 | 88.5572 | Commercial_2038_Technical_MW_Before Competition Groups_Networked/Connected - Low Impact Application
Commercial | Com ¦ Networked/Connected - High Impact Application | 2038 | Technical | MW | Before Competition Groups | 84.0481 | 0 | 0 | 3125.5341 | 0.026891 | 15 | Commercial_2038_Technical_MW_Before Competition Groups_15 | Networked/Connected - High Impact Application | 2.689% | 0 | 84.0481 | Commercial_2038_Technical_MW_Before Competition Groups_Networked/Connected - High Impact Application
Commercial | Com ¦ Smart Strip Plug Outlets | 2038 | Technical | MW | Before Competition Groups | 81.5649 | 0 | 0 | 3125.5341 | 0.026096 | 16 | Commercial_2038_Technical_MW_Before Competition Groups_16 | Smart Strip Plug Outlets | 2.61% | 0 | 81.5649 | Commercial_2038_Technical_MW_Before Competition Groups_Smart Strip Plug Outlets
Commercial | Com ¦ Refrigerated Display Case Doors | 2038 | Technical | MW | Before Competition Groups | 63.7946 | 0 | 0 | 3125.5341 | 0.020411 | 17 | Commercial_2038_Technical_MW_Before Competition Groups_17 | Refrigerated Display Case Doors | 2.041% | 0 | 63.7946 | Commercial_2038_Technical_MW_Before Competition Groups_Refrigerated Display Case Doors
Commercial | Com ¦ Adaptive Thermostats | 2038 | Technical | MW | Before Competition Groups | 44.9152 | 0 | 0 | 3125.5341 | 0.01437 | 18 | Commercial_2038_Technical_MW_Before Competition Groups_18 | Adaptive Thermostats | 1.437% | 0 | 44.9152 | Commercial_2038_Technical_MW_Before Competition Groups_Adaptive Thermostats
Commercial | Com ¦ Reach-in Shaded Pole to ECM/PSC Evaporator Fan Motor | 2038 | Technical | MW | Before Competition Groups | 43.0312 | 0 | 0 | 3125.5341 | 0.013768 | 19 | Commercial_2038_Technical_MW_Before Competition Groups_19 | Reach-in Shaded Pole to ECM/PSC Evaporator Fan Motor | 1.377% | 0 | 43.0312 | Commercial_2038_Technical_MW_Before Competition Groups_Reach-in Shaded Pole to ECM/PSC Evaporator Fan Motor
Commercial | Com ¦ Demand Control Ventilation | 2038 | Technical | MW | Before Competition Groups | 38.4697 | 0 | 0 | 3125.5341 | 0.012308 | 20 | Commercial_2038_Technical_MW_Before Competition Groups_20 | Demand Control Ventilation | 1.231% | 0 | 38.4697 | Commercial_2038_Technical_MW_Before Competition Groups_Demand Control Ventilation
Commercial | Com ¦ Data Center Storage/Server Virtualization | 2038 | Technical | MW | Before Competition Groups | 37.6924 | 0 | 0 | 3125.5341 | 0.012059 | 21 | Commercial_2038_Technical_MW_Before Competition Groups_21 | Data Center Storage/Server Virtualization | 1.206% | 0 | 37.6924 | Commercial_2038_Technical_MW_Before Competition Groups_Data Center Storage/Server Virtualization
Commercial | Com ¦ Chilled Water Optimization | 2038 | Technical | MW | Before Competition Groups | 37.5976 | 0 | 0 | 3125.5341 | 0.012029 | 22 | Commercial_2038_Technical_MW_Before Competition Groups_22 | Chilled Water Optimization | 1.203% | 0 | 37.5976 | Commercial_2038_Technical_MW_Before Competition Groups_Chilled Water Optimization
Commercial | Com ¦ Strip Curtains | 2038 | Technical | MW | Before Competition Groups | 33.2152 | 0 | 0 | 3125.5341 | 0.010627 | 23 | Commercial_2038_Technical_MW_Before Competition Groups_23 | Strip Curtains | 1.063% | 0 | 33.2152 | Commercial_2038_Technical_MW_Before Competition Groups_Strip Curtains
Commercial | Com ¦ LED or Equivalent Sign Lighting | 2038 | Technical | MW | Before Competition Groups | 28.7304 | 0 | 0 | 3125.5341 | 0.0091922 | 24 | Commercial_2038_Technical_MW_Before Competition Groups_24 | LED or Equivalent Sign Lighting | 0.9192% | 0 | 28.7304 | Commercial_2038_Technical_MW_Before Competition Groups_LED or Equivalent Sign Lighting
Commercial | Com ¦ Adding reflective (White) roof treatment or a green roof | 2038 | Technical | MW | Before Competition Groups | 26.757 | 0 | 0 | 3125.5341 | 0.0085608 | 25 | Commercial_2038_Technical_MW_Before Competition Groups_25 | Adding reflective (White) roof treatment or a green roof | 0.8561% | 0 | 26.757 | Commercial_2038_Technical_MW_Before Competition Groups_Adding reflective (White) roof treatment or a green roof
Commercial | Com ¦ Centrally controlled desktop PC/NETWORK PC POWER MANAGEMENT SOFTWARE | 2038 | Technical | MW | Before Competition Groups | 25.8597 | 0 | 0 | 3125.5341 | 0.0082737 | 26 | Commercial_2038_Technical_MW_Before Competition Groups_26 | Centrally controlled desktop PC/NETWORK PC POWER MANAGEMENT SOFTWARE | 0.8274% | 0 | 25.8597 | Commercial_2038_Technical_MW_Before Competition Groups_Centrally controlled desktop PC/NETWORK PC POWER MANAGEMENT SOFTWARE
Commercial | Com ¦ Furnace Tune-Up | 2038 | Technical | MW | Before Competition Groups | 25.1486 | 0 | 0 | 3125.5341 | 0.0080462 | 27 | Commercial_2038_Technical_MW_Before Competition Groups_27 | Furnace Tune-Up | 0.8046% | 0 | 25.1486 | Commercial_2038_Technical_MW_Before Competition Groups_Furnace Tune-Up
Commercial | Com ¦ Door Gasket Freezer/Refrigerator | 2038 | Technical | MW | Before Competition Groups | 24.1253 | 0 | 0 | 3125.5341 | 0.0077188 | 28 | Commercial_2038_Technical_MW_Before Competition Groups_28 | Door Gasket Freezer/Refrigerator | 0.7719% | 0 | 24.1253 | Commercial_2038_Technical_MW_Before Competition Groups_Door Gasket Freezer/Refrigerator
Commercial | Com ¦ Refrigeration Optimization | 2038 | Technical | MW | Before Competition Groups | 24.0234 | 0 | 0 | 3125.5341 | 0.0076862 | 29 | Commercial_2038_Technical_MW_Before Competition Groups_29 | Refrigeration Optimization | 0.7686% | 0 | 24.0234 | Commercial_2038_Technical_MW_Before Competition Groups_Refrigeration Optimization
Commercial | Com ¦ Ground Source Heat Pump | 2038 | Technical | MW | Before Competition Groups | 22.9874 | 0 | 0 | 3125.5341 | 0.0073547 | 30 | Commercial_2038_Technical_MW_Before Competition Groups_30 | Ground Source Heat Pump | 0.7355% | 0 | 22.9874 | Commercial_2038_Technical_MW_Before Competition Groups_Ground Source Heat Pump
Commercial | Com ¦ Refrigerated Display Case LED | 2038 | Technical | MW | Before Competition Groups | 21.9065 | 0 | 0 | 3125.5341 | 0.0070089 | 31 | Commercial_2038_Technical_MW_Before Competition Groups_31 | Refrigerated Display Case LED | 0.7009% | 0 | 21.9065 | Commercial_2038_Technical_MW_Before Competition Groups_Refrigerated Display Case LED
Commercial | Com ¦ HOTEL OCCUPANCY CONTROLS (HVAC + LIGHTING) | 2038 | Technical | MW | Before Competition Groups | 20.0533 | 0 | 0 | 3125.5341 | 0.006416 | 32 | Commercial_2038_Technical_MW_Before Competition Groups_32 | HOTEL OCCUPANCY CONTROLS (HVAC + LIGHTING) | 0.6416% | 0 | 20.0533 | Commercial_2038_Technical_MW_Before Competition Groups_HOTEL OCCUPANCY CONTROLS (HVAC + LIGHTING)
Commercial | Com ¦ Variable Frequency Drive (VFD) | 2038 | Technical | MW | Before Competition Groups | 17.5038 | 0 | 0 | 3125.5341 | 0.0056003 | 33 | Commercial_2038_Technical_MW_Before Competition Groups_33 | Variable Frequency Drive (VFD) | 0.56% | 0 | 17.5038 | Commercial_2038_Technical_MW_Before Competition Groups_Variable Frequency Drive (VFD)
Commercial | Com ¦ ENERGY STAR FREEZER | 2038 | Technical | MW | Before Competition Groups | 16.8782 | 0 | 0 | 3125.5341 | 0.0054001 | 34 | Commercial_2038_Technical_MW_Before Competition Groups_34 | ENERGY STAR FREEZER | 0.54% | 0 | 16.8782 | Commercial_2038_Technical_MW_Before Competition Groups_ENERGY STAR FREEZER
Commercial | Com ¦ ENERGY STAR LED LAMPS (General Service Lamps) | 2038 | Technical | MW | Before Competition Groups | 16.755 | 0 | 0 | 3125.5341 | 0.0053607 | 35 | Commercial_2038_Technical_MW_Before Competition Groups_35 | ENERGY STAR LED LAMPS (General Service Lamps) | 0.5361% | 0 | 16.755 | Commercial_2038_Technical_MW_Before Competition Groups_ENERGY STAR LED LAMPS (General Service Lamps)
Commercial | Com ¦ VFD on Pumps | 2038 | Technical | MW | Before Competition Groups | 16.3815 | 0 | 0 | 3125.5341 | 0.0052412 | 36 | Commercial_2038_Technical_MW_Before Competition Groups_36 | VFD on Pumps | 0.5241% | 0 | 16.3815 | Commercial_2038_Technical_MW_Before Competition Groups_VFD on Pumps
Commercial | Com ¦ ENERGY STAR ICE MACHINES - Ice Making Head | 2038 | Technical | MW | Before Competition Groups | 15.6117 | 0 | 0 | 3125.5341 | 0.0049949 | 37 | Commercial_2038_Technical_MW_Before Competition Groups_37 | ENERGY STAR ICE MACHINES - Ice Making Head | 0.4995% | 0 | 15.6117 | Commercial_2038_Technical_MW_Before Competition Groups_ENERGY STAR ICE MACHINES - Ice Making Head
Commercial | Com ¦ Indoor Daylight Sensors/Photocell Dimming Control | 2038 | Technical | MW | Before Competition Groups | 15.5596 | 0 | 0 | 3125.5341 | 0.0049782 | 38 | Commercial_2038_Technical_MW_Before Competition Groups_38 | Indoor Daylight Sensors/Photocell Dimming Control | 0.4978% | 0 | 15.5596 | Commercial_2038_Technical_MW_Before Competition Groups_Indoor Daylight Sensors/Photocell Dimming Control
Commercial | Com ¦ Demand Control Kitchen Ventilation | 2038 | Technical | MW | Before Competition Groups | 13.4236 | 0 | 0 | 3125.5341 | 0.0042948 | 39 | Commercial_2038_Technical_MW_Before Competition Groups_39 | Demand Control Kitchen Ventilation | 0.4295% | 0 | 13.4236 | Commercial_2038_Technical_MW_Before Competition Groups_Demand Control Kitchen Ventilation
Commercial | Com ¦ Air Handler with Dedicated Outdoor Air Systems | 2038 | Technical | MW | Before Competition Groups | 13.3596 | 0 | 0 | 3125.5341 | 0.0042743 | 40 | Commercial_2038_Technical_MW_Before Competition Groups_40 | Air Handler with Dedicated Outdoor Air Systems | 0.4274% | 0 | 13.3596 | Commercial_2038_Technical_MW_Before Competition Groups_Air Handler with Dedicated Outdoor Air Systems
Commercial | Com ¦ Water Source Heat Pump (4 ton) | 2038 | Technical | MW | Before Competition Groups | 12.2359 | 0 | 0 | 3125.5341 | 0.0039148 | 41 | Commercial_2038_Technical_MW_Before Competition Groups_41 | Water Source Heat Pump (4 ton) | 0.3915% | 0 | 12.2359 | Commercial_2038_Technical_MW_Before Competition Groups_Water Source Heat Pump (4 ton)
Commercial | Com ¦ Occupancy Sensors | 2038 | Technical | MW | Before Competition Groups | 10.8463 | 0 | 0 | 3125.5341 | 0.0034702 | 42 | Commercial_2038_Technical_MW_Before Competition Groups_42 | Occupancy Sensors | 0.347% | 0 | 10.8463 | Commercial_2038_Technical_MW_Before Competition Groups_Occupancy Sensors
Commercial | Com ¦ Condensing Make Up Air Unit | 2038 | Technical | MW | Before Competition Groups | 9.1712 | 0 | 0 | 3125.5341 | 0.0029343 | 43 | Commercial_2038_Technical_MW_Before Competition Groups_43 | Condensing Make Up Air Unit | 0.2934% | 0 | 9.1712 | Commercial_2038_Technical_MW_Before Competition Groups_Condensing Make Up Air Unit
Commercial | Com ¦ ECM MOTORS FOR EVAPORATOR FANS for refrigeration (WALK-IN) | 2038 | Technical | MW | Before Competition Groups | 9.1055 | 0 | 0 | 3125.5341 | 0.0029133 | 44 | Commercial_2038_Technical_MW_Before Competition Groups_44 | ECM MOTORS FOR EVAPORATOR FANS for refrigeration (WALK-IN) | 0.2913% | 0 | 9.1055 | Commercial_2038_Technical_MW_Before Competition Groups_ECM MOTORS FOR EVAPORATOR FANS for refrigeration (WALK-IN)
Commercial | Com ¦ Super-High Efficiency Furnaces (Emerging Tech) | 2038 | Technical | MW | Before Competition Groups | 8.6955 | 0 | 0 | 3125.5341 | 0.0027821 | 45 | Commercial_2038_Technical_MW_Before Competition Groups_45 | Super-High Efficiency Furnaces (Emerging Tech) | 0.2782% | 0 | 8.6955 | Commercial_2038_Technical_MW_Before Competition Groups_Super-High Efficiency Furnaces (Emerging Tech)
Commercial | Com ¦ High R-Value Glass Doors/no-heat glass door | 2038 | Technical | MW | Before Competition Groups | 8.6182 | 0 | 0 | 3125.5341 | 0.0027573 | 46 | Commercial_2038_Technical_MW_Before Competition Groups_46 | High R-Value Glass Doors/no-heat glass door | 0.2757% | 0 | 8.6182 | Commercial_2038_Technical_MW_Before Competition Groups_High R-Value Glass Doors/no-heat glass door
Commercial | Com ¦ ENERGY STAR Griddle (74% eff) | 2038 | Technical | MW | Before Competition Groups | 8.4774 | 0 | 0 | 3125.5341 | 0.0027123 | 47 | Commercial_2038_Technical_MW_Before Competition Groups_47 | ENERGY STAR Griddle (74% eff) | 0.2712% | 0 | 8.4774 | Commercial_2038_Technical_MW_Before Competition Groups_ENERGY STAR Griddle (74% eff)
Commercial | Com ¦ ENERGY STAR Refrigerator | 2038 | Technical | MW | Before Competition Groups | 8.1533 | 0 | 0 | 3125.5341 | 0.0026086 | 48 | Commercial_2038_Technical_MW_Before Competition Groups_48 | ENERGY STAR Refrigerator | 0.2609% | 0 | 8.1533 | Commercial_2038_Technical_MW_Before Competition Groups_ENERGY STAR Refrigerator
Commercial | Com ¦ Freezer Case Light Sensor | 2038 | Technical | MW | Before Competition Groups | 7.8782 | 0 | 0 | 3125.5341 | 0.0025206 | 49 | Commercial_2038_Technical_MW_Before Competition Groups_49 | Freezer Case Light Sensor | 0.2521% | 0 | 7.8782 | Commercial_2038_Technical_MW_Before Competition Groups_Freezer Case Light Sensor
Commercial | Com ¦ Evaporator Fan Controls | 2038 | Technical | MW | Before Competition Groups | 7.6753 | 0 | 0 | 3125.5341 | 0.0024557 | 50 | Commercial_2038_Technical_MW_Before Competition Groups_50 | Evaporator Fan Controls | 0.2456% | 0 | 7.6753 | Commercial_2038_Technical_MW_Before Competition Groups_Evaporator Fan Controls
Commercial | Com ¦ LED EXTERIOR AREA LIGHTS - LED fixture (200W) | 2038 | Technical | MW | Before Competition Groups | 7.1494 | 0 | 0 | 3125.5341 | 0.0022874 | 51 | Commercial_2038_Technical_MW_Before Competition Groups_51 | LED EXTERIOR AREA LIGHTS - LED fixture (200W) | 0.2287% | 0 | 7.1494 | Commercial_2038_Technical_MW_Before Competition Groups_LED EXTERIOR AREA LIGHTS - LED fixture (200W)
Commercial | Com ¦ LED parking lot fixture | 2038 | Technical | MW | Before Competition Groups | 6.7962 | 0 | 0 | 3125.5341 | 0.0021744 | 52 | Commercial_2038_Technical_MW_Before Competition Groups_52 | LED parking lot fixture | 0.2174% | 0 | 6.7962 | Commercial_2038_Technical_MW_Before Competition Groups_LED parking lot fixture
Commercial | Com ¦ Elec Storage WH 2.30 Et | 2038 | Technical | MW | Before Competition Groups | 5.8682 | 0 | 0 | 3125.5341 | 0.0018775 | 53 | Commercial_2038_Technical_MW_Before Competition Groups_53 | Elec Storage WH 2.30 Et | 0.1878% | 0 | 5.8682 | Commercial_2038_Technical_MW_Before Competition Groups_Elec Storage WH 2.30 Et
Commercial | Com ¦ Refrigeration Commissioning | 2038 | Technical | MW | Before Competition Groups | 5.3459 | 0 | 0 | 3125.5341 | 0.0017104 | 54 | Commercial_2038_Technical_MW_Before Competition Groups_54 | Refrigeration Commissioning | 0.171% | 0 | 5.3459 | Commercial_2038_Technical_MW_Before Competition Groups_Refrigeration Commissioning
Commercial | Com ¦ BEVERAGE VENDING MACHINE CONTROLS | 2038 | Technical | MW | Before Competition Groups | 5.1343 | 0 | 0 | 3125.5341 | 0.0016427 | 55 | Commercial_2038_Technical_MW_Before Competition Groups_55 | BEVERAGE VENDING MACHINE CONTROLS | 0.1643% | 0 | 5.1343 | Commercial_2038_Technical_MW_Before Competition Groups_BEVERAGE VENDING MACHINE CONTROLS
Commercial | Com ¦ Duct Insulation, R8 | 2038 | Technical | MW | Before Competition Groups | 4.6167 | 0 | 0 | 3125.5341 | 0.0014771 | 56 | Commercial_2038_Technical_MW_Before Competition Groups_56 | Duct Insulation, R8 | 0.1477% | 0 | 4.6167 | Commercial_2038_Technical_MW_Before Competition Groups_Duct Insulation, R8
Commercial | Com ¦ LED street light fixture | 2038 | Technical | MW | Before Competition Groups | 4.3729 | 0 | 0 | 3125.5341 | 0.0013991 | 57 | Commercial_2038_Technical_MW_Before Competition Groups_57 | LED street light fixture | 0.1399% | 0 | 4.3729 | Commercial_2038_Technical_MW_Before Competition Groups_LED street light fixture
Commercial | Com ¦ Roof Insulation/Ceiling Insulation (R25 Code to R35) | 2038 | Technical | MW | Before Competition Groups | 4.2996 | 0 | 0 | 3125.5341 | 0.0013756 | 58 | Commercial_2038_Technical_MW_Before Competition Groups_58 | Roof Insulation/Ceiling Insulation (R25 Code to R35) | 0.1376% | 0 | 4.2996 | Commercial_2038_Technical_MW_Before Competition Groups_Roof Insulation/Ceiling Insulation (R25 Code to R35)
Commercial | Com ¦ CO Sensors for parking garage exhaust fans | 2038 | Technical | MW | Before Competition Groups | 3.4901 | 0 | 0 | 3125.5341 | 0.0011166 | 59 | Commercial_2038_Technical_MW_Before Competition Groups_59 | CO Sensors for parking garage exhaust fans | 0.1117% | 0 | 3.4901 | Commercial_2038_Technical_MW_Before Competition Groups_CO Sensors for parking garage exhaust fans
Commercial | Com ¦ Anti-sweat heat (ASH) controls - Cooler/Freezer | 2038 | Technical | MW | Before Competition Groups | 3.4319 | 0 | 0 | 3125.5341 | 0.001098 | 60 | Commercial_2038_Technical_MW_Before Competition Groups_60 | Anti-sweat heat (ASH) controls - Cooler/Freezer | 0.1098% | 0 | 3.4319 | Commercial_2038_Technical_MW_Before Competition Groups_Anti-sweat heat (ASH) controls - Cooler/Freezer
Commercial | Com ¦ Temperature Adjustment in Commercial Freezers | 2038 | Technical | MW | Before Competition Groups | 2.8061 | 0 | 0 | 3125.5341 | 0.00089779 | 61 | Commercial_2038_Technical_MW_Before Competition Groups_61 | Temperature Adjustment in Commercial Freezers | 0.08978% | 0 | 2.8061 | Commercial_2038_Technical_MW_Before Competition Groups_Temperature Adjustment in Commercial Freezers
Commercial | Com ¦ ENERGY STAR Fryer (84% eff) | 2038 | Technical | MW | Before Competition Groups | 2.4702 | 0 | 0 | 3125.5341 | 0.00079032 | 62 | Commercial_2038_Technical_MW_Before Competition Groups_62 | ENERGY STAR Fryer (84% eff) | 0.07903% | 0 | 2.4702 | Commercial_2038_Technical_MW_Before Competition Groups_ENERGY STAR Fryer (84% eff)
Commercial | Com ¦ Vertical Night Covers | 2038 | Technical | MW | Before Competition Groups | 2.3205 | 0 | 0 | 3125.5341 | 0.00074244 | 63 | Commercial_2038_Technical_MW_Before Competition Groups_63 | Vertical Night Covers | 0.07424% | 0 | 2.3205 | Commercial_2038_Technical_MW_Before Competition Groups_Vertical Night Covers
Commercial | Com ¦ Energy Efficient Laboratory Fume Hood | 2038 | Technical | MW | Before Competition Groups | 2.2688 | 0 | 0 | 3125.5341 | 0.0007259 | 64 | Commercial_2038_Technical_MW_Before Competition Groups_64 | Energy Efficient Laboratory Fume Hood | 0.07259% | 0 | 2.2688 | Commercial_2038_Technical_MW_Before Competition Groups_Energy Efficient Laboratory Fume Hood
Commercial | Com ¦ Outside Air Economizer | 2038 | Technical | MW | Before Competition Groups | 2.0294 | 0 | 0 | 3125.5341 | 0.0006493 | 65 | Commercial_2038_Technical_MW_Before Competition Groups_65 | Outside Air Economizer | 0.06493% | 0 | 2.0294 | Commercial_2038_Technical_MW_Before Competition Groups_Outside Air Economizer
Commercial | Com ¦ Room AC (w/ louvered sides) 14 SEER from 12 SEER code | 2038 | Technical | MW | Before Competition Groups | 2.0073 | 0 | 0 | 3125.5341 | 0.00064221 | 66 | Commercial_2038_Technical_MW_Before Competition Groups_66 | Room AC (w/ louvered sides) 14 SEER from 12 SEER code | 0.06422% | 0 | 2.0073 | Commercial_2038_Technical_MW_Before Competition Groups_Room AC (w/ louvered sides) 14 SEER from 12 SEER code
Commercial | Com ¦ Water Heating (DHW) Pipe Insulation (Add 3/4\ Foam)" | 2038 | Technical | MW | Before Competition Groups | 1.7708 | 0 | 0 | 3125.5341 | 0.00056657 | 67 | Commercial_2038_Technical_MW_Before Competition Groups_67 | Water Heating (DHW) Pipe Insulation (Add 3/4\ Foam)" | 0.05666% | 0 | 1.7708 | Commercial_2038_Technical_MW_Before Competition Groups_Water Heating (DHW) Pipe Insulation (Add 3/4\ Foam)"
Commercial | Com ¦ High Efficiency Small Instantaneous Water Heater | 2038 | Technical | MW | Before Competition Groups | 1.6535 | 0 | 0 | 3125.5341 | 0.00052902 | 68 | Commercial_2038_Technical_MW_Before Competition Groups_68 | High Efficiency Small Instantaneous Water Heater | 0.0529% | 0 | 1.6535 | Commercial_2038_Technical_MW_Before Competition Groups_High Efficiency Small Instantaneous Water Heater
Commercial | Com ¦ ENERGY STAR Dishwasher | 2038 | Technical | MW | Before Competition Groups | 1.619 | 0 | 0 | 3125.5341 | 0.00051799 | 69 | Commercial_2038_Technical_MW_Before Competition Groups_69 | ENERGY STAR Dishwasher | 0.0518% | 0 | 1.619 | Commercial_2038_Technical_MW_Before Competition Groups_ENERGY STAR Dishwasher
Commercial | Com ¦ ENERGY STAR Steam Cookers | 2038 | Technical | MW | Before Competition Groups | 1.6149 | 0 | 0 | 3125.5341 | 0.00051668 | 70 | Commercial_2038_Technical_MW_Before Competition Groups_70 | ENERGY STAR Steam Cookers | 0.05167% | 0 | 1.6149 | Commercial_2038_Technical_MW_Before Competition Groups_ENERGY STAR Steam Cookers
Commercial | Com ¦ LED RECESSED DOWNLIGHTS | 2038 | Technical | MW | Before Competition Groups | 1.4494 | 0 | 0 | 3125.5341 | 0.00046371 | 71 | Commercial_2038_Technical_MW_Before Competition Groups_71 | LED RECESSED DOWNLIGHTS | 0.04637% | 0 | 1.4494 | Commercial_2038_Technical_MW_Before Competition Groups_LED RECESSED DOWNLIGHTS
Commercial | Com ¦ Suction Pipe Insulation Freezer/Refrigerator | 2038 | Technical | MW | Before Competition Groups | 1.206 | 0 | 0 | 3125.5341 | 0.00038587 | 72 | Commercial_2038_Technical_MW_Before Competition Groups_72 | Suction Pipe Insulation Freezer/Refrigerator | 0.03859% | 0 | 1.206 | Commercial_2038_Technical_MW_Before Competition Groups_Suction Pipe Insulation Freezer/Refrigerator
Commercial | Com ¦ Evaporator Coil Defrost (Cooler) | 2038 | Technical | MW | Before Competition Groups | 1.0261 | 0 | 0 | 3125.5341 | 0.00032829 | 73 | Commercial_2038_Technical_MW_Before Competition Groups_73 | Evaporator Coil Defrost (Cooler) | 0.03283% | 0 | 1.0261 | Commercial_2038_Technical_MW_Before Competition Groups_Evaporator Coil Defrost (Cooler)
Commercial | Com ¦ Thermostat Setback | 2038 | Technical | MW | Before Competition Groups | 0.85307 | 0 | 0 | 3125.5341 | 0.00027294 | 74 | Commercial_2038_Technical_MW_Before Competition Groups_74 | Thermostat Setback | 0.02729% | 0 | 0.85307 | Commercial_2038_Technical_MW_Before Competition Groups_Thermostat Setback
Commercial | Com ¦ Ozone Laundry Treatment | 2038 | Technical | MW | Before Competition Groups | 0.81683 | 0 | 0 | 3125.5341 | 0.00026134 | 75 | Commercial_2038_Technical_MW_Before Competition Groups_75 | Ozone Laundry Treatment | 0.02613% | 0 | 0.81683 | Commercial_2038_Technical_MW_Before Competition Groups_Ozone Laundry Treatment
Commercial | Com ¦ SYNCHRONOUS BELT | 2038 | Technical | MW | Before Competition Groups | 0.75917 | 0 | 0 | 3125.5341 | 0.00024289 | 76 | Commercial_2038_Technical_MW_Before Competition Groups_76 | SYNCHRONOUS BELT | 0.02429% | 0 | 0.75917 | Commercial_2038_Technical_MW_Before Competition Groups_SYNCHRONOUS BELT
Commercial | Com ¦ PTAC (12 EER/10,000 BTU) | 2038 | Technical | MW | Before Competition Groups | 0.69556 | 0 | 0 | 3125.5341 | 0.00022254 | 77 | Commercial_2038_Technical_MW_Before Competition Groups_77 | PTAC (12 EER/10,000 BTU) | 0.02225% | 0 | 0.69556 | Commercial_2038_Technical_MW_Before Competition Groups_PTAC (12 EER/10,000 BTU)
Commercial | Com ¦ Wall Insulation | 2038 | Technical | MW | Before Competition Groups | 0.5555 | 0 | 0 | 3125.5341 | 0.00017773 | 78 | Commercial_2038_Technical_MW_Before Competition Groups_78 | Wall Insulation | 0.01777% | 0 | 0.5555 | Commercial_2038_Technical_MW_Before Competition Groups_Wall Insulation
Commercial | Com ¦ Solar Preheat Make up Air | 2038 | Technical | MW | Before Competition Groups | 0.54857 | 0 | 0 | 3125.5341 | 0.00017551 | 79 | Commercial_2038_Technical_MW_Before Competition Groups_79 | Solar Preheat Make up Air | 0.01755% | 0 | 0.54857 | Commercial_2038_Technical_MW_Before Competition Groups_Solar Preheat Make up Air
Commercial | Com ¦ High Efficiency Chiller (avg of water and air cooled) | 2038 | Technical | MW | Before Competition Groups | 0.52933 | 0 | 0 | 3125.5341 | 0.00016936 | 80 | Commercial_2038_Technical_MW_Before Competition Groups_80 | High Efficiency Chiller (avg of water and air cooled) | 0.01694% | 0 | 0.52933 | Commercial_2038_Technical_MW_Before Competition Groups_High Efficiency Chiller (avg of water and air cooled)
Commercial | Com ¦ Solar Water Preheat (Pools/DHW) | 2038 | Technical | MW | Before Competition Groups | 0.51891 | 0 | 0 | 3125.5341 | 0.00016602 | 81 | Commercial_2038_Technical_MW_Before Competition Groups_81 | Solar Water Preheat (Pools/DHW) | 0.0166% | 0 | 0.51891 | Commercial_2038_Technical_MW_Before Competition Groups_Solar Water Preheat (Pools/DHW)
Commercial | COM ¦ Ductless Mini-Split Heat Pumps | 2038 | Technical | MW | Before Competition Groups | 0.50076 | 0 | 0 | 3125.5341 | 0.00016022 | 82 | Commercial_2038_Technical_MW_Before Competition Groups_82 | Ductless Mini-Split Heat Pumps | 0.01602% | 0 | 0.50076 | Commercial_2038_Technical_MW_Before Competition Groups_Ductless Mini-Split Heat Pumps
Commercial | Com ¦ Heat Pump Water Heater (50 Gallons) | 2038 | Technical | MW | Before Competition Groups | 0.46188 | 0 | 0 | 3125.5341 | 0.00014778 | 83 | Commercial_2038_Technical_MW_Before Competition Groups_83 | Heat Pump Water Heater (50 Gallons) | 0.01478% | 0 | 0.46188 | Commercial_2038_Technical_MW_Before Competition Groups_Heat Pump Water Heater (50 Gallons)
Commercial | Com ¦ Efficient compressor motor | 2038 | Technical | MW | Before Competition Groups | 0.41753 | 0 | 0 | 3125.5341 | 0.00013359 | 84 | Commercial_2038_Technical_MW_Before Competition Groups_84 | Efficient compressor motor | 0.01336% | 0 | 0.41753 | Commercial_2038_Technical_MW_Before Competition Groups_Efficient compressor motor
Commercial | Com ¦ Notched V belts for HVAC Systems | 2038 | Technical | MW | Before Competition Groups | 0.37959 | 0 | 0 | 3125.5341 | 0.00012145 | 85 | Commercial_2038_Technical_MW_Before Competition Groups_85 | Notched V belts for HVAC Systems | 0.01214% | 0 | 0.37959 | Commercial_2038_Technical_MW_Before Competition Groups_Notched V belts for HVAC Systems
Commercial | Com ¦ Commercial Hot Food Holding Cabinets | 2038 | Technical | MW | Before Competition Groups | 0.36957 | 0 | 0 | 3125.5341 | 0.00011824 | 86 | Commercial_2038_Technical_MW_Before Competition Groups_86 | Commercial Hot Food Holding Cabinets | 0.01182% | 0 | 0.36957 | Commercial_2038_Technical_MW_Before Competition Groups_Commercial Hot Food Holding Cabinets
Commercial | Com ¦ ECM MOTORS FOR HVAC APPLICATION (FAN-POWERED VAV BOX) | 2038 | Technical | MW | Before Competition Groups | 0.336 | 0 | 0 | 3125.5341 | 0.0001075 | 87 | Commercial_2038_Technical_MW_Before Competition Groups_87 | ECM MOTORS FOR HVAC APPLICATION (FAN-POWERED VAV BOX) | 0.01075% | 0 | 0.336 | Commercial_2038_Technical_MW_Before Competition Groups_ECM MOTORS FOR HVAC APPLICATION (FAN-POWERED VAV BOX)
Commercial | Com ¦ HVAC Optimization | 2038 | Technical | MW | Before Competition Groups | 0.26974 | 0 | 0 | 3125.5341 | 8.6303e-05 | 88 | Commercial_2038_Technical_MW_Before Competition Groups_88 | HVAC Optimization | 0.00863% | 0 | 0.26974 | Commercial_2038_Technical_MW_Before Competition Groups_HVAC Optimization
Commercial | Com ¦ Energy Recovery Ventilation and Ventilation (Enhanced) | 2038 | Technical | MW | Before Competition Groups | 0.22968 | 0 | 0 | 3125.5341 | 7.3485e-05 | 89 | Commercial_2038_Technical_MW_Before Competition Groups_89 | Energy Recovery Ventilation and Ventilation (Enhanced) | 0.007348% | 0 | 0.22968 | Commercial_2038_Technical_MW_Before Competition Groups_Energy Recovery Ventilation and Ventilation (Enhanced)
Commercial | Com ¦ CEE Tier 2/Energy Star Clothes Washers | 2038 | Technical | MW | Before Competition Groups | 0.21176 | 0 | 0 | 3125.5341 | 6.7751e-05 | 90 | Commercial_2038_Technical_MW_Before Competition Groups_90 | CEE Tier 2/Energy Star Clothes Washers | 0.006775% | 0 | 0.21176 | Commercial_2038_Technical_MW_Before Competition Groups_CEE Tier 2/Energy Star Clothes Washers
Commercial | Com ¦ Auto Off Time Switch or Time Clock control | 2038 | Technical | MW | Before Competition Groups | 0.20361 | 0 | 0 | 3125.5341 | 6.5143e-05 | 91 | Commercial_2038_Technical_MW_Before Competition Groups_91 | Auto Off Time Switch or Time Clock control | 0.006514% | 0 | 0.20361 | Commercial_2038_Technical_MW_Before Competition Groups_Auto Off Time Switch or Time Clock control
Commercial | Com ¦ Solar Electric Water Heater (50 Gallon) | 2038 | Technical | MW | Before Competition Groups | 0.19032 | 0 | 0 | 3125.5341 | 6.0893e-05 | 92 | Commercial_2038_Technical_MW_Before Competition Groups_92 | Solar Electric Water Heater (50 Gallon) | 0.006089% | 0 | 0.19032 | Commercial_2038_Technical_MW_Before Competition Groups_Solar Electric Water Heater (50 Gallon)
Commercial | Com ¦ Low Flow Pre-Rinse Spray Nozzle | 2038 | Technical | MW | Before Competition Groups | 0.11386 | 0 | 0 | 3125.5341 | 3.643e-05 | 93 | Commercial_2038_Technical_MW_Before Competition Groups_93 | Low Flow Pre-Rinse Spray Nozzle | 0.003643% | 0 | 0.11386 | Commercial_2038_Technical_MW_Before Competition Groups_Low Flow Pre-Rinse Spray Nozzle
Commercial | Com ¦ Demand controlled Circulating Systems | 2038 | Technical | MW | Before Competition Groups | 0.11362 | 0 | 0 | 3125.5341 | 3.6351e-05 | 94 | Commercial_2038_Technical_MW_Before Competition Groups_94 | Demand controlled Circulating Systems | 0.003635% | 0 | 0.11362 | Commercial_2038_Technical_MW_Before Competition Groups_Demand controlled Circulating Systems
Commercial | Com ¦ eCube | 2038 | Technical | MW | Before Competition Groups | 0.042085 | 0 | 0 | 3125.5341 | 1.3465e-05 | 95 | Commercial_2038_Technical_MW_Before Competition Groups_95 | eCube | 0.001347% | 0 | 0.042085 | Commercial_2038_Technical_MW_Before Competition Groups_eCube
Commercial | Com ¦ VSD Air Compressor | 2038 | Technical | MW | Before Competition Groups | 0.040869 | 0 | 0 | 3125.5341 | 1.3076e-05 | 96 | Commercial_2038_Technical_MW_Before Competition Groups_96 | VSD Air Compressor | 0.001308% | 0 | 0.040869 | Commercial_2038_Technical_MW_Before Competition Groups_VSD Air Compressor
Commercial | Com ¦ Condensing Unit Heaters or other Efficient Unit Heating System | 2038 | Technical | MW | Before Competition Groups | 0.039569 | 0 | 0 | 3125.5341 | 1.266e-05 | 97 | Commercial_2038_Technical_MW_Before Competition Groups_97 | Condensing Unit Heaters or other Efficient Unit Heating System | 0.001266% | 0 | 0.039569 | Commercial_2038_Technical_MW_Before Competition Groups_Condensing Unit Heaters or other Efficient Unit Heating System
Commercial | Com ¦ EC Plug Fan for Data Center (under cabinet) | 2038 | Technical | MW | Before Competition Groups | 0.026533 | 0 | 0 | 3125.5341 | 8.489e-06 | 98 | Commercial_2038_Technical_MW_Before Competition Groups_98 | EC Plug Fan for Data Center (under cabinet) | 0.0008489% | 0 | 0.026533 | Commercial_2038_Technical_MW_Before Competition Groups_EC Plug Fan for Data Center (under cabinet)
Commercial | Com ¦ Exterior Photocell | 2038 | Technical | MW | Before Competition Groups | 0.012872 | 0 | 0 | 3125.5341 | 4.1183e-06 | 99 | Commercial_2038_Technical_MW_Before Competition Groups_99 | Exterior Photocell | 0.0004118% | 0 | 0.012872 | Commercial_2038_Technical_MW_Before Competition Groups_Exterior Photocell
Commercial | Com ¦ Air Curtains | 2038 | Technical | MW | Before Competition Groups | 0.0081025 | 0 | 0 | 3125.5341 | 2.5923e-06 | 100 | Commercial_2038_Technical_MW_Before Competition Groups_100 | Air Curtains | 0.0002592% | 0 | 0.0081025 | Commercial_2038_Technical_MW_Before Competition Groups_Air Curtains
Commercial | Com ¦ High Efficiency Induction Cooking | 2038 | Technical | MW | Before Competition Groups | 0.0015293 | 0 | 0 | 3125.5341 | 4.893e-07 | 101 | Commercial_2038_Technical_MW_Before Competition Groups_101 | High Efficiency Induction Cooking | 4.893e-05% | 0 | 0.0015293 | Commercial_2038_Technical_MW_Before Competition Groups_High Efficiency Induction Cooking
Commercial | Com ¦ Electric Convection Combination Ovens | 2038 | Technical | MW | Before Competition Groups | 0.00051022 | 0 | 0 | 3125.5341 | 1.6324e-07 | 102 | Commercial_2038_Technical_MW_Before Competition Groups_102 | Electric Convection Combination Ovens | 1.632e-05% | 0 | 0.00051022 | Commercial_2038_Technical_MW_Before Competition Groups_Electric Convection Combination Ovens
Industrial | Ind ¦ Air Leak Survey and Repair | 2019 | Economic | GWh | Before Competition Groups | 652.8394 | 0 | 0 | 2996.7162 | 0.21785 | 1 | Industrial_2019_Economic_GWh_Before Competition Groups_1 | Air Leak Survey and Repair | 21.79% | 0 | 652.8394 | Industrial_2019_Economic_GWh_Before Competition Groups_Air Leak Survey and Repair
Industrial | Ind ¦ Recommissioning | 2019 | Economic | GWh | Before Competition Groups | 458.1195 | 0 | 0 | 2996.7162 | 0.15287 | 2 | Industrial_2019_Economic_GWh_Before Competition Groups_2 | Recommissioning | 15.29% | 0 | 458.1195 | Industrial_2019_Economic_GWh_Before Competition Groups_Recommissioning
Industrial | Ind ¦ SEM | 2019 | Economic | GWh | Before Competition Groups | 458.1195 | 0 | 0 | 2996.7162 | 0.15287 | 3 | Industrial_2019_Economic_GWh_Before Competition Groups_3 | SEM | 15.29% | 0 | 458.1195 | Industrial_2019_Economic_GWh_Before Competition Groups_SEM
Industrial | Ind ¦ Air Compressor Optimization | 2019 | Economic | GWh | Before Competition Groups | 300.845 | 0 | 0 | 2996.7162 | 0.10039 | 4 | Industrial_2019_Economic_GWh_Before Competition Groups_4 | Air Compressor Optimization | 10.04% | 0 | 300.845 | Industrial_2019_Economic_GWh_Before Competition Groups_Air Compressor Optimization
Industrial | Ind ¦ Efficient Compressed Air Nozzles | 2019 | Economic | GWh | Before Competition Groups | 279.6556 | 0 | 0 | 2996.7162 | 0.093321 | 5 | Industrial_2019_Economic_GWh_Before Competition Groups_5 | Efficient Compressed Air Nozzles | 9.332% | 0 | 279.6556 | Industrial_2019_Economic_GWh_Before Competition Groups_Efficient Compressed Air Nozzles
Industrial | Ind ¦ Process Optimization (Elec) | 2019 | Economic | GWh | Before Competition Groups | 189.2232 | 0 | 0 | 2996.7162 | 0.063144 | 6 | Industrial_2019_Economic_GWh_Before Competition Groups_6 | Process Optimization (Elec) | 6.314% | 0 | 189.2232 | Industrial_2019_Economic_GWh_Before Competition Groups_Process Optimization (Elec)
Industrial | Ind ¦ High Efficiency HVAC Fans | 2019 | Economic | GWh | Before Competition Groups | 162.0469 | 0 | 0 | 2996.7162 | 0.054075 | 7 | Industrial_2019_Economic_GWh_Before Competition Groups_7 | High Efficiency HVAC Fans | 5.407% | 0 | 162.0469 | Industrial_2019_Economic_GWh_Before Competition Groups_High Efficiency HVAC Fans
Industrial | Ind ¦ Pulp and Paper Process Improvements | 2019 | Economic | GWh | Before Competition Groups | 66.7721 | 0 | 0 | 2996.7162 | 0.022282 | 8 | Industrial_2019_Economic_GWh_Before Competition Groups_8 | Pulp and Paper Process Improvements | 2.228% | 0 | 66.7721 | Industrial_2019_Economic_GWh_Before Competition Groups_Pulp and Paper Process Improvements
Industrial | Ind ¦ Pump System Optimization | 2019 | Economic | GWh | Before Competition Groups | 58.09 | 0 | 0 | 2996.7162 | 0.019385 | 9 | Industrial_2019_Economic_GWh_Before Competition Groups_9 | Pump System Optimization | 1.938% | 0 | 58.09 | Industrial_2019_Economic_GWh_Before Competition Groups_Pump System Optimization
Industrial | Ind ¦ Fan System Optimization | 2019 | Economic | GWh | Before Competition Groups | 49.5406 | 0 | 0 | 2996.7162 | 0.016532 | 10 | Industrial_2019_Economic_GWh_Before Competition Groups_10 | Fan System Optimization | 1.653% | 0 | 49.5406 | Industrial_2019_Economic_GWh_Before Competition Groups_Fan System Optimization
Industrial | Ind ¦ Material Handling Improvements | 2019 | Economic | GWh | Before Competition Groups | 43.7926 | 0 | 0 | 2996.7162 | 0.014614 | 11 | Industrial_2019_Economic_GWh_Before Competition Groups_11 | Material Handling Improvements | 1.461% | 0 | 43.7926 | Industrial_2019_Economic_GWh_Before Competition Groups_Material Handling Improvements
Industrial | Ind ¦ Process Heat Recovery | 2019 | Economic | GWh | Before Competition Groups | 39.4419 | 0 | 0 | 2996.7162 | 0.013162 | 12 | Industrial_2019_Economic_GWh_Before Competition Groups_12 | Process Heat Recovery | 1.316% | 0 | 39.4419 | Industrial_2019_Economic_GWh_Before Competition Groups_Process Heat Recovery
Industrial | Ind ¦ HE Lighting | 2019 | Economic | GWh | Before Competition Groups | 37.5037 | 0 | 0 | 2996.7162 | 0.012515 | 13 | Industrial_2019_Economic_GWh_Before Competition Groups_13 | HE Lighting | 1.251% | 0 | 37.5037 | Industrial_2019_Economic_GWh_Before Competition Groups_HE Lighting
Industrial | Ind ¦ Refiner Plate Improvements | 2019 | Economic | GWh | Before Competition Groups | 34.3394 | 0 | 0 | 2996.7162 | 0.011459 | 14 | Industrial_2019_Economic_GWh_Before Competition Groups_14 | Refiner Plate Improvements | 1.146% | 0 | 34.3394 | Industrial_2019_Economic_GWh_Before Competition Groups_Refiner Plate Improvements
Industrial | Ind ¦ VAV Conversion Project | 2019 | Economic | GWh | Before Competition Groups | 28.853 | 0 | 0 | 2996.7162 | 0.0096282 | 15 | Industrial_2019_Economic_GWh_Before Competition Groups_15 | VAV Conversion Project | 0.9628% | 0 | 28.853 | Industrial_2019_Economic_GWh_Before Competition Groups_VAV Conversion Project
Industrial | Ind ¦ Improved Controls - Process Cooling | 2019 | Economic | GWh | Before Competition Groups | 22.7352 | 0 | 0 | 2996.7162 | 0.0075867 | 16 | Industrial_2019_Economic_GWh_Before Competition Groups_16 | Improved Controls - Process Cooling | 0.7587% | 0 | 22.7352 | Industrial_2019_Economic_GWh_Before Competition Groups_Improved Controls - Process Cooling
Industrial | Ind ¦ Pump Equipment Upgrade | 2019 | Economic | GWh | Before Competition Groups | 21.983 | 0 | 0 | 2996.7162 | 0.0073357 | 17 | Industrial_2019_Economic_GWh_Before Competition Groups_17 | Pump Equipment Upgrade | 0.7336% | 0 | 21.983 | Industrial_2019_Economic_GWh_Before Competition Groups_Pump Equipment Upgrade
Industrial | Ind ¦ Greenhouse Grow Lights | 2019 | Economic | GWh | Before Competition Groups | 18.5042 | 0 | 0 | 2996.7162 | 0.0061748 | 18 | Industrial_2019_Economic_GWh_Before Competition Groups_18 | Greenhouse Grow Lights | 0.6175% | 0 | 18.5042 | Industrial_2019_Economic_GWh_Before Competition Groups_Greenhouse Grow Lights
Industrial | Ind ¦ Process Improvements | 2019 | Economic | GWh | Before Competition Groups | 18.2978 | 0 | 0 | 2996.7162 | 0.006106 | 19 | Industrial_2019_Economic_GWh_Before Competition Groups_19 | Process Improvements | 0.6106% | 0 | 18.2978 | Industrial_2019_Economic_GWh_Before Competition Groups_Process Improvements
Industrial | Ind ¦ High Efficiency Battery Charger | 2019 | Economic | GWh | Before Competition Groups | 14.922 | 0 | 0 | 2996.7162 | 0.0049794 | 20 | Industrial_2019_Economic_GWh_Before Competition Groups_20 | High Efficiency Battery Charger | 0.4979% | 0 | 14.922 | Industrial_2019_Economic_GWh_Before Competition Groups_High Efficiency Battery Charger
Industrial | Ind ¦ Improved Controls - Process Heating | 2019 | Economic | GWh | Before Competition Groups | 10.8714 | 0 | 0 | 2996.7162 | 0.0036278 | 21 | Industrial_2019_Economic_GWh_Before Competition Groups_21 | Improved Controls - Process Heating | 0.3628% | 0 | 10.8714 | Industrial_2019_Economic_GWh_Before Competition Groups_Improved Controls - Process Heating
Industrial | Ind ¦ Cooling Tower Optimization | 2019 | Economic | GWh | Before Competition Groups | 9.3975 | 0 | 0 | 2996.7162 | 0.0031359 | 22 | Industrial_2019_Economic_GWh_Before Competition Groups_22 | Cooling Tower Optimization | 0.3136% | 0 | 9.3975 | Industrial_2019_Economic_GWh_Before Competition Groups_Cooling Tower Optimization
Industrial | Ind ¦ Engine Block Heater Timer | 2019 | Economic | GWh | Before Competition Groups | 6.9406 | 0 | 0 | 2996.7162 | 0.0023161 | 23 | Industrial_2019_Economic_GWh_Before Competition Groups_23 | Engine Block Heater Timer | 0.2316% | 0 | 6.9406 | Industrial_2019_Economic_GWh_Before Competition Groups_Engine Block Heater Timer
Industrial | Ind ¦ Free Cooling | 2019 | Economic | GWh | Before Competition Groups | 5.7383 | 0 | 0 | 2996.7162 | 0.0019149 | 24 | Industrial_2019_Economic_GWh_Before Competition Groups_24 | Free Cooling | 0.1915% | 0 | 5.7383 | Industrial_2019_Economic_GWh_Before Competition Groups_Free Cooling
Industrial | Ind ¦ Air Compressor Heat Recovery | 2019 | Economic | GWh | Before Competition Groups | 3.2142 | 0 | 0 | 2996.7162 | 0.0010726 | 25 | Industrial_2019_Economic_GWh_Before Competition Groups_25 | Air Compressor Heat Recovery | 0.1073% | 0 | 3.2142 | Industrial_2019_Economic_GWh_Before Competition Groups_Air Compressor Heat Recovery
Industrial | Ind ¦ Efficient Irrigation | 2019 | Economic | GWh | Before Competition Groups | 1.6445 | 0 | 0 | 2996.7162 | 0.00054876 | 26 | Industrial_2019_Economic_GWh_Before Competition Groups_26 | Efficient Irrigation | 0.05488% | 0 | 1.6445 | Industrial_2019_Economic_GWh_Before Competition Groups_Efficient Irrigation
Industrial | Ind ¦ Ventilation Optimization | 2019 | Economic | GWh | Before Competition Groups | 1.4889 | 0 | 0 | 2996.7162 | 0.00049683 | 27 | Industrial_2019_Economic_GWh_Before Competition Groups_27 | Ventilation Optimization | 0.04968% | 0 | 1.4889 | Industrial_2019_Economic_GWh_Before Competition Groups_Ventilation Optimization
Industrial | Ind ¦ Refrigeration Compressor VFD | 2019 | Economic | GWh | Before Competition Groups | 0.66533 | 0 | 0 | 2996.7162 | 0.00022202 | 28 | Industrial_2019_Economic_GWh_Before Competition Groups_28 | Refrigeration Compressor VFD | 0.0222% | 0 | 0.66533 | Industrial_2019_Economic_GWh_Before Competition Groups_Refrigeration Compressor VFD
Industrial | Ind ¦ Efficient Refrigeration Compressor | 2019 | Economic | GWh | Before Competition Groups | 0.63205 | 0 | 0 | 2996.7162 | 0.00021091 | 29 | Industrial_2019_Economic_GWh_Before Competition Groups_29 | Efficient Refrigeration Compressor | 0.02109% | 0 | 0.63205 | Industrial_2019_Economic_GWh_Before Competition Groups_Efficient Refrigeration Compressor
Industrial | Ind ¦ Dairy Pre-Cooler | 2019 | Economic | GWh | Before Competition Groups | 0.49881 | 0 | 0 | 2996.7162 | 0.00016645 | 30 | Industrial_2019_Economic_GWh_Before Competition Groups_30 | Dairy Pre-Cooler | 0.01665% | 0 | 0.49881 | Industrial_2019_Economic_GWh_Before Competition Groups_Dairy Pre-Cooler
Industrial | Ind ¦ Dairy Water Heater | 2019 | Economic | GWh | Before Competition Groups | 0 | 0 | 0 | 2996.7162 | 0 | 31 | Industrial_2019_Economic_GWh_Before Competition Groups_31 | Dairy Water Heater | 0% | 0 | 0 | Industrial_2019_Economic_GWh_Before Competition Groups_Dairy Water Heater
Industrial | Ind ¦ Heat Lamps/Heat Pad | 2019 | Economic | GWh | Before Competition Groups | 0 | 0 | 0 | 2996.7162 | 0 | 32 | Industrial_2019_Economic_GWh_Before Competition Groups_32 | Heat Lamps/Heat Pad | 0% | 0 | 0 | Industrial_2019_Economic_GWh_Before Competition Groups_Heat Lamps/Heat Pad
Industrial | Ind ¦ Pump System Optimization | 2019 | SC A | GWh | Before Competition Groups | 21.1863 | 0 | 0 | 103.5372 | 0.20462 | 1 | Industrial_2019_SC A_GWh_Before Competition Groups_1 | Pump System Optimization | 20.46% | 0 | 21.1863 | Industrial_2019_SC A_GWh_Before Competition Groups_Pump System Optimization
Industrial | Ind ¦ Air Compressor Optimization | 2019 | SC A | GWh | Before Competition Groups | 20.4287 | 0 | 0 | 103.5372 | 0.19731 | 2 | Industrial_2019_SC A_GWh_Before Competition Groups_2 | Air Compressor Optimization | 19.73% | 0 | 20.4287 | Industrial_2019_SC A_GWh_Before Competition Groups_Air Compressor Optimization
Industrial | Ind ¦ Pump Equipment Upgrade | 2019 | SC A | GWh | Before Competition Groups | 11.545 | 0 | 0 | 103.5372 | 0.11151 | 3 | Industrial_2019_SC A_GWh_Before Competition Groups_3 | Pump Equipment Upgrade | 11.15% | 0 | 11.545 | Industrial_2019_SC A_GWh_Before Competition Groups_Pump Equipment Upgrade
Industrial | Ind ¦ Air Leak Survey and Repair | 2019 | SC A | GWh | Before Competition Groups | 10.5081 | 0 | 0 | 103.5372 | 0.10149 | 4 | Industrial_2019_SC A_GWh_Before Competition Groups_4 | Air Leak Survey and Repair | 10.15% | 0 | 10.5081 | Industrial_2019_SC A_GWh_Before Competition Groups_Air Leak Survey and Repair
Industrial | Ind ¦ Recommissioning | 2019 | SC A | GWh | Before Competition Groups | 7.4213 | 0 | 0 | 103.5372 | 0.071678 | 5 | Industrial_2019_SC A_GWh_Before Competition Groups_5 | Recommissioning | 7.168% | 0 | 7.4213 | Industrial_2019_SC A_GWh_Before Competition Groups_Recommissioning
Industrial | Ind ¦ SEM | 2019 | SC A | GWh | Before Competition Groups | 7.4213 | 0 | 0 | 103.5372 | 0.071678 | 6 | Industrial_2019_SC A_GWh_Before Competition Groups_6 | SEM | 7.168% | 0 | 7.4213 | Industrial_2019_SC A_GWh_Before Competition Groups_SEM
Industrial | Ind ¦ High Efficiency HVAC Fans | 2019 | SC A | GWh | Before Competition Groups | 6.0493 | 0 | 0 | 103.5372 | 0.058427 | 7 | Industrial_2019_SC A_GWh_Before Competition Groups_7 | High Efficiency HVAC Fans | 5.843% | 0 | 6.0493 | Industrial_2019_SC A_GWh_Before Competition Groups_High Efficiency HVAC Fans
Industrial | Ind ¦ Greenhouse Grow Lights | 2019 | SC A | GWh | Before Competition Groups | 4.1112 | 0 | 0 | 103.5372 | 0.039708 | 8 | Industrial_2019_SC A_GWh_Before Competition Groups_8 | Greenhouse Grow Lights | 3.971% | 0 | 4.1112 | Industrial_2019_SC A_GWh_Before Competition Groups_Greenhouse Grow Lights
Industrial | Ind ¦ Efficient Compressed Air Nozzles | 2019 | SC A | GWh | Before Competition Groups | 4.081 | 0 | 0 | 103.5372 | 0.039416 | 9 | Industrial_2019_SC A_GWh_Before Competition Groups_9 | Efficient Compressed Air Nozzles | 3.942% | 0 | 4.081 | Industrial_2019_SC A_GWh_Before Competition Groups_Efficient Compressed Air Nozzles
Industrial | Ind ¦ Fan System Optimization | 2019 | SC A | GWh | Before Competition Groups | 2.7658 | 0 | 0 | 103.5372 | 0.026713 | 10 | Industrial_2019_SC A_GWh_Before Competition Groups_10 | Fan System Optimization | 2.671% | 0 | 2.7658 | Industrial_2019_SC A_GWh_Before Competition Groups_Fan System Optimization
Industrial | Ind ¦ Material Handling Improvements | 2019 | SC A | GWh | Before Competition Groups | 2.4473 | 0 | 0 | 103.5372 | 0.023637 | 11 | Industrial_2019_SC A_GWh_Before Competition Groups_11 | Material Handling Improvements | 2.364% | 0 | 2.4473 | Industrial_2019_SC A_GWh_Before Competition Groups_Material Handling Improvements
Industrial | Ind ¦ Process Optimization (Elec) | 2019 | SC A | GWh | Before Competition Groups | 1.462 | 0 | 0 | 103.5372 | 0.014121 | 12 | Industrial_2019_SC A_GWh_Before Competition Groups_12 | Process Optimization (Elec) | 1.412% | 0 | 1.462 | Industrial_2019_SC A_GWh_Before Competition Groups_Process Optimization (Elec)
Industrial | Ind ¦ Process Heat Recovery | 2019 | SC A | GWh | Before Competition Groups | 0.62905 | 0 | 0 | 103.5372 | 0.0060756 | 13 | Industrial_2019_SC A_GWh_Before Competition Groups_13 | Process Heat Recovery | 0.6076% | 0 | 0.62905 | Industrial_2019_SC A_GWh_Before Competition Groups_Process Heat Recovery
Industrial | Ind ¦ Refiner Plate Improvements | 2019 | SC A | GWh | Before Competition Groups | 0.50048 | 0 | 0 | 103.5372 | 0.0048338 | 14 | Industrial_2019_SC A_GWh_Before Competition Groups_14 | Refiner Plate Improvements | 0.4834% | 0 | 0.50048 | Industrial_2019_SC A_GWh_Before Competition Groups_Refiner Plate Improvements
Industrial | Ind ¦ VAV Conversion Project | 2019 | SC A | GWh | Before Competition Groups | 0.45585 | 0 | 0 | 103.5372 | 0.0044028 | 15 | Industrial_2019_SC A_GWh_Before Competition Groups_15 | VAV Conversion Project | 0.4403% | 0 | 0.45585 | Industrial_2019_SC A_GWh_Before Competition Groups_VAV Conversion Project
Industrial | Ind ¦ Pulp and Paper Process Improvements | 2019 | SC A | GWh | Before Competition Groups | 0.44023 | 0 | 0 | 103.5372 | 0.0042519 | 16 | Industrial_2019_SC A_GWh_Before Competition Groups_16 | Pulp and Paper Process Improvements | 0.4252% | 0 | 0.44023 | Industrial_2019_SC A_GWh_Before Competition Groups_Pulp and Paper Process Improvements
Industrial | Ind ¦ Refrigeration Compressor VFD | 2019 | SC A | GWh | Before Competition Groups | 0.39618 | 0 | 0 | 103.5372 | 0.0038264 | 17 | Industrial_2019_SC A_GWh_Before Competition Groups_17 | Refrigeration Compressor VFD | 0.3826% | 0 | 0.39618 | Industrial_2019_SC A_GWh_Before Competition Groups_Refrigeration Compressor VFD
Industrial | Ind ¦ Improved Controls - Process Cooling | 2019 | SC A | GWh | Before Competition Groups | 0.37188 | 0 | 0 | 103.5372 | 0.0035918 | 18 | Industrial_2019_SC A_GWh_Before Competition Groups_18 | Improved Controls - Process Cooling | 0.3592% | 0 | 0.37188 | Industrial_2019_SC A_GWh_Before Competition Groups_Improved Controls - Process Cooling
Industrial | Ind ¦ High Efficiency Battery Charger | 2019 | SC A | GWh | Before Competition Groups | 0.30325 | 0 | 0 | 103.5372 | 0.0029289 | 19 | Industrial_2019_SC A_GWh_Before Competition Groups_19 | High Efficiency Battery Charger | 0.2929% | 0 | 0.30325 | Industrial_2019_SC A_GWh_Before Competition Groups_High Efficiency Battery Charger
Industrial | Ind ¦ Process Improvements | 2019 | SC A | GWh | Before Competition Groups | 0.28574 | 0 | 0 | 103.5372 | 0.0027597 | 20 | Industrial_2019_SC A_GWh_Before Competition Groups_20 | Process Improvements | 0.276% | 0 | 0.28574 | Industrial_2019_SC A_GWh_Before Competition Groups_Process Improvements
Industrial | Ind ¦ Improved Controls - Process Heating | 2019 | SC A | GWh | Before Competition Groups | 0.18242 | 0 | 0 | 103.5372 | 0.0017619 | 21 | Industrial_2019_SC A_GWh_Before Competition Groups_21 | Improved Controls - Process Heating | 0.1762% | 0 | 0.18242 | Industrial_2019_SC A_GWh_Before Competition Groups_Improved Controls - Process Heating
Industrial | Ind ¦ Ventilation Optimization | 2019 | SC A | GWh | Before Competition Groups | 0.16371 | 0 | 0 | 103.5372 | 0.0015812 | 22 | Industrial_2019_SC A_GWh_Before Competition Groups_22 | Ventilation Optimization | 0.1581% | 0 | 0.16371 | Industrial_2019_SC A_GWh_Before Competition Groups_Ventilation Optimization
Industrial | Ind ¦ Engine Block Heater Timer | 2019 | SC A | GWh | Before Competition Groups | 0.11197 | 0 | 0 | 103.5372 | 0.0010814 | 23 | Industrial_2019_SC A_GWh_Before Competition Groups_23 | Engine Block Heater Timer | 0.1081% | 0 | 0.11197 | Industrial_2019_SC A_GWh_Before Competition Groups_Engine Block Heater Timer
Industrial | Ind ¦ Dairy Pre-Cooler | 2019 | SC A | GWh | Before Competition Groups | 0.090796 | 0 | 0 | 103.5372 | 0.00087695 | 24 | Industrial_2019_SC A_GWh_Before Competition Groups_24 | Dairy Pre-Cooler | 0.08769% | 0 | 0.090796 | Industrial_2019_SC A_GWh_Before Competition Groups_Dairy Pre-Cooler
Industrial | Ind ¦ Efficient Refrigeration Compressor | 2019 | SC A | GWh | Before Competition Groups | 0.080917 | 0 | 0 | 103.5372 | 0.00078152 | 25 | Industrial_2019_SC A_GWh_Before Competition Groups_25 | Efficient Refrigeration Compressor | 0.07815% | 0 | 0.080917 | Industrial_2019_SC A_GWh_Before Competition Groups_Efficient Refrigeration Compressor
Industrial | Ind ¦ Air Compressor Heat Recovery | 2019 | SC A | GWh | Before Competition Groups | 0.051288 | 0 | 0 | 103.5372 | 0.00049536 | 26 | Industrial_2019_SC A_GWh_Before Competition Groups_26 | Air Compressor Heat Recovery | 0.04954% | 0 | 0.051288 | Industrial_2019_SC A_GWh_Before Competition Groups_Air Compressor Heat Recovery
Industrial | Ind ¦ Cooling Tower Optimization | 2019 | SC A | GWh | Before Competition Groups | 0.045288 | 0 | 0 | 103.5372 | 0.00043741 | 27 | Industrial_2019_SC A_GWh_Before Competition Groups_27 | Cooling Tower Optimization | 0.04374% | 0 | 0.045288 | Industrial_2019_SC A_GWh_Before Competition Groups_Cooling Tower Optimization
Industrial | Ind ¦ Free Cooling | 2019 | SC A | GWh | Before Competition Groups | 0.00069295 | 0 | 0 | 103.5372 | 6.6927e-06 | 28 | Industrial_2019_SC A_GWh_Before Competition Groups_28 | Free Cooling | 0.0006693% | 0 | 0.00069295 | Industrial_2019_SC A_GWh_Before Competition Groups_Free Cooling
Industrial | Ind ¦ Dairy Water Heater | 2019 | SC A | GWh | Before Competition Groups | 0 | 0 | 0 | 103.5372 | 0 | 29 | Industrial_2019_SC A_GWh_Before Competition Groups_29 | Dairy Water Heater | 0% | 0 | 0 | Industrial_2019_SC A_GWh_Before Competition Groups_Dairy Water Heater
Industrial | Ind ¦ Efficient Irrigation | 2019 | SC A | GWh | Before Competition Groups | 0 | 0 | 0 | 103.5372 | 0 | 30 | Industrial_2019_SC A_GWh_Before Competition Groups_30 | Efficient Irrigation | 0% | 0 | 0 | Industrial_2019_SC A_GWh_Before Competition Groups_Efficient Irrigation
Industrial | Ind ¦ HE Lighting | 2019 | SC A | GWh | Before Competition Groups | 0 | 0 | 0 | 103.5372 | 0 | 31 | Industrial_2019_SC A_GWh_Before Competition Groups_31 | HE Lighting | 0% | 0 | 0 | Industrial_2019_SC A_GWh_Before Competition Groups_HE Lighting
Industrial | Ind ¦ Heat Lamps/Heat Pad | 2019 | SC A | GWh | Before Competition Groups | 0 | 0 | 0 | 103.5372 | 0 | 32 | Industrial_2019_SC A_GWh_Before Competition Groups_32 | Heat Lamps/Heat Pad | 0% | 0 | 0 | Industrial_2019_SC A_GWh_Before Competition Groups_Heat Lamps/Heat Pad
Industrial | Ind ¦ Air Leak Survey and Repair | 2019 | SC B | GWh | Before Competition Groups | 27.5212 | 0 | 0 | 164.4213 | 0.16738 | 1 | Industrial_2019_SC B_GWh_Before Competition Groups_1 | Air Leak Survey and Repair | 16.74% | 0 | 27.5212 | Industrial_2019_SC B_GWh_Before Competition Groups_Air Leak Survey and Repair
Industrial | Ind ¦ Pump System Optimization | 2019 | SC B | GWh | Before Competition Groups | 21.1863 | 0 | 0 | 164.4213 | 0.12885 | 2 | Industrial_2019_SC B_GWh_Before Competition Groups_2 | Pump System Optimization | 12.89% | 0 | 21.1863 | Industrial_2019_SC B_GWh_Before Competition Groups_Pump System Optimization
Industrial | Ind ¦ Air Compressor Optimization | 2019 | SC B | GWh | Before Competition Groups | 20.4287 | 0 | 0 | 164.4213 | 0.12425 | 3 | Industrial_2019_SC B_GWh_Before Competition Groups_3 | Air Compressor Optimization | 12.42% | 0 | 20.4287 | Industrial_2019_SC B_GWh_Before Competition Groups_Air Compressor Optimization
Industrial | Ind ¦ Recommissioning | 2019 | SC B | GWh | Before Competition Groups | 19.4366 | 0 | 0 | 164.4213 | 0.11821 | 4 | Industrial_2019_SC B_GWh_Before Competition Groups_4 | Recommissioning | 11.82% | 0 | 19.4366 | Industrial_2019_SC B_GWh_Before Competition Groups_Recommissioning
Industrial | Ind ¦ SEM | 2019 | SC B | GWh | Before Competition Groups | 19.4366 | 0 | 0 | 164.4213 | 0.11821 | 5 | Industrial_2019_SC B_GWh_Before Competition Groups_5 | SEM | 11.82% | 0 | 19.4366 | Industrial_2019_SC B_GWh_Before Competition Groups_SEM
Industrial | Ind ¦ Pump Equipment Upgrade | 2019 | SC B | GWh | Before Competition Groups | 11.545 | 0 | 0 | 164.4213 | 0.070216 | 6 | Industrial_2019_SC B_GWh_Before Competition Groups_6 | Pump Equipment Upgrade | 7.022% | 0 | 11.545 | Industrial_2019_SC B_GWh_Before Competition Groups_Pump Equipment Upgrade
Industrial | Ind ¦ Efficient Compressed Air Nozzles | 2019 | SC B | GWh | Before Competition Groups | 10.6529 | 0 | 0 | 164.4213 | 0.06479 | 7 | Industrial_2019_SC B_GWh_Before Competition Groups_7 | Efficient Compressed Air Nozzles | 6.479% | 0 | 10.6529 | Industrial_2019_SC B_GWh_Before Competition Groups_Efficient Compressed Air Nozzles
Industrial | Ind ¦ High Efficiency HVAC Fans | 2019 | SC B | GWh | Before Competition Groups | 9.8073 | 0 | 0 | 164.4213 | 0.059648 | 8 | Industrial_2019_SC B_GWh_Before Competition Groups_8 | High Efficiency HVAC Fans | 5.965% | 0 | 9.8073 | Industrial_2019_SC B_GWh_Before Competition Groups_High Efficiency HVAC Fans
Industrial | Ind ¦ Greenhouse Grow Lights | 2019 | SC B | GWh | Before Competition Groups | 4.2433 | 0 | 0 | 164.4213 | 0.025808 | 9 | Industrial_2019_SC B_GWh_Before Competition Groups_9 | Greenhouse Grow Lights | 2.581% | 0 | 4.2433 | Industrial_2019_SC B_GWh_Before Competition Groups_Greenhouse Grow Lights
Industrial | Ind ¦ Material Handling Improvements | 2019 | SC B | GWh | Before Competition Groups | 3.463 | 0 | 0 | 164.4213 | 0.021062 | 10 | Industrial_2019_SC B_GWh_Before Competition Groups_10 | Material Handling Improvements | 2.106% | 0 | 3.463 | Industrial_2019_SC B_GWh_Before Competition Groups_Material Handling Improvements
Industrial | Ind ¦ Fan System Optimization | 2019 | SC B | GWh | Before Competition Groups | 3.0251 | 0 | 0 | 164.4213 | 0.018398 | 11 | Industrial_2019_SC B_GWh_Before Competition Groups_11 | Fan System Optimization | 1.84% | 0 | 3.0251 | Industrial_2019_SC B_GWh_Before Competition Groups_Fan System Optimization
Industrial | Ind ¦ Pulp and Paper Process Improvements | 2019 | SC B | GWh | Before Competition Groups | 2.7525 | 0 | 0 | 164.4213 | 0.016741 | 12 | Industrial_2019_SC B_GWh_Before Competition Groups_12 | Pulp and Paper Process Improvements | 1.674% | 0 | 2.7525 | Industrial_2019_SC B_GWh_Before Competition Groups_Pulp and Paper Process Improvements
Industrial | Ind ¦ Process Heat Recovery | 2019 | SC B | GWh | Before Competition Groups | 1.6475 | 0 | 0 | 164.4213 | 0.01002 | 13 | Industrial_2019_SC B_GWh_Before Competition Groups_13 | Process Heat Recovery | 1.002% | 0 | 1.6475 | Industrial_2019_SC B_GWh_Before Competition Groups_Process Heat Recovery
Industrial | Ind ¦ Process Optimization (Elec) | 2019 | SC B | GWh | Before Competition Groups | 1.462 | 0 | 0 | 164.4213 | 0.008892 | 14 | Industrial_2019_SC B_GWh_Before Competition Groups_14 | Process Optimization (Elec) | 0.8892% | 0 | 1.462 | Industrial_2019_SC B_GWh_Before Competition Groups_Process Optimization (Elec)
Industrial | Ind ¦ Refiner Plate Improvements | 2019 | SC B | GWh | Before Competition Groups | 1.3108 | 0 | 0 | 164.4213 | 0.0079721 | 15 | Industrial_2019_SC B_GWh_Before Competition Groups_15 | Refiner Plate Improvements | 0.7972% | 0 | 1.3108 | Industrial_2019_SC B_GWh_Before Competition Groups_Refiner Plate Improvements
Industrial | Ind ¦ VAV Conversion Project | 2019 | SC B | GWh | Before Competition Groups | 1.2158 | 0 | 0 | 164.4213 | 0.0073946 | 16 | Industrial_2019_SC B_GWh_Before Competition Groups_16 | VAV Conversion Project | 0.7395% | 0 | 1.2158 | Industrial_2019_SC B_GWh_Before Competition Groups_VAV Conversion Project
Industrial | Ind ¦ Improved Controls - Process Cooling | 2019 | SC B | GWh | Before Competition Groups | 0.97534 | 0 | 0 | 164.4213 | 0.0059319 | 17 | Industrial_2019_SC B_GWh_Before Competition Groups_17 | Improved Controls - Process Cooling | 0.5932% | 0 | 0.97534 | Industrial_2019_SC B_GWh_Before Competition Groups_Improved Controls - Process Cooling
Industrial | Ind ¦ High Efficiency Battery Charger | 2019 | SC B | GWh | Before Competition Groups | 0.79807 | 0 | 0 | 164.4213 | 0.0048538 | 18 | Industrial_2019_SC B_GWh_Before Competition Groups_18 | High Efficiency Battery Charger | 0.4854% | 0 | 0.79807 | Industrial_2019_SC B_GWh_Before Competition Groups_High Efficiency Battery Charger
Industrial | Ind ¦ Process Improvements | 2019 | SC B | GWh | Before Competition Groups | 0.77881 | 0 | 0 | 164.4213 | 0.0047367 | 19 | Industrial_2019_SC B_GWh_Before Competition Groups_19 | Process Improvements | 0.4737% | 0 | 0.77881 | Industrial_2019_SC B_GWh_Before Competition Groups_Process Improvements
Industrial | Ind ¦ Ventilation Optimization | 2019 | SC B | GWh | Before Competition Groups | 0.54421 | 0 | 0 | 164.4213 | 0.0033099 | 20 | Industrial_2019_SC B_GWh_Before Competition Groups_20 | Ventilation Optimization | 0.331% | 0 | 0.54421 | Industrial_2019_SC B_GWh_Before Competition Groups_Ventilation Optimization
Industrial | Ind ¦ Improved Controls - Process Heating | 2019 | SC B | GWh | Before Competition Groups | 0.47844 | 0 | 0 | 164.4213 | 0.0029099 | 21 | Industrial_2019_SC B_GWh_Before Competition Groups_21 | Improved Controls - Process Heating | 0.291% | 0 | 0.47844 | Industrial_2019_SC B_GWh_Before Competition Groups_Improved Controls - Process Heating
Industrial | Ind ¦ Refrigeration Compressor VFD | 2019 | SC B | GWh | Before Competition Groups | 0.40908 | 0 | 0 | 164.4213 | 0.002488 | 22 | Industrial_2019_SC B_GWh_Before Competition Groups_22 | Refrigeration Compressor VFD | 0.2488% | 0 | 0.40908 | Industrial_2019_SC B_GWh_Before Competition Groups_Refrigeration Compressor VFD
Industrial | Ind ¦ Cooling Tower Optimization | 2019 | SC B | GWh | Before Competition Groups | 0.40396 | 0 | 0 | 164.4213 | 0.0024569 | 23 | Industrial_2019_SC B_GWh_Before Competition Groups_23 | Cooling Tower Optimization | 0.2457% | 0 | 0.40396 | Industrial_2019_SC B_GWh_Before Competition Groups_Cooling Tower Optimization
Industrial | Ind ¦ Engine Block Heater Timer | 2019 | SC B | GWh | Before Competition Groups | 0.29374 | 0 | 0 | 164.4213 | 0.0017865 | 24 | Industrial_2019_SC B_GWh_Before Competition Groups_24 | Engine Block Heater Timer | 0.1786% | 0 | 0.29374 | Industrial_2019_SC B_GWh_Before Competition Groups_Engine Block Heater Timer
Industrial | Ind ¦ Free Cooling | 2019 | SC B | GWh | Before Competition Groups | 0.26004 | 0 | 0 | 164.4213 | 0.0015815 | 25 | Industrial_2019_SC B_GWh_Before Competition Groups_25 | Free Cooling | 0.1582% | 0 | 0.26004 | Industrial_2019_SC B_GWh_Before Competition Groups_Free Cooling
Industrial | Ind ¦ Air Compressor Heat Recovery | 2019 | SC B | GWh | Before Competition Groups | 0.13432 | 0 | 0 | 164.4213 | 0.00081694 | 26 | Industrial_2019_SC B_GWh_Before Competition Groups_26 | Air Compressor Heat Recovery | 0.08169% | 0 | 0.13432 | Industrial_2019_SC B_GWh_Before Competition Groups_Air Compressor Heat Recovery
Industrial | Ind ¦ Dairy Pre-Cooler | 2019 | SC B | GWh | Before Competition Groups | 0.11442 | 0 | 0 | 164.4213 | 0.00069587 | 27 | Industrial_2019_SC B_GWh_Before Competition Groups_27 | Dairy Pre-Cooler | 0.06959% | 0 | 0.11442 | Industrial_2019_SC B_GWh_Before Competition Groups_Dairy Pre-Cooler
Industrial | Ind ¦ Efficient Refrigeration Compressor | 2019 | SC B | GWh | Before Competition Groups | 0.09611 | 0 | 0 | 164.4213 | 0.00058454 | 28 | Industrial_2019_SC B_GWh_Before Competition Groups_28 | Efficient Refrigeration Compressor | 0.05845% | 0 | 0.09611 | Industrial_2019_SC B_GWh_Before Competition Groups_Efficient Refrigeration Compressor
Industrial | Ind ¦ Dairy Water Heater | 2019 | SC B | GWh | Before Competition Groups | 0 | 0 | 0 | 164.4213 | 0 | 29 | Industrial_2019_SC B_GWh_Before Competition Groups_29 | Dairy Water Heater | 0% | 0 | 0 | Industrial_2019_SC B_GWh_Before Competition Groups_Dairy Water Heater
Industrial | Ind ¦ Efficient Irrigation | 2019 | SC B | GWh | Before Competition Groups | 0 | 0 | 0 | 164.4213 | 0 | 30 | Industrial_2019_SC B_GWh_Before Competition Groups_30 | Efficient Irrigation | 0% | 0 | 0 | Industrial_2019_SC B_GWh_Before Competition Groups_Efficient Irrigation
Industrial | Ind ¦ HE Lighting | 2019 | SC B | GWh | Before Competition Groups | 0 | 0 | 0 | 164.4213 | 0 | 31 | Industrial_2019_SC B_GWh_Before Competition Groups_31 | HE Lighting | 0% | 0 | 0 | Industrial_2019_SC B_GWh_Before Competition Groups_HE Lighting
Industrial | Ind ¦ Heat Lamps/Heat Pad | 2019 | SC B | GWh | Before Competition Groups | 0 | 0 | 0 | 164.4213 | 0 | 32 | Industrial_2019_SC B_GWh_Before Competition Groups_32 | Heat Lamps/Heat Pad | 0% | 0 | 0 | Industrial_2019_SC B_GWh_Before Competition Groups_Heat Lamps/Heat Pad
Industrial | Ind ¦ Pump System Optimization | 2019 | SC C | GWh | Before Competition Groups | 21.1863 | 0 | 0 | 105.5665 | 0.20069 | 1 | Industrial_2019_SC C_GWh_Before Competition Groups_1 | Pump System Optimization | 20.07% | 0 | 21.1863 | Industrial_2019_SC C_GWh_Before Competition Groups_Pump System Optimization
Industrial | Ind ¦ Air Compressor Optimization | 2019 | SC C | GWh | Before Competition Groups | 20.4287 | 0 | 0 | 105.5665 | 0.19352 | 2 | Industrial_2019_SC C_GWh_Before Competition Groups_2 | Air Compressor Optimization | 19.35% | 0 | 20.4287 | Industrial_2019_SC C_GWh_Before Competition Groups_Air Compressor Optimization
Industrial | Ind ¦ Pump Equipment Upgrade | 2019 | SC C | GWh | Before Competition Groups | 11.545 | 0 | 0 | 105.5665 | 0.10936 | 3 | Industrial_2019_SC C_GWh_Before Competition Groups_3 | Pump Equipment Upgrade | 10.94% | 0 | 11.545 | Industrial_2019_SC C_GWh_Before Competition Groups_Pump Equipment Upgrade
Industrial | Ind ¦ Air Leak Survey and Repair | 2019 | SC C | GWh | Before Competition Groups | 10.5081 | 0 | 0 | 105.5665 | 0.09954 | 4 | Industrial_2019_SC C_GWh_Before Competition Groups_4 | Air Leak Survey and Repair | 9.954% | 0 | 10.5081 | Industrial_2019_SC C_GWh_Before Competition Groups_Air Leak Survey and Repair
Industrial | Ind ¦ Recommissioning | 2019 | SC C | GWh | Before Competition Groups | 7.4213 | 0 | 0 | 105.5665 | 0.0703 | 5 | Industrial_2019_SC C_GWh_Before Competition Groups_5 | Recommissioning | 7.03% | 0 | 7.4213 | Industrial_2019_SC C_GWh_Before Competition Groups_Recommissioning
Industrial | Ind ¦ SEM | 2019 | SC C | GWh | Before Competition Groups | 7.4213 | 0 | 0 | 105.5665 | 0.0703 | 6 | Industrial_2019_SC C_GWh_Before Competition Groups_6 | SEM | 7.03% | 0 | 7.4213 | Industrial_2019_SC C_GWh_Before Competition Groups_SEM
Industrial | Ind ¦ High Efficiency HVAC Fans | 2019 | SC C | GWh | Before Competition Groups | 6.0493 | 0 | 0 | 105.5665 | 0.057304 | 7 | Industrial_2019_SC C_GWh_Before Competition Groups_7 | High Efficiency HVAC Fans | 5.73% | 0 | 6.0493 | Industrial_2019_SC C_GWh_Before Competition Groups_High Efficiency HVAC Fans
Industrial | Ind ¦ Greenhouse Grow Lights | 2019 | SC C | GWh | Before Competition Groups | 4.2434 | 0 | 0 | 105.5665 | 0.040197 | 8 | Industrial_2019_SC C_GWh_Before Competition Groups_8 | Greenhouse Grow Lights | 4.02% | 0 | 4.2434 | Industrial_2019_SC C_GWh_Before Competition Groups_Greenhouse Grow Lights
Industrial | Ind ¦ Efficient Compressed Air Nozzles | 2019 | SC C | GWh | Before Competition Groups | 4.081 | 0 | 0 | 105.5665 | 0.038659 | 9 | Industrial_2019_SC C_GWh_Before Competition Groups_9 | Efficient Compressed Air Nozzles | 3.866% | 0 | 4.081 | Industrial_2019_SC C_GWh_Before Competition Groups_Efficient Compressed Air Nozzles
Industrial | Ind ¦ Fan System Optimization | 2019 | SC C | GWh | Before Competition Groups | 3.0251 | 0 | 0 | 105.5665 | 0.028656 | 10 | Industrial_2019_SC C_GWh_Before Competition Groups_10 | Fan System Optimization | 2.866% | 0 | 3.0251 | Industrial_2019_SC C_GWh_Before Competition Groups_Fan System Optimization
Industrial | Ind ¦ Material Handling Improvements | 2019 | SC C | GWh | Before Competition Groups | 2.4473 | 0 | 0 | 105.5665 | 0.023182 | 11 | Industrial_2019_SC C_GWh_Before Competition Groups_11 | Material Handling Improvements | 2.318% | 0 | 2.4473 | Industrial_2019_SC C_GWh_Before Competition Groups_Material Handling Improvements
Industrial | Ind ¦ Process Optimization (Elec) | 2019 | SC C | GWh | Before Competition Groups | 1.462 | 0 | 0 | 105.5665 | 0.013849 | 12 | Industrial_2019_SC C_GWh_Before Competition Groups_12 | Process Optimization (Elec) | 1.385% | 0 | 1.462 | Industrial_2019_SC C_GWh_Before Competition Groups_Process Optimization (Elec)
Industrial | Ind ¦ Pulp and Paper Process Improvements | 2019 | SC C | GWh | Before Competition Groups | 1.051 | 0 | 0 | 105.5665 | 0.0099559 | 13 | Industrial_2019_SC C_GWh_Before Competition Groups_13 | Pulp and Paper Process Improvements | 0.9956% | 0 | 1.051 | Industrial_2019_SC C_GWh_Before Competition Groups_Pulp and Paper Process Improvements
Industrial | Ind ¦ Process Heat Recovery | 2019 | SC C | GWh | Before Competition Groups | 0.62905 | 0 | 0 | 105.5665 | 0.0059588 | 14 | Industrial_2019_SC C_GWh_Before Competition Groups_14 | Process Heat Recovery | 0.5959% | 0 | 0.62905 | Industrial_2019_SC C_GWh_Before Competition Groups_Process Heat Recovery
Industrial | Ind ¦ Ventilation Optimization | 2019 | SC C | GWh | Before Competition Groups | 0.54421 | 0 | 0 | 105.5665 | 0.0051551 | 15 | Industrial_2019_SC C_GWh_Before Competition Groups_15 | Ventilation Optimization | 0.5155% | 0 | 0.54421 | Industrial_2019_SC C_GWh_Before Competition Groups_Ventilation Optimization
Industrial | Ind ¦ Refiner Plate Improvements | 2019 | SC C | GWh | Before Competition Groups | 0.50048 | 0 | 0 | 105.5665 | 0.0047409 | 16 | Industrial_2019_SC C_GWh_Before Competition Groups_16 | Refiner Plate Improvements | 0.4741% | 0 | 0.50048 | Industrial_2019_SC C_GWh_Before Competition Groups_Refiner Plate Improvements
Industrial | Ind ¦ VAV Conversion Project | 2019 | SC C | GWh | Before Competition Groups | 0.46424 | 0 | 0 | 105.5665 | 0.0043976 | 17 | Industrial_2019_SC C_GWh_Before Competition Groups_17 | VAV Conversion Project | 0.4398% | 0 | 0.46424 | Industrial_2019_SC C_GWh_Before Competition Groups_VAV Conversion Project
Industrial | Ind ¦ High Efficiency Battery Charger | 2019 | SC C | GWh | Before Competition Groups | 0.43493 | 0 | 0 | 105.5665 | 0.0041199 | 18 | Industrial_2019_SC C_GWh_Before Competition Groups_18 | High Efficiency Battery Charger | 0.412% | 0 | 0.43493 | Industrial_2019_SC C_GWh_Before Competition Groups_High Efficiency Battery Charger
Industrial | Ind ¦ Refrigeration Compressor VFD | 2019 | SC C | GWh | Before Competition Groups | 0.40909 | 0 | 0 | 105.5665 | 0.0038751 | 19 | Industrial_2019_SC C_GWh_Before Competition Groups_19 | Refrigeration Compressor VFD | 0.3875% | 0 | 0.40909 | Industrial_2019_SC C_GWh_Before Competition Groups_Refrigeration Compressor VFD
Industrial | Ind ¦ Cooling Tower Optimization | 2019 | SC C | GWh | Before Competition Groups | 0.40396 | 0 | 0 | 105.5665 | 0.0038266 | 20 | Industrial_2019_SC C_GWh_Before Competition Groups_20 | Cooling Tower Optimization | 0.3827% | 0 | 0.40396 | Industrial_2019_SC C_GWh_Before Competition Groups_Cooling Tower Optimization
Industrial | Ind ¦ Improved Controls - Process Cooling | 2019 | SC C | GWh | Before Competition Groups | 0.37241 | 0 | 0 | 105.5665 | 0.0035277 | 21 | Industrial_2019_SC C_GWh_Before Competition Groups_21 | Improved Controls - Process Cooling | 0.3528% | 0 | 0.37241 | Industrial_2019_SC C_GWh_Before Competition Groups_Improved Controls - Process Cooling
Industrial | Ind ¦ Process Improvements | 2019 | SC C | GWh | Before Competition Groups | 0.29737 | 0 | 0 | 105.5665 | 0.0028169 | 22 | Industrial_2019_SC C_GWh_Before Competition Groups_22 | Process Improvements | 0.2817% | 0 | 0.29737 | Industrial_2019_SC C_GWh_Before Competition Groups_Process Improvements
Industrial | Ind ¦ Improved Controls - Process Heating | 2019 | SC C | GWh | Before Competition Groups | 0.18268 | 0 | 0 | 105.5665 | 0.0017305 | 23 | Industrial_2019_SC C_GWh_Before Competition Groups_23 | Improved Controls - Process Heating | 0.173% | 0 | 0.18268 | Industrial_2019_SC C_GWh_Before Competition Groups_Improved Controls - Process Heating
Industrial | Ind ¦ Dairy Pre-Cooler | 2019 | SC C | GWh | Before Competition Groups | 0.11442 | 0 | 0 | 105.5665 | 0.0010839 | 24 | Industrial_2019_SC C_GWh_Before Competition Groups_24 | Dairy Pre-Cooler | 0.1084% | 0 | 0.11442 | Industrial_2019_SC C_GWh_Before Competition Groups_Dairy Pre-Cooler
Industrial | Ind ¦ Engine Block Heater Timer | 2019 | SC C | GWh | Before Competition Groups | 0.11216 | 0 | 0 | 105.5665 | 0.0010624 | 25 | Industrial_2019_SC C_GWh_Before Competition Groups_25 | Engine Block Heater Timer | 0.1062% | 0 | 0.11216 | Industrial_2019_SC C_GWh_Before Competition Groups_Engine Block Heater Timer
Industrial | Ind ¦ Free Cooling | 2019 | SC C | GWh | Before Competition Groups | 0.099296 | 0 | 0 | 105.5665 | 0.0009406 | 26 | Industrial_2019_SC C_GWh_Before Competition Groups_26 | Free Cooling | 0.09406% | 0 | 0.099296 | Industrial_2019_SC C_GWh_Before Competition Groups_Free Cooling
Industrial | Ind ¦ Efficient Refrigeration Compressor | 2019 | SC C | GWh | Before Competition Groups | 0.080917 | 0 | 0 | 105.5665 | 0.0007665 | 27 | Industrial_2019_SC C_GWh_Before Competition Groups_27 | Efficient Refrigeration Compressor | 0.07665% | 0 | 0.080917 | Industrial_2019_SC C_GWh_Before Competition Groups_Efficient Refrigeration Compressor
Industrial | Ind ¦ Air Compressor Heat Recovery | 2019 | SC C | GWh | Before Competition Groups | 0.051288 | 0 | 0 | 105.5665 | 0.00048584 | 28 | Industrial_2019_SC C_GWh_Before Competition Groups_28 | Air Compressor Heat Recovery | 0.04858% | 0 | 0.051288 | Industrial_2019_SC C_GWh_Before Competition Groups_Air Compressor Heat Recovery
Industrial | Ind ¦ Dairy Water Heater | 2019 | SC C | GWh | Before Competition Groups | 0 | 0 | 0 | 105.5665 | 0 | 29 | Industrial_2019_SC C_GWh_Before Competition Groups_29 | Dairy Water Heater | 0% | 0 | 0 | Industrial_2019_SC C_GWh_Before Competition Groups_Dairy Water Heater
Industrial | Ind ¦ Efficient Irrigation | 2019 | SC C | GWh | Before Competition Groups | 0 | 0 | 0 | 105.5665 | 0 | 30 | Industrial_2019_SC C_GWh_Before Competition Groups_30 | Efficient Irrigation | 0% | 0 | 0 | Industrial_2019_SC C_GWh_Before Competition Groups_Efficient Irrigation
Industrial | Ind ¦ HE Lighting | 2019 | SC C | GWh | Before Competition Groups | 0 | 0 | 0 | 105.5665 | 0 | 31 | Industrial_2019_SC C_GWh_Before Competition Groups_31 | HE Lighting | 0% | 0 | 0 | Industrial_2019_SC C_GWh_Before Competition Groups_HE Lighting
Industrial | Ind ¦ Heat Lamps/Heat Pad | 2019 | SC C | GWh | Before Competition Groups | 0 | 0 | 0 | 105.5665 | 0 | 32 | Industrial_2019_SC C_GWh_Before Competition Groups_32 | Heat Lamps/Heat Pad | 0% | 0 | 0 | Industrial_2019_SC C_GWh_Before Competition Groups_Heat Lamps/Heat Pad
Industrial | Ind ¦ Pump System Optimization | 2019 | SC D | GWh | Before Competition Groups | 20.6478 | 0 | 0 | 101.0784 | 0.20428 | 1 | Industrial_2019_SC D_GWh_Before Competition Groups_1 | Pump System Optimization | 20.43% | 0 | 20.6478 | Industrial_2019_SC D_GWh_Before Competition Groups_Pump System Optimization
Industrial | Ind ¦ Air Compressor Optimization | 2019 | SC D | GWh | Before Competition Groups | 20.4287 | 0 | 0 | 101.0784 | 0.20211 | 2 | Industrial_2019_SC D_GWh_Before Competition Groups_2 | Air Compressor Optimization | 20.21% | 0 | 20.4287 | Industrial_2019_SC D_GWh_Before Competition Groups_Air Compressor Optimization
Industrial | Ind ¦ Pump Equipment Upgrade | 2019 | SC D | GWh | Before Competition Groups | 10.7632 | 0 | 0 | 101.0784 | 0.10648 | 3 | Industrial_2019_SC D_GWh_Before Competition Groups_3 | Pump Equipment Upgrade | 10.65% | 0 | 10.7632 | Industrial_2019_SC D_GWh_Before Competition Groups_Pump Equipment Upgrade
Industrial | Ind ¦ Air Leak Survey and Repair | 2019 | SC D | GWh | Before Competition Groups | 10.4927 | 0 | 0 | 101.0784 | 0.10381 | 4 | Industrial_2019_SC D_GWh_Before Competition Groups_4 | Air Leak Survey and Repair | 10.38% | 0 | 10.4927 | Industrial_2019_SC D_GWh_Before Competition Groups_Air Leak Survey and Repair
Industrial | Ind ¦ SEM | 2019 | SC D | GWh | Before Competition Groups | 7.4213 | 0 | 0 | 101.0784 | 0.073421 | 5 | Industrial_2019_SC D_GWh_Before Competition Groups_5 | SEM | 7.342% | 0 | 7.4213 | Industrial_2019_SC D_GWh_Before Competition Groups_SEM
Industrial | Ind ¦ Recommissioning | 2019 | SC D | GWh | Before Competition Groups | 7.2131 | 0 | 0 | 101.0784 | 0.071362 | 6 | Industrial_2019_SC D_GWh_Before Competition Groups_6 | Recommissioning | 7.136% | 0 | 7.2131 | Industrial_2019_SC D_GWh_Before Competition Groups_Recommissioning
Industrial | Ind ¦ High Efficiency HVAC Fans | 2019 | SC D | GWh | Before Competition Groups | 5.8457 | 0 | 0 | 101.0784 | 0.057833 | 7 | Industrial_2019_SC D_GWh_Before Competition Groups_7 | High Efficiency HVAC Fans | 5.783% | 0 | 5.8457 | Industrial_2019_SC D_GWh_Before Competition Groups_High Efficiency HVAC Fans
Industrial | Ind ¦ Efficient Compressed Air Nozzles | 2019 | SC D | GWh | Before Competition Groups | 4.081 | 0 | 0 | 101.0784 | 0.040375 | 8 | Industrial_2019_SC D_GWh_Before Competition Groups_8 | Efficient Compressed Air Nozzles | 4.038% | 0 | 4.081 | Industrial_2019_SC D_GWh_Before Competition Groups_Efficient Compressed Air Nozzles
Industrial | Ind ¦ Greenhouse Grow Lights | 2019 | SC D | GWh | Before Competition Groups | 3.38 | 0 | 0 | 101.0784 | 0.03344 | 9 | Industrial_2019_SC D_GWh_Before Competition Groups_9 | Greenhouse Grow Lights | 3.344% | 0 | 3.38 | Industrial_2019_SC D_GWh_Before Competition Groups_Greenhouse Grow Lights
Industrial | Ind ¦ Fan System Optimization | 2019 | SC D | GWh | Before Competition Groups | 3.0251 | 0 | 0 | 101.0784 | 0.029928 | 10 | Industrial_2019_SC D_GWh_Before Competition Groups_10 | Fan System Optimization | 2.993% | 0 | 3.0251 | Industrial_2019_SC D_GWh_Before Competition Groups_Fan System Optimization
Industrial | Ind ¦ Material Handling Improvements | 2019 | SC D | GWh | Before Competition Groups | 2.4473 | 0 | 0 | 101.0784 | 0.024212 | 11 | Industrial_2019_SC D_GWh_Before Competition Groups_11 | Material Handling Improvements | 2.421% | 0 | 2.4473 | Industrial_2019_SC D_GWh_Before Competition Groups_Material Handling Improvements
Industrial | Ind ¦ Process Optimization (Elec) | 2019 | SC D | GWh | Before Competition Groups | 1.462 | 0 | 0 | 101.0784 | 0.014464 | 12 | Industrial_2019_SC D_GWh_Before Competition Groups_12 | Process Optimization (Elec) | 1.446% | 0 | 1.462 | Industrial_2019_SC D_GWh_Before Competition Groups_Process Optimization (Elec)
Industrial | Ind ¦ Refiner Plate Improvements | 2019 | SC D | GWh | Before Competition Groups | 0.50048 | 0 | 0 | 101.0784 | 0.0049514 | 13 | Industrial_2019_SC D_GWh_Before Competition Groups_13 | Refiner Plate Improvements | 0.4951% | 0 | 0.50048 | Industrial_2019_SC D_GWh_Before Competition Groups_Refiner Plate Improvements
Industrial | Ind ¦ Process Heat Recovery | 2019 | SC D | GWh | Before Competition Groups | 0.47855 | 0 | 0 | 101.0784 | 0.0047345 | 14 | Industrial_2019_SC D_GWh_Before Competition Groups_14 | Process Heat Recovery | 0.4734% | 0 | 0.47855 | Industrial_2019_SC D_GWh_Before Competition Groups_Process Heat Recovery
Industrial | Ind ¦ Ventilation Optimization | 2019 | SC D | GWh | Before Competition Groups | 0.44719 | 0 | 0 | 101.0784 | 0.0044242 | 15 | Industrial_2019_SC D_GWh_Before Competition Groups_15 | Ventilation Optimization | 0.4424% | 0 | 0.44719 | Industrial_2019_SC D_GWh_Before Competition Groups_Ventilation Optimization
Industrial | Ind ¦ Improved Controls - Process Cooling | 2019 | SC D | GWh | Before Competition Groups | 0.37241 | 0 | 0 | 101.0784 | 0.0036843 | 16 | Industrial_2019_SC D_GWh_Before Competition Groups_16 | Improved Controls - Process Cooling | 0.3684% | 0 | 0.37241 | Industrial_2019_SC D_GWh_Before Competition Groups_Improved Controls - Process Cooling
Industrial | Ind ¦ Cooling Tower Optimization | 2019 | SC D | GWh | Before Competition Groups | 0.36353 | 0 | 0 | 101.0784 | 0.0035966 | 17 | Industrial_2019_SC D_GWh_Before Competition Groups_17 | Cooling Tower Optimization | 0.3597% | 0 | 0.36353 | Industrial_2019_SC D_GWh_Before Competition Groups_Cooling Tower Optimization
Industrial | Ind ¦ VAV Conversion Project | 2019 | SC D | GWh | Before Competition Groups | 0.32239 | 0 | 0 | 101.0784 | 0.0031895 | 18 | Industrial_2019_SC D_GWh_Before Competition Groups_18 | VAV Conversion Project | 0.319% | 0 | 0.32239 | Industrial_2019_SC D_GWh_Before Competition Groups_VAV Conversion Project
Industrial | Ind ¦ Refrigeration Compressor VFD | 2019 | SC D | GWh | Before Competition Groups | 0.28521 | 0 | 0 | 101.0784 | 0.0028217 | 19 | Industrial_2019_SC D_GWh_Before Competition Groups_19 | Refrigeration Compressor VFD | 0.2822% | 0 | 0.28521 | Industrial_2019_SC D_GWh_Before Competition Groups_Refrigeration Compressor VFD
Industrial | Ind ¦ Process Improvements | 2019 | SC D | GWh | Before Competition Groups | 0.26609 | 0 | 0 | 101.0784 | 0.0026325 | 20 | Industrial_2019_SC D_GWh_Before Competition Groups_20 | Process Improvements | 0.2633% | 0 | 0.26609 | Industrial_2019_SC D_GWh_Before Competition Groups_Process Improvements
Industrial | Ind ¦ High Efficiency Battery Charger | 2019 | SC D | GWh | Before Competition Groups | 0.21943 | 0 | 0 | 101.0784 | 0.0021709 | 21 | Industrial_2019_SC D_GWh_Before Competition Groups_21 | High Efficiency Battery Charger | 0.2171% | 0 | 0.21943 | Industrial_2019_SC D_GWh_Before Competition Groups_High Efficiency Battery Charger
Industrial | Ind ¦ Improved Controls - Process Heating | 2019 | SC D | GWh | Before Competition Groups | 0.16622 | 0 | 0 | 101.0784 | 0.0016445 | 22 | Industrial_2019_SC D_GWh_Before Competition Groups_22 | Improved Controls - Process Heating | 0.1645% | 0 | 0.16622 | Industrial_2019_SC D_GWh_Before Competition Groups_Improved Controls - Process Heating
Industrial | Ind ¦ Pulp and Paper Process Improvements | 2019 | SC D | GWh | Before Competition Groups | 0.14846 | 0 | 0 | 101.0784 | 0.0014687 | 23 | Industrial_2019_SC D_GWh_Before Competition Groups_23 | Pulp and Paper Process Improvements | 0.1469% | 0 | 0.14846 | Industrial_2019_SC D_GWh_Before Competition Groups_Pulp and Paper Process Improvements
Industrial | Ind ¦ Engine Block Heater Timer | 2019 | SC D | GWh | Before Competition Groups | 0.1071 | 0 | 0 | 101.0784 | 0.0010596 | 24 | Industrial_2019_SC D_GWh_Before Competition Groups_24 | Engine Block Heater Timer | 0.106% | 0 | 0.1071 | Industrial_2019_SC D_GWh_Before Competition Groups_Engine Block Heater Timer
Industrial | Ind ¦ Efficient Refrigeration Compressor | 2019 | SC D | GWh | Before Competition Groups | 0.080671 | 0 | 0 | 101.0784 | 0.00079811 | 25 | Industrial_2019_SC D_GWh_Before Competition Groups_25 | Efficient Refrigeration Compressor | 0.07981% | 0 | 0.080671 | Industrial_2019_SC D_GWh_Before Competition Groups_Efficient Refrigeration Compressor
Industrial | Ind ¦ Dairy Pre-Cooler | 2019 | SC D | GWh | Before Competition Groups | 0.049539 | 0 | 0 | 101.0784 | 0.00049011 | 26 | Industrial_2019_SC D_GWh_Before Competition Groups_26 | Dairy Pre-Cooler | 0.04901% | 0 | 0.049539 | Industrial_2019_SC D_GWh_Before Competition Groups_Dairy Pre-Cooler
Industrial | Ind ¦ Air Compressor Heat Recovery | 2019 | SC D | GWh | Before Competition Groups | 0.04728 | 0 | 0 | 101.0784 | 0.00046776 | 27 | Industrial_2019_SC D_GWh_Before Competition Groups_27 | Air Compressor Heat Recovery | 0.04678% | 0 | 0.04728 | Industrial_2019_SC D_GWh_Before Competition Groups_Air Compressor Heat Recovery
Industrial | Ind ¦ Free Cooling | 2019 | SC D | GWh | Before Competition Groups | 0.015735 | 0 | 0 | 101.0784 | 0.00015567 | 28 | Industrial_2019_SC D_GWh_Before Competition Groups_28 | Free Cooling | 0.01557% | 0 | 0.015735 | Industrial_2019_SC D_GWh_Before Competition Groups_Free Cooling
Industrial | Ind ¦ Efficient Irrigation | 2019 | SC D | GWh | Before Competition Groups | 0 | 0 | 0 | 101.0784 | 0 | 29 | Industrial_2019_SC D_GWh_Before Competition Groups_29 | Efficient Irrigation | 0% | 0 | 0 | Industrial_2019_SC D_GWh_Before Competition Groups_Efficient Irrigation
Industrial | Ind ¦ HE Lighting | 2019 | SC D | GWh | Before Competition Groups | 0 | 0 | 0 | 101.0784 | 0 | 30 | Industrial_2019_SC D_GWh_Before Competition Groups_30 | HE Lighting | 0% | 0 | 0 | Industrial_2019_SC D_GWh_Before Competition Groups_HE Lighting
Industrial | Ind ¦ Heat Lamps/Heat Pad | 2019 | SC D | GWh | Before Competition Groups | 0 | 0 | 0 | 101.0784 | 0 | 31 | Industrial_2019_SC D_GWh_Before Competition Groups_31 | Heat Lamps/Heat Pad | 0% | 0 | 0 | Industrial_2019_SC D_GWh_Before Competition Groups_Heat Lamps/Heat Pad
Industrial | Ind ¦ Air Leak Survey and Repair | 2019 | Technical | GWh | Before Competition Groups | 652.8394 | 0 | 0 | 4474.195 | 0.14591 | 1 | Industrial_2019_Technical_GWh_Before Competition Groups_1 | Air Leak Survey and Repair | 14.59% | 0 | 652.8394 | Industrial_2019_Technical_GWh_Before Competition Groups_Air Leak Survey and Repair
Industrial | Ind ¦ Recommissioning | 2019 | Technical | GWh | Before Competition Groups | 458.1195 | 0 | 0 | 4474.195 | 0.10239 | 2 | Industrial_2019_Technical_GWh_Before Competition Groups_2 | Recommissioning | 10.24% | 0 | 458.1195 | Industrial_2019_Technical_GWh_Before Competition Groups_Recommissioning
Industrial | Ind ¦ SEM | 2019 | Technical | GWh | Before Competition Groups | 458.1195 | 0 | 0 | 4474.195 | 0.10239 | 3 | Industrial_2019_Technical_GWh_Before Competition Groups_3 | SEM | 10.24% | 0 | 458.1195 | Industrial_2019_Technical_GWh_Before Competition Groups_SEM
Industrial | Ind ¦ Pump System Optimization | 2019 | Technical | GWh | Before Competition Groups | 457.731 | 0 | 0 | 4474.195 | 0.1023 | 4 | Industrial_2019_Technical_GWh_Before Competition Groups_4 | Pump System Optimization | 10.23% | 0 | 457.731 | Industrial_2019_Technical_GWh_Before Competition Groups_Pump System Optimization
Industrial | Ind ¦ HE Lighting | 2019 | Technical | GWh | Before Competition Groups | 427.2663 | 0 | 0 | 4474.195 | 0.095496 | 5 | Industrial_2019_Technical_GWh_Before Competition Groups_5 | HE Lighting | 9.55% | 0 | 427.2663 | Industrial_2019_Technical_GWh_Before Competition Groups_HE Lighting
Industrial | Ind ¦ Air Compressor Optimization | 2019 | Technical | GWh | Before Competition Groups | 300.845 | 0 | 0 | 4474.195 | 0.06724 | 6 | Industrial_2019_Technical_GWh_Before Competition Groups_6 | Air Compressor Optimization | 6.724% | 0 | 300.845 | Industrial_2019_Technical_GWh_Before Competition Groups_Air Compressor Optimization
Industrial | Ind ¦ Efficient Compressed Air Nozzles | 2019 | Technical | GWh | Before Competition Groups | 279.6556 | 0 | 0 | 4474.195 | 0.062504 | 7 | Industrial_2019_Technical_GWh_Before Competition Groups_7 | Efficient Compressed Air Nozzles | 6.25% | 0 | 279.6556 | Industrial_2019_Technical_GWh_Before Competition Groups_Efficient Compressed Air Nozzles
Industrial | Ind ¦ Pump Equipment Upgrade | 2019 | Technical | GWh | Before Competition Groups | 241.0719 | 0 | 0 | 4474.195 | 0.053881 | 8 | Industrial_2019_Technical_GWh_Before Competition Groups_8 | Pump Equipment Upgrade | 5.388% | 0 | 241.0719 | Industrial_2019_Technical_GWh_Before Competition Groups_Pump Equipment Upgrade
Industrial | Ind ¦ Process Optimization (Elec) | 2019 | Technical | GWh | Before Competition Groups | 189.2232 | 0 | 0 | 4474.195 | 0.042292 | 9 | Industrial_2019_Technical_GWh_Before Competition Groups_9 | Process Optimization (Elec) | 4.229% | 0 | 189.2232 | Industrial_2019_Technical_GWh_Before Competition Groups_Process Optimization (Elec)
Industrial | Ind ¦ High Efficiency HVAC Fans | 2019 | Technical | GWh | Before Competition Groups | 162.0469 | 0 | 0 | 4474.195 | 0.036218 | 10 | Industrial_2019_Technical_GWh_Before Competition Groups_10 | High Efficiency HVAC Fans | 3.622% | 0 | 162.0469 | Industrial_2019_Technical_GWh_Before Competition Groups_High Efficiency HVAC Fans
Industrial | Ind ¦ Premium Efficient Motors | 2019 | Technical | GWh | Before Competition Groups | 133.5698 | 0 | 0 | 4474.195 | 0.029853 | 11 | Industrial_2019_Technical_GWh_Before Competition Groups_11 | Premium Efficient Motors | 2.985% | 0 | 133.5698 | Industrial_2019_Technical_GWh_Before Competition Groups_Premium Efficient Motors
Industrial | Ind ¦ Greenhouse Grow Lights | 2019 | Technical | GWh | Before Competition Groups | 94.7937 | 0 | 0 | 4474.195 | 0.021187 | 12 | Industrial_2019_Technical_GWh_Before Competition Groups_12 | Greenhouse Grow Lights | 2.119% | 0 | 94.7937 | Industrial_2019_Technical_GWh_Before Competition Groups_Greenhouse Grow Lights
Industrial | Ind ¦ HE HVAC Controls | 2019 | Technical | GWh | Before Competition Groups | 83.0575 | 0 | 0 | 4474.195 | 0.018564 | 13 | Industrial_2019_Technical_GWh_Before Competition Groups_13 | HE HVAC Controls | 1.856% | 0 | 83.0575 | Industrial_2019_Technical_GWh_Before Competition Groups_HE HVAC Controls
Industrial | Ind ¦ Pulp and Paper Process Improvements | 2019 | Technical | GWh | Before Competition Groups | 66.7721 | 0 | 0 | 4474.195 | 0.014924 | 14 | Industrial_2019_Technical_GWh_Before Competition Groups_14 | Pulp and Paper Process Improvements | 1.492% | 0 | 66.7721 | Industrial_2019_Technical_GWh_Before Competition Groups_Pulp and Paper Process Improvements
Industrial | Ind ¦ Fan System Optimization | 2019 | Technical | GWh | Before Competition Groups | 49.5406 | 0 | 0 | 4474.195 | 0.011073 | 15 | Industrial_2019_Technical_GWh_Before Competition Groups_15 | Fan System Optimization | 1.107% | 0 | 49.5406 | Industrial_2019_Technical_GWh_Before Competition Groups_Fan System Optimization
Industrial | Ind ¦ Material Handling Improvements | 2019 | Technical | GWh | Before Competition Groups | 43.7926 | 0 | 0 | 4474.195 | 0.0097878 | 16 | Industrial_2019_Technical_GWh_Before Competition Groups_16 | Material Handling Improvements | 0.9788% | 0 | 43.7926 | Industrial_2019_Technical_GWh_Before Competition Groups_Material Handling Improvements
Industrial | Ind ¦ HE HVAC Units | 2019 | Technical | GWh | Before Competition Groups | 40.5661 | 0 | 0 | 4474.195 | 0.0090667 | 17 | Industrial_2019_Technical_GWh_Before Competition Groups_17 | HE HVAC Units | 0.9067% | 0 | 40.5661 | Industrial_2019_Technical_GWh_Before Competition Groups_HE HVAC Units
Industrial | Ind ¦ Process Heat Recovery | 2019 | Technical | GWh | Before Competition Groups | 39.4419 | 0 | 0 | 4474.195 | 0.0088154 | 18 | Industrial_2019_Technical_GWh_Before Competition Groups_18 | Process Heat Recovery | 0.8815% | 0 | 39.4419 | Industrial_2019_Technical_GWh_Before Competition Groups_Process Heat Recovery
Industrial | Ind ¦ Refiner Plate Improvements | 2019 | Technical | GWh | Before Competition Groups | 34.3394 | 0 | 0 | 4474.195 | 0.007675 | 19 | Industrial_2019_Technical_GWh_Before Competition Groups_19 | Refiner Plate Improvements | 0.7675% | 0 | 34.3394 | Industrial_2019_Technical_GWh_Before Competition Groups_Refiner Plate Improvements
Industrial | Ind ¦ VAV Conversion Project | 2019 | Technical | GWh | Before Competition Groups | 28.853 | 0 | 0 | 4474.195 | 0.0064488 | 20 | Industrial_2019_Technical_GWh_Before Competition Groups_20 | VAV Conversion Project | 0.6449% | 0 | 28.853 | Industrial_2019_Technical_GWh_Before Competition Groups_VAV Conversion Project
Industrial | Ind ¦ Cold Storage Retrofit | 2019 | Technical | GWh | Before Competition Groups | 25.0285 | 0 | 0 | 4474.195 | 0.005594 | 21 | Industrial_2019_Technical_GWh_Before Competition Groups_21 | Cold Storage Retrofit | 0.5594% | 0 | 25.0285 | Industrial_2019_Technical_GWh_Before Competition Groups_Cold Storage Retrofit
Industrial | Ind ¦ Ventilation Optimization | 2019 | Technical | GWh | Before Competition Groups | 23.0137 | 0 | 0 | 4474.195 | 0.0051436 | 22 | Industrial_2019_Technical_GWh_Before Competition Groups_22 | Ventilation Optimization | 0.5144% | 0 | 23.0137 | Industrial_2019_Technical_GWh_Before Competition Groups_Ventilation Optimization
Industrial | Ind ¦ Synchronous Belts | 2019 | Technical | GWh | Before Competition Groups | 23.0072 | 0 | 0 | 4474.195 | 0.0051422 | 23 | Industrial_2019_Technical_GWh_Before Competition Groups_23 | Synchronous Belts | 0.5142% | 0 | 23.0072 | Industrial_2019_Technical_GWh_Before Competition Groups_Synchronous Belts
Industrial | Ind ¦ Improved Controls - Process Cooling | 2019 | Technical | GWh | Before Competition Groups | 22.7352 | 0 | 0 | 4474.195 | 0.0050814 | 24 | Industrial_2019_Technical_GWh_Before Competition Groups_24 | Improved Controls - Process Cooling | 0.5081% | 0 | 22.7352 | Industrial_2019_Technical_GWh_Before Competition Groups_Improved Controls - Process Cooling
Industrial | Ind ¦ Process Improvements | 2019 | Technical | GWh | Before Competition Groups | 18.2978 | 0 | 0 | 4474.195 | 0.0040896 | 25 | Industrial_2019_Technical_GWh_Before Competition Groups_25 | Process Improvements | 0.409% | 0 | 18.2978 | Industrial_2019_Technical_GWh_Before Competition Groups_Process Improvements
Industrial | Ind ¦ High Efficiency Battery Charger | 2019 | Technical | GWh | Before Competition Groups | 14.922 | 0 | 0 | 4474.195 | 0.0033351 | 26 | Industrial_2019_Technical_GWh_Before Competition Groups_26 | High Efficiency Battery Charger | 0.3335% | 0 | 14.922 | Industrial_2019_Technical_GWh_Before Competition Groups_High Efficiency Battery Charger
Industrial | Ind ¦ Chiller Optimization | 2019 | Technical | GWh | Before Competition Groups | 12.2173 | 0 | 0 | 4474.195 | 0.0027306 | 27 | Industrial_2019_Technical_GWh_Before Competition Groups_27 | Chiller Optimization | 0.2731% | 0 | 12.2173 | Industrial_2019_Technical_GWh_Before Competition Groups_Chiller Optimization
Industrial | Ind ¦ Efficient Irrigation | 2019 | Technical | GWh | Before Competition Groups | 11.8209 | 0 | 0 | 4474.195 | 0.002642 | 28 | Industrial_2019_Technical_GWh_Before Competition Groups_28 | Efficient Irrigation | 0.2642% | 0 | 11.8209 | Industrial_2019_Technical_GWh_Before Competition Groups_Efficient Irrigation
Industrial | Ind ¦ HVLS Fans | 2019 | Technical | GWh | Before Competition Groups | 11.5304 | 0 | 0 | 4474.195 | 0.0025771 | 29 | Industrial_2019_Technical_GWh_Before Competition Groups_29 | HVLS Fans | 0.2577% | 0 | 11.5304 | Industrial_2019_Technical_GWh_Before Competition Groups_HVLS Fans
Industrial | Ind ¦ Improved Controls - Process Heating | 2019 | Technical | GWh | Before Competition Groups | 10.8714 | 0 | 0 | 4474.195 | 0.0024298 | 30 | Industrial_2019_Technical_GWh_Before Competition Groups_30 | Improved Controls - Process Heating | 0.243% | 0 | 10.8714 | Industrial_2019_Technical_GWh_Before Competition Groups_Improved Controls - Process Heating
Industrial | Ind ¦ Cooling Tower Optimization | 2019 | Technical | GWh | Before Competition Groups | 9.3975 | 0 | 0 | 4474.195 | 0.0021004 | 31 | Industrial_2019_Technical_GWh_Before Competition Groups_31 | Cooling Tower Optimization | 0.21% | 0 | 9.3975 | Industrial_2019_Technical_GWh_Before Competition Groups_Cooling Tower Optimization
Industrial | Ind ¦ Refrigeration Compressor VFD | 2019 | Technical | GWh | Before Competition Groups | 8.2437 | 0 | 0 | 4474.195 | 0.0018425 | 32 | Industrial_2019_Technical_GWh_Before Competition Groups_32 | Refrigeration Compressor VFD | 0.1843% | 0 | 8.2437 | Industrial_2019_Technical_GWh_Before Competition Groups_Refrigeration Compressor VFD
Industrial | Ind ¦ Efficient Transformer | 2019 | Technical | GWh | Before Competition Groups | 7.461 | 0 | 0 | 4474.195 | 0.0016676 | 33 | Industrial_2019_Technical_GWh_Before Competition Groups_33 | Efficient Transformer | 0.1668% | 0 | 7.461 | Industrial_2019_Technical_GWh_Before Competition Groups_Efficient Transformer
Industrial | Ind ¦ Engine Block Heater Timer | 2019 | Technical | GWh | Before Competition Groups | 6.9406 | 0 | 0 | 4474.195 | 0.0015513 | 34 | Industrial_2019_Technical_GWh_Before Competition Groups_34 | Engine Block Heater Timer | 0.1551% | 0 | 6.9406 | Industrial_2019_Technical_GWh_Before Competition Groups_Engine Block Heater Timer
Industrial | Ind ¦ High Efficiency Welders | 2019 | Technical | GWh | Before Competition Groups | 6.2226 | 0 | 0 | 4474.195 | 0.0013908 | 35 | Industrial_2019_Technical_GWh_Before Competition Groups_35 | High Efficiency Welders | 0.1391% | 0 | 6.2226 | Industrial_2019_Technical_GWh_Before Competition Groups_High Efficiency Welders
Industrial | Ind ¦ Free Cooling | 2019 | Technical | GWh | Before Competition Groups | 5.7383 | 0 | 0 | 4474.195 | 0.0012825 | 36 | Industrial_2019_Technical_GWh_Before Competition Groups_36 | Free Cooling | 0.1283% | 0 | 5.7383 | Industrial_2019_Technical_GWh_Before Competition Groups_Free Cooling
Industrial | Ind ¦ Low Energy Livestock Waterers | 2019 | Technical | GWh | Before Competition Groups | 3.8974 | 0 | 0 | 4474.195 | 0.00087109 | 37 | Industrial_2019_Technical_GWh_Before Competition Groups_37 | Low Energy Livestock Waterers | 0.08711% | 0 | 3.8974 | Industrial_2019_Technical_GWh_Before Competition Groups_Low Energy Livestock Waterers
Industrial | Ind ¦ Air Compressor Heat Recovery | 2019 | Technical | GWh | Before Competition Groups | 3.2142 | 0 | 0 | 4474.195 | 0.00071838 | 38 | Industrial_2019_Technical_GWh_Before Competition Groups_38 | Air Compressor Heat Recovery | 0.07184% | 0 | 3.2142 | Industrial_2019_Technical_GWh_Before Competition Groups_Air Compressor Heat Recovery
Industrial | Ind ¦ Dairy Pre-Cooler | 2019 | Technical | GWh | Before Competition Groups | 3.0577 | 0 | 0 | 4474.195 | 0.00068341 | 39 | Industrial_2019_Technical_GWh_Before Competition Groups_39 | Dairy Pre-Cooler | 0.06834% | 0 | 3.0577 | Industrial_2019_Technical_GWh_Before Competition Groups_Dairy Pre-Cooler
Industrial | Ind ¦ Optimize Compressed Air Dryer | 2019 | Technical | GWh | Before Competition Groups | 2.2206 | 0 | 0 | 4474.195 | 0.0004963 | 40 | Industrial_2019_Technical_GWh_Before Competition Groups_40 | Optimize Compressed Air Dryer | 0.04963% | 0 | 2.2206 | Industrial_2019_Technical_GWh_Before Competition Groups_Optimize Compressed Air Dryer
Industrial | Ind ¦ Creep Heat Controller | 2019 | Technical | GWh | Before Competition Groups | 0.94636 | 0 | 0 | 4474.195 | 0.00021152 | 41 | Industrial_2019_Technical_GWh_Before Competition Groups_41 | Creep Heat Controller | 0.02115% | 0 | 0.94636 | Industrial_2019_Technical_GWh_Before Competition Groups_Creep Heat Controller
Industrial | Ind ¦ Heat Lamps/Heat Pad | 2019 | Technical | GWh | Before Competition Groups | 0.7405 | 0 | 0 | 4474.195 | 0.00016551 | 42 | Industrial_2019_Technical_GWh_Before Competition Groups_42 | Heat Lamps/Heat Pad | 0.01655% | 0 | 0.7405 | Industrial_2019_Technical_GWh_Before Competition Groups_Heat Lamps/Heat Pad
Industrial | Ind ¦ Efficient Refrigeration Compressor | 2019 | Technical | GWh | Before Competition Groups | 0.63205 | 0 | 0 | 4474.195 | 0.00014127 | 43 | Industrial_2019_Technical_GWh_Before Competition Groups_43 | Efficient Refrigeration Compressor | 0.01413% | 0 | 0.63205 | Industrial_2019_Technical_GWh_Before Competition Groups_Efficient Refrigeration Compressor
Industrial | Ind ¦ Dual and Natural Exhaust Ventilation Systems | 2019 | Technical | GWh | Before Competition Groups | 0.25123 | 0 | 0 | 4474.195 | 5.615e-05 | 44 | Industrial_2019_Technical_GWh_Before Competition Groups_44 | Dual and Natural Exhaust Ventilation Systems | 0.005615% | 0 | 0.25123 | Industrial_2019_Technical_GWh_Before Competition Groups_Dual and Natural Exhaust Ventilation Systems
Industrial | Ind ¦ Dairy Water Heater | 2019 | Technical | GWh | Before Competition Groups | 0.14192 | 0 | 0 | 4474.195 | 3.172e-05 | 45 | Industrial_2019_Technical_GWh_Before Competition Groups_45 | Dairy Water Heater | 0.003172% | 0 | 0.14192 | Industrial_2019_Technical_GWh_Before Competition Groups_Dairy Water Heater
Industrial | Ind ¦ Air Leak Survey and Repair | 2020 | Economic | GWh | Before Competition Groups | 632.1808 | 0 | 0 | 3163.8131 | 0.19982 | 1 | Industrial_2020_Economic_GWh_Before Competition Groups_1 | Air Leak Survey and Repair | 19.98% | 0 | 632.1808 | Industrial_2020_Economic_GWh_Before Competition Groups_Air Leak Survey and Repair
Industrial | Ind ¦ Recommissioning | 2020 | Economic | GWh | Before Competition Groups | 451.1711 | 0 | 0 | 3163.8131 | 0.1426 | 2 | Industrial_2020_Economic_GWh_Before Competition Groups_2 | Recommissioning | 14.26% | 0 | 451.1711 | Industrial_2020_Economic_GWh_Before Competition Groups_Recommissioning
Industrial | Ind ¦ SEM | 2020 | Economic | GWh | Before Competition Groups | 451.1711 | 0 | 0 | 3163.8131 | 0.1426 | 3 | Industrial_2020_Economic_GWh_Before Competition Groups_3 | SEM | 14.26% | 0 | 451.1711 | Industrial_2020_Economic_GWh_Before Competition Groups_SEM
Industrial | Ind ¦ Air Compressor Optimization | 2020 | Economic | GWh | Before Competition Groups | 318.9994 | 0 | 0 | 3163.8131 | 0.10083 | 4 | Industrial_2020_Economic_GWh_Before Competition Groups_4 | Air Compressor Optimization | 10.08% | 0 | 318.9994 | Industrial_2020_Economic_GWh_Before Competition Groups_Air Compressor Optimization
Industrial | Ind ¦ Efficient Compressed Air Nozzles | 2020 | Economic | GWh | Before Competition Groups | 296.7028 | 0 | 0 | 3163.8131 | 0.09378 | 5 | Industrial_2020_Economic_GWh_Before Competition Groups_5 | Efficient Compressed Air Nozzles | 9.378% | 0 | 296.7028 | Industrial_2020_Economic_GWh_Before Competition Groups_Efficient Compressed Air Nozzles
Industrial | Ind ¦ Process Optimization (Elec) | 2020 | Economic | GWh | Before Competition Groups | 184.3291 | 0 | 0 | 3163.8131 | 0.058262 | 6 | Industrial_2020_Economic_GWh_Before Competition Groups_6 | Process Optimization (Elec) | 5.826% | 0 | 184.3291 | Industrial_2020_Economic_GWh_Before Competition Groups_Process Optimization (Elec)
Industrial | Ind ¦ High Efficiency HVAC Fans | 2020 | Economic | GWh | Before Competition Groups | 179.0237 | 0 | 0 | 3163.8131 | 0.056585 | 7 | Industrial_2020_Economic_GWh_Before Competition Groups_7 | High Efficiency HVAC Fans | 5.658% | 0 | 179.0237 | Industrial_2020_Economic_GWh_Before Competition Groups_High Efficiency HVAC Fans
Industrial | Ind ¦ Pump System Optimization | 2020 | Economic | GWh | Before Competition Groups | 117.4847 | 0 | 0 | 3163.8131 | 0.037134 | 8 | Industrial_2020_Economic_GWh_Before Competition Groups_8 | Pump System Optimization | 3.713% | 0 | 117.4847 | Industrial_2020_Economic_GWh_Before Competition Groups_Pump System Optimization
Industrial | Ind ¦ HE Lighting | 2020 | Economic | GWh | Before Competition Groups | 74.8624 | 0 | 0 | 3163.8131 | 0.023662 | 9 | Industrial_2020_Economic_GWh_Before Competition Groups_9 | HE Lighting | 2.366% | 0 | 74.8624 | Industrial_2020_Economic_GWh_Before Competition Groups_HE Lighting
Industrial | Ind ¦ Pulp and Paper Process Improvements | 2020 | Economic | GWh | Before Competition Groups | 67.1451 | 0 | 0 | 3163.8131 | 0.021223 | 10 | Industrial_2020_Economic_GWh_Before Competition Groups_10 | Pulp and Paper Process Improvements | 2.122% | 0 | 67.1451 | Industrial_2020_Economic_GWh_Before Competition Groups_Pulp and Paper Process Improvements
Industrial | Ind ¦ Fan System Optimization | 2020 | Economic | GWh | Before Competition Groups | 51.7084 | 0 | 0 | 3163.8131 | 0.016344 | 11 | Industrial_2020_Economic_GWh_Before Competition Groups_11 | Fan System Optimization | 1.634% | 0 | 51.7084 | Industrial_2020_Economic_GWh_Before Competition Groups_Fan System Optimization
Industrial | Ind ¦ Material Handling Improvements | 2020 | Economic | GWh | Before Competition Groups | 47.4832 | 0 | 0 | 3163.8131 | 0.015008 | 12 | Industrial_2020_Economic_GWh_Before Competition Groups_12 | Material Handling Improvements | 1.501% | 0 | 47.4832 | Industrial_2020_Economic_GWh_Before Competition Groups_Material Handling Improvements
Industrial | Ind ¦ Pump Equipment Upgrade | 2020 | Economic | GWh | Before Competition Groups | 44.5691 | 0 | 0 | 3163.8131 | 0.014087 | 13 | Industrial_2020_Economic_GWh_Before Competition Groups_13 | Pump Equipment Upgrade | 1.409% | 0 | 44.5691 | Industrial_2020_Economic_GWh_Before Competition Groups_Pump Equipment Upgrade
Industrial | Ind ¦ Greenhouse Grow Lights | 2020 | Economic | GWh | Before Competition Groups | 41.0563 | 0 | 0 | 3163.8131 | 0.012977 | 14 | Industrial_2020_Economic_GWh_Before Competition Groups_14 | Greenhouse Grow Lights | 1.298% | 0 | 41.0563 | Industrial_2020_Economic_GWh_Before Competition Groups_Greenhouse Grow Lights
Industrial | Ind ¦ Process Heat Recovery | 2020 | Economic | GWh | Before Competition Groups | 39.075 | 0 | 0 | 3163.8131 | 0.012351 | 15 | Industrial_2020_Economic_GWh_Before Competition Groups_15 | Process Heat Recovery | 1.235% | 0 | 39.075 | Industrial_2020_Economic_GWh_Before Competition Groups_Process Heat Recovery
Industrial | Ind ¦ Refiner Plate Improvements | 2020 | Economic | GWh | Before Competition Groups | 36.9294 | 0 | 0 | 3163.8131 | 0.011672 | 16 | Industrial_2020_Economic_GWh_Before Competition Groups_16 | Refiner Plate Improvements | 1.167% | 0 | 36.9294 | Industrial_2020_Economic_GWh_Before Competition Groups_Refiner Plate Improvements
Industrial | Ind ¦ VAV Conversion Project | 2020 | Economic | GWh | Before Competition Groups | 28.402 | 0 | 0 | 3163.8131 | 0.0089772 | 17 | Industrial_2020_Economic_GWh_Before Competition Groups_17 | VAV Conversion Project | 0.8977% | 0 | 28.402 | Industrial_2020_Economic_GWh_Before Competition Groups_VAV Conversion Project
Industrial | Ind ¦ Improved Controls - Process Cooling | 2020 | Economic | GWh | Before Competition Groups | 22.5388 | 0 | 0 | 3163.8131 | 0.0071239 | 18 | Industrial_2020_Economic_GWh_Before Competition Groups_18 | Improved Controls - Process Cooling | 0.7124% | 0 | 22.5388 | Industrial_2020_Economic_GWh_Before Competition Groups_Improved Controls - Process Cooling
Industrial | Ind ¦ Process Improvements | 2020 | Economic | GWh | Before Competition Groups | 18.1302 | 0 | 0 | 3163.8131 | 0.0057305 | 19 | Industrial_2020_Economic_GWh_Before Competition Groups_19 | Process Improvements | 0.573% | 0 | 18.1302 | Industrial_2020_Economic_GWh_Before Competition Groups_Process Improvements
Industrial | Ind ¦ High Efficiency Battery Charger | 2020 | Economic | GWh | Before Competition Groups | 15.8822 | 0 | 0 | 3163.8131 | 0.00502 | 20 | Industrial_2020_Economic_GWh_Before Competition Groups_20 | High Efficiency Battery Charger | 0.502% | 0 | 15.8822 | Industrial_2020_Economic_GWh_Before Competition Groups_High Efficiency Battery Charger
Industrial | Ind ¦ Improved Controls - Process Heating | 2020 | Economic | GWh | Before Competition Groups | 10.8571 | 0 | 0 | 3163.8131 | 0.0034316 | 21 | Industrial_2020_Economic_GWh_Before Competition Groups_21 | Improved Controls - Process Heating | 0.3432% | 0 | 10.8571 | Industrial_2020_Economic_GWh_Before Competition Groups_Improved Controls - Process Heating
Industrial | Ind ¦ Cooling Tower Optimization | 2020 | Economic | GWh | Before Competition Groups | 9.2661 | 0 | 0 | 3163.8131 | 0.0029288 | 22 | Industrial_2020_Economic_GWh_Before Competition Groups_22 | Cooling Tower Optimization | 0.2929% | 0 | 9.2661 | Industrial_2020_Economic_GWh_Before Competition Groups_Cooling Tower Optimization
Industrial | Ind ¦ Engine Block Heater Timer | 2020 | Economic | GWh | Before Competition Groups | 6.9046 | 0 | 0 | 3163.8131 | 0.0021824 | 23 | Industrial_2020_Economic_GWh_Before Competition Groups_23 | Engine Block Heater Timer | 0.2182% | 0 | 6.9046 | Industrial_2020_Economic_GWh_Before Competition Groups_Engine Block Heater Timer
Industrial | Ind ¦ Free Cooling | 2020 | Economic | GWh | Before Competition Groups | 5.5754 | 0 | 0 | 3163.8131 | 0.0017622 | 24 | Industrial_2020_Economic_GWh_Before Competition Groups_24 | Free Cooling | 0.1762% | 0 | 5.5754 | Industrial_2020_Economic_GWh_Before Competition Groups_Free Cooling
Industrial | Ind ¦ Efficient Irrigation | 2020 | Economic | GWh | Before Competition Groups | 3.3033 | 0 | 0 | 3163.8131 | 0.0010441 | 25 | Industrial_2020_Economic_GWh_Before Competition Groups_25 | Efficient Irrigation | 0.1044% | 0 | 3.3033 | Industrial_2020_Economic_GWh_Before Competition Groups_Efficient Irrigation
Industrial | Ind ¦ Air Compressor Heat Recovery | 2020 | Economic | GWh | Before Competition Groups | 3.0916 | 0 | 0 | 3163.8131 | 0.00097718 | 26 | Industrial_2020_Economic_GWh_Before Competition Groups_26 | Air Compressor Heat Recovery | 0.09772% | 0 | 3.0916 | Industrial_2020_Economic_GWh_Before Competition Groups_Air Compressor Heat Recovery
Industrial | Ind ¦ Ventilation Optimization | 2020 | Economic | GWh | Before Competition Groups | 2.8828 | 0 | 0 | 3163.8131 | 0.00091119 | 27 | Industrial_2020_Economic_GWh_Before Competition Groups_27 | Ventilation Optimization | 0.09112% | 0 | 2.8828 | Industrial_2020_Economic_GWh_Before Competition Groups_Ventilation Optimization
Industrial | Ind ¦ Refrigeration Compressor VFD | 2020 | Economic | GWh | Before Competition Groups | 1.3051 | 0 | 0 | 3163.8131 | 0.0004125 | 28 | Industrial_2020_Economic_GWh_Before Competition Groups_28 | Refrigeration Compressor VFD | 0.04125% | 0 | 1.3051 | Industrial_2020_Economic_GWh_Before Competition Groups_Refrigeration Compressor VFD
Industrial | Ind ¦ Dairy Pre-Cooler | 2020 | Economic | GWh | Before Competition Groups | 0.987 | 0 | 0 | 3163.8131 | 0.00031196 | 29 | Industrial_2020_Economic_GWh_Before Competition Groups_29 | Dairy Pre-Cooler | 0.0312% | 0 | 0.987 | Industrial_2020_Economic_GWh_Before Competition Groups_Dairy Pre-Cooler
Industrial | Ind ¦ Efficient Refrigeration Compressor | 2020 | Economic | GWh | Before Competition Groups | 0.74191 | 0 | 0 | 3163.8131 | 0.0002345 | 30 | Industrial_2020_Economic_GWh_Before Competition Groups_30 | Efficient Refrigeration Compressor | 0.02345% | 0 | 0.74191 | Industrial_2020_Economic_GWh_Before Competition Groups_Efficient Refrigeration Compressor
Industrial | Ind ¦ Dairy Water Heater | 2020 | Economic | GWh | Before Competition Groups | 0.053252 | 0 | 0 | 3163.8131 | 1.6832e-05 | 31 | Industrial_2020_Economic_GWh_Before Competition Groups_31 | Dairy Water Heater | 0.001683% | 0 | 0.053252 | Industrial_2020_Economic_GWh_Before Competition Groups_Dairy Water Heater
Industrial | Ind ¦ Heat Lamps/Heat Pad | 2020 | Economic | GWh | Before Competition Groups | 0 | 0 | 0 | 3163.8131 | 0 | 32 | Industrial_2020_Economic_GWh_Before Competition Groups_32 | Heat Lamps/Heat Pad | 0% | 0 | 0 | Industrial_2020_Economic_GWh_Before Competition Groups_Heat Lamps/Heat Pad
Industrial | Ind ¦ Pump System Optimization | 2020 | SC A | GWh | Before Competition Groups | 45.9242 | 0 | 0 | 222.7941 | 0.20613 | 1 | Industrial_2020_SC A_GWh_Before Competition Groups_1 | Pump System Optimization | 20.61% | 0 | 45.9242 | Industrial_2020_SC A_GWh_Before Competition Groups_Pump System Optimization
Industrial | Ind ¦ Air Compressor Optimization | 2020 | SC A | GWh | Before Competition Groups | 43.9681 | 0 | 0 | 222.7941 | 0.19735 | 2 | Industrial_2020_SC A_GWh_Before Competition Groups_2 | Air Compressor Optimization | 19.73% | 0 | 43.9681 | Industrial_2020_SC A_GWh_Before Competition Groups_Air Compressor Optimization
Industrial | Ind ¦ Pump Equipment Upgrade | 2020 | SC A | GWh | Before Competition Groups | 24.5134 | 0 | 0 | 222.7941 | 0.11003 | 3 | Industrial_2020_SC A_GWh_Before Competition Groups_3 | Pump Equipment Upgrade | 11% | 0 | 24.5134 | Industrial_2020_SC A_GWh_Before Competition Groups_Pump Equipment Upgrade
Industrial | Ind ¦ Air Leak Survey and Repair | 2020 | SC A | GWh | Before Competition Groups | 22.2508 | 0 | 0 | 222.7941 | 0.099872 | 4 | Industrial_2020_SC A_GWh_Before Competition Groups_4 | Air Leak Survey and Repair | 9.987% | 0 | 22.2508 | Industrial_2020_SC A_GWh_Before Competition Groups_Air Leak Survey and Repair
Industrial | Ind ¦ Recommissioning | 2020 | SC A | GWh | Before Competition Groups | 15.7318 | 0 | 0 | 222.7941 | 0.070611 | 5 | Industrial_2020_SC A_GWh_Before Competition Groups_5 | Recommissioning | 7.061% | 0 | 15.7318 | Industrial_2020_SC A_GWh_Before Competition Groups_Recommissioning
Industrial | Ind ¦ SEM | 2020 | SC A | GWh | Before Competition Groups | 15.7318 | 0 | 0 | 222.7941 | 0.070611 | 6 | Industrial_2020_SC A_GWh_Before Competition Groups_6 | SEM | 7.061% | 0 | 15.7318 | Industrial_2020_SC A_GWh_Before Competition Groups_SEM
Industrial | Ind ¦ High Efficiency HVAC Fans | 2020 | SC A | GWh | Before Competition Groups | 13.2248 | 0 | 0 | 222.7941 | 0.059359 | 7 | Industrial_2020_SC A_GWh_Before Competition Groups_7 | High Efficiency HVAC Fans | 5.936% | 0 | 13.2248 | Industrial_2020_SC A_GWh_Before Competition Groups_High Efficiency HVAC Fans
Industrial | Ind ¦ Greenhouse Grow Lights | 2020 | SC A | GWh | Before Competition Groups | 9.5701 | 0 | 0 | 222.7941 | 0.042955 | 8 | Industrial_2020_SC A_GWh_Before Competition Groups_8 | Greenhouse Grow Lights | 4.296% | 0 | 9.5701 | Industrial_2020_SC A_GWh_Before Competition Groups_Greenhouse Grow Lights
Industrial | Ind ¦ Efficient Compressed Air Nozzles | 2020 | SC A | GWh | Before Competition Groups | 9.0515 | 0 | 0 | 222.7941 | 0.040627 | 9 | Industrial_2020_SC A_GWh_Before Competition Groups_9 | Efficient Compressed Air Nozzles | 4.063% | 0 | 9.0515 | Industrial_2020_SC A_GWh_Before Competition Groups_Efficient Compressed Air Nozzles
Industrial | Ind ¦ Fan System Optimization | 2020 | SC A | GWh | Before Competition Groups | 5.9361 | 0 | 0 | 222.7941 | 0.026644 | 10 | Industrial_2020_SC A_GWh_Before Competition Groups_10 | Fan System Optimization | 2.664% | 0 | 5.9361 | Industrial_2020_SC A_GWh_Before Competition Groups_Fan System Optimization
Industrial | Ind ¦ Material Handling Improvements | 2020 | SC A | GWh | Before Competition Groups | 5.0023 | 0 | 0 | 222.7941 | 0.022453 | 11 | Industrial_2020_SC A_GWh_Before Competition Groups_11 | Material Handling Improvements | 2.245% | 0 | 5.0023 | Industrial_2020_SC A_GWh_Before Competition Groups_Material Handling Improvements
Industrial | Ind ¦ Process Optimization (Elec) | 2020 | SC A | GWh | Before Competition Groups | 3.0527 | 0 | 0 | 222.7941 | 0.013702 | 12 | Industrial_2020_SC A_GWh_Before Competition Groups_12 | Process Optimization (Elec) | 1.37% | 0 | 3.0527 | Industrial_2020_SC A_GWh_Before Competition Groups_Process Optimization (Elec)
Industrial | Ind ¦ Process Heat Recovery | 2020 | SC A | GWh | Before Competition Groups | 1.3332 | 0 | 0 | 222.7941 | 0.0059841 | 13 | Industrial_2020_SC A_GWh_Before Competition Groups_13 | Process Heat Recovery | 0.5984% | 0 | 1.3332 | Industrial_2020_SC A_GWh_Before Competition Groups_Process Heat Recovery
Industrial | Ind ¦ Refiner Plate Improvements | 2020 | SC A | GWh | Before Competition Groups | 1.0896 | 0 | 0 | 222.7941 | 0.0048905 | 14 | Industrial_2020_SC A_GWh_Before Competition Groups_14 | Refiner Plate Improvements | 0.4891% | 0 | 1.0896 | Industrial_2020_SC A_GWh_Before Competition Groups_Refiner Plate Improvements
Industrial | Ind ¦ VAV Conversion Project | 2020 | SC A | GWh | Before Competition Groups | 0.96608 | 0 | 0 | 222.7941 | 0.0043362 | 15 | Industrial_2020_SC A_GWh_Before Competition Groups_15 | VAV Conversion Project | 0.4336% | 0 | 0.96608 | Industrial_2020_SC A_GWh_Before Competition Groups_VAV Conversion Project
Industrial | Ind ¦ Pulp and Paper Process Improvements | 2020 | SC A | GWh | Before Competition Groups | 0.93172 | 0 | 0 | 222.7941 | 0.004182 | 16 | Industrial_2020_SC A_GWh_Before Competition Groups_16 | Pulp and Paper Process Improvements | 0.4182% | 0 | 0.93172 | Industrial_2020_SC A_GWh_Before Competition Groups_Pulp and Paper Process Improvements
Industrial | Ind ¦ Refrigeration Compressor VFD | 2020 | SC A | GWh | Before Competition Groups | 0.79326 | 0 | 0 | 222.7941 | 0.0035605 | 17 | Industrial_2020_SC A_GWh_Before Competition Groups_17 | Refrigeration Compressor VFD | 0.356% | 0 | 0.79326 | Industrial_2020_SC A_GWh_Before Competition Groups_Refrigeration Compressor VFD
Industrial | Ind ¦ Improved Controls - Process Cooling | 2020 | SC A | GWh | Before Competition Groups | 0.78798 | 0 | 0 | 222.7941 | 0.0035368 | 18 | Industrial_2020_SC A_GWh_Before Competition Groups_18 | Improved Controls - Process Cooling | 0.3537% | 0 | 0.78798 | Industrial_2020_SC A_GWh_Before Competition Groups_Improved Controls - Process Cooling
Industrial | Ind ¦ High Efficiency Battery Charger | 2020 | SC A | GWh | Before Competition Groups | 0.64759 | 0 | 0 | 222.7941 | 0.0029067 | 19 | Industrial_2020_SC A_GWh_Before Competition Groups_19 | High Efficiency Battery Charger | 0.2907% | 0 | 0.64759 | Industrial_2020_SC A_GWh_Before Competition Groups_High Efficiency Battery Charger
Industrial | Ind ¦ Process Improvements | 2020 | SC A | GWh | Before Competition Groups | 0.60574 | 0 | 0 | 222.7941 | 0.0027189 | 20 | Industrial_2020_SC A_GWh_Before Competition Groups_20 | Process Improvements | 0.2719% | 0 | 0.60574 | Industrial_2020_SC A_GWh_Before Competition Groups_Process Improvements
Industrial | Ind ¦ Improved Controls - Process Heating | 2020 | SC A | GWh | Before Competition Groups | 0.38787 | 0 | 0 | 222.7941 | 0.0017409 | 21 | Industrial_2020_SC A_GWh_Before Competition Groups_21 | Improved Controls - Process Heating | 0.1741% | 0 | 0.38787 | Industrial_2020_SC A_GWh_Before Competition Groups_Improved Controls - Process Heating
Industrial | Ind ¦ Ventilation Optimization | 2020 | SC A | GWh | Before Competition Groups | 0.38217 | 0 | 0 | 222.7941 | 0.0017153 | 22 | Industrial_2020_SC A_GWh_Before Competition Groups_22 | Ventilation Optimization | 0.1715% | 0 | 0.38217 | Industrial_2020_SC A_GWh_Before Competition Groups_Ventilation Optimization
Industrial | Ind ¦ Engine Block Heater Timer | 2020 | SC A | GWh | Before Competition Groups | 0.23748 | 0 | 0 | 222.7941 | 0.0010659 | 23 | Industrial_2020_SC A_GWh_Before Competition Groups_23 | Engine Block Heater Timer | 0.1066% | 0 | 0.23748 | Industrial_2020_SC A_GWh_Before Competition Groups_Engine Block Heater Timer
Industrial | Ind ¦ Dairy Pre-Cooler | 2020 | SC A | GWh | Before Competition Groups | 0.19504 | 0 | 0 | 222.7941 | 0.00087542 | 24 | Industrial_2020_SC A_GWh_Before Competition Groups_24 | Dairy Pre-Cooler | 0.08754% | 0 | 0.19504 | Industrial_2020_SC A_GWh_Before Competition Groups_Dairy Pre-Cooler
Industrial | Ind ¦ Efficient Refrigeration Compressor | 2020 | SC A | GWh | Before Competition Groups | 0.17502 | 0 | 0 | 222.7941 | 0.00078555 | 25 | Industrial_2020_SC A_GWh_Before Competition Groups_25 | Efficient Refrigeration Compressor | 0.07855% | 0 | 0.17502 | Industrial_2020_SC A_GWh_Before Competition Groups_Efficient Refrigeration Compressor
Industrial | Ind ¦ Air Compressor Heat Recovery | 2020 | SC A | GWh | Before Competition Groups | 0.10868 | 0 | 0 | 222.7941 | 0.00048779 | 26 | Industrial_2020_SC A_GWh_Before Competition Groups_26 | Air Compressor Heat Recovery | 0.04878% | 0 | 0.10868 | Industrial_2020_SC A_GWh_Before Competition Groups_Air Compressor Heat Recovery
Industrial | Ind ¦ Cooling Tower Optimization | 2020 | SC A | GWh | Before Competition Groups | 0.095971 | 0 | 0 | 222.7941 | 0.00043076 | 27 | Industrial_2020_SC A_GWh_Before Competition Groups_27 | Cooling Tower Optimization | 0.04308% | 0 | 0.095971 | Industrial_2020_SC A_GWh_Before Competition Groups_Cooling Tower Optimization
Industrial | Ind ¦ HE Lighting | 2020 | SC A | GWh | Before Competition Groups | 0.079354 | 0 | 0 | 222.7941 | 0.00035617 | 28 | Industrial_2020_SC A_GWh_Before Competition Groups_28 | HE Lighting | 0.03562% | 0 | 0.079354 | Industrial_2020_SC A_GWh_Before Competition Groups_HE Lighting
Industrial | Ind ¦ Efficient Irrigation | 2020 | SC A | GWh | Before Competition Groups | 0.013493 | 0 | 0 | 222.7941 | 6.0561e-05 | 29 | Industrial_2020_SC A_GWh_Before Competition Groups_29 | Efficient Irrigation | 0.006056% | 0 | 0.013493 | Industrial_2020_SC A_GWh_Before Competition Groups_Efficient Irrigation
Industrial | Ind ¦ Dairy Water Heater | 2020 | SC A | GWh | Before Competition Groups | 0.0044744 | 0 | 0 | 222.7941 | 2.0083e-05 | 30 | Industrial_2020_SC A_GWh_Before Competition Groups_30 | Dairy Water Heater | 0.002008% | 0 | 0.0044744 | Industrial_2020_SC A_GWh_Before Competition Groups_Dairy Water Heater
Industrial | Ind ¦ Free Cooling | 2020 | SC A | GWh | Before Competition Groups | 0.0015401 | 0 | 0 | 222.7941 | 6.9126e-06 | 31 | Industrial_2020_SC A_GWh_Before Competition Groups_31 | Free Cooling | 0.0006913% | 0 | 0.0015401 | Industrial_2020_SC A_GWh_Before Competition Groups_Free Cooling
Industrial | Ind ¦ Heat Lamps/Heat Pad | 2020 | SC A | GWh | Before Competition Groups | 0 | 0 | 0 | 222.7941 | 0 | 32 | Industrial_2020_SC A_GWh_Before Competition Groups_32 | Heat Lamps/Heat Pad | 0% | 0 | 0 | Industrial_2020_SC A_GWh_Before Competition Groups_Heat Lamps/Heat Pad
Industrial | Ind ¦ Air Leak Survey and Repair | 2020 | SC B | GWh | Before Competition Groups | 59.0235 | 0 | 0 | 356.899 | 0.16538 | 1 | Industrial_2020_SC B_GWh_Before Competition Groups_1 | Air Leak Survey and Repair | 16.54% | 0 | 59.0235 | Industrial_2020_SC B_GWh_Before Competition Groups_Air Leak Survey and Repair
Industrial | Ind ¦ Pump System Optimization | 2020 | SC B | GWh | Before Competition Groups | 45.9242 | 0 | 0 | 356.899 | 0.12868 | 2 | Industrial_2020_SC B_GWh_Before Competition Groups_2 | Pump System Optimization | 12.87% | 0 | 45.9242 | Industrial_2020_SC B_GWh_Before Competition Groups_Pump System Optimization
Industrial | Ind ¦ Air Compressor Optimization | 2020 | SC B | GWh | Before Competition Groups | 43.9681 | 0 | 0 | 356.899 | 0.12319 | 3 | Industrial_2020_SC B_GWh_Before Competition Groups_3 | Air Compressor Optimization | 12.32% | 0 | 43.9681 | Industrial_2020_SC B_GWh_Before Competition Groups_Air Compressor Optimization
Industrial | Ind ¦ Recommissioning | 2020 | SC B | GWh | Before Competition Groups | 41.7312 | 0 | 0 | 356.899 | 0.11693 | 4 | Industrial_2020_SC B_GWh_Before Competition Groups_4 | Recommissioning | 11.69% | 0 | 41.7312 | Industrial_2020_SC B_GWh_Before Competition Groups_Recommissioning
Industrial | Ind ¦ SEM | 2020 | SC B | GWh | Before Competition Groups | 41.7312 | 0 | 0 | 356.899 | 0.11693 | 5 | Industrial_2020_SC B_GWh_Before Competition Groups_5 | SEM | 11.69% | 0 | 41.7312 | Industrial_2020_SC B_GWh_Before Competition Groups_SEM
Industrial | Ind ¦ Pump Equipment Upgrade | 2020 | SC B | GWh | Before Competition Groups | 24.5134 | 0 | 0 | 356.899 | 0.068685 | 6 | Industrial_2020_SC B_GWh_Before Competition Groups_6 | Pump Equipment Upgrade | 6.868% | 0 | 24.5134 | Industrial_2020_SC B_GWh_Before Competition Groups_Pump Equipment Upgrade
Industrial | Ind ¦ Efficient Compressed Air Nozzles | 2020 | SC B | GWh | Before Competition Groups | 23.9228 | 0 | 0 | 356.899 | 0.067029 | 7 | Industrial_2020_SC B_GWh_Before Competition Groups_7 | Efficient Compressed Air Nozzles | 6.703% | 0 | 23.9228 | Industrial_2020_SC B_GWh_Before Competition Groups_Efficient Compressed Air Nozzles
Industrial | Ind ¦ High Efficiency HVAC Fans | 2020 | SC B | GWh | Before Competition Groups | 21.685 | 0 | 0 | 356.899 | 0.06076 | 8 | Industrial_2020_SC B_GWh_Before Competition Groups_8 | High Efficiency HVAC Fans | 6.076% | 0 | 21.685 | Industrial_2020_SC B_GWh_Before Competition Groups_High Efficiency HVAC Fans
Industrial | Ind ¦ Greenhouse Grow Lights | 2020 | SC B | GWh | Before Competition Groups | 10.1051 | 0 | 0 | 356.899 | 0.028314 | 9 | Industrial_2020_SC B_GWh_Before Competition Groups_9 | Greenhouse Grow Lights | 2.831% | 0 | 10.1051 | Industrial_2020_SC B_GWh_Before Competition Groups_Greenhouse Grow Lights
Industrial | Ind ¦ Material Handling Improvements | 2020 | SC B | GWh | Before Competition Groups | 7.3055 | 0 | 0 | 356.899 | 0.020469 | 10 | Industrial_2020_SC B_GWh_Before Competition Groups_10 | Material Handling Improvements | 2.047% | 0 | 7.3055 | Industrial_2020_SC B_GWh_Before Competition Groups_Material Handling Improvements
Industrial | Ind ¦ Fan System Optimization | 2020 | SC B | GWh | Before Competition Groups | 6.4821 | 0 | 0 | 356.899 | 0.018162 | 11 | Industrial_2020_SC B_GWh_Before Competition Groups_11 | Fan System Optimization | 1.816% | 0 | 6.4821 | Industrial_2020_SC B_GWh_Before Competition Groups_Fan System Optimization
Industrial | Ind ¦ Pulp and Paper Process Improvements | 2020 | SC B | GWh | Before Competition Groups | 5.8776 | 0 | 0 | 356.899 | 0.016468 | 12 | Industrial_2020_SC B_GWh_Before Competition Groups_12 | Pulp and Paper Process Improvements | 1.647% | 0 | 5.8776 | Industrial_2020_SC B_GWh_Before Competition Groups_Pulp and Paper Process Improvements
Industrial | Ind ¦ Process Heat Recovery | 2020 | SC B | GWh | Before Competition Groups | 3.5359 | 0 | 0 | 356.899 | 0.0099073 | 13 | Industrial_2020_SC B_GWh_Before Competition Groups_13 | Process Heat Recovery | 0.9907% | 0 | 3.5359 | Industrial_2020_SC B_GWh_Before Competition Groups_Process Heat Recovery
Industrial | Ind ¦ Process Optimization (Elec) | 2020 | SC B | GWh | Before Competition Groups | 3.0527 | 0 | 0 | 356.899 | 0.0085535 | 14 | Industrial_2020_SC B_GWh_Before Competition Groups_14 | Process Optimization (Elec) | 0.8553% | 0 | 3.0527 | Industrial_2020_SC B_GWh_Before Competition Groups_Process Optimization (Elec)
Industrial | Ind ¦ Refiner Plate Improvements | 2020 | SC B | GWh | Before Competition Groups | 2.8879 | 0 | 0 | 356.899 | 0.0080918 | 15 | Industrial_2020_SC B_GWh_Before Competition Groups_15 | Refiner Plate Improvements | 0.8092% | 0 | 2.8879 | Industrial_2020_SC B_GWh_Before Competition Groups_Refiner Plate Improvements
Industrial | Ind ¦ VAV Conversion Project | 2020 | SC B | GWh | Before Competition Groups | 2.6115 | 0 | 0 | 356.899 | 0.0073172 | 16 | Industrial_2020_SC B_GWh_Before Competition Groups_16 | VAV Conversion Project | 0.7317% | 0 | 2.6115 | Industrial_2020_SC B_GWh_Before Competition Groups_VAV Conversion Project
Industrial | Ind ¦ Improved Controls - Process Cooling | 2020 | SC B | GWh | Before Competition Groups | 2.0933 | 0 | 0 | 356.899 | 0.0058652 | 17 | Industrial_2020_SC B_GWh_Before Competition Groups_17 | Improved Controls - Process Cooling | 0.5865% | 0 | 2.0933 | Industrial_2020_SC B_GWh_Before Competition Groups_Improved Controls - Process Cooling
Industrial | Ind ¦ High Efficiency Battery Charger | 2020 | SC B | GWh | Before Competition Groups | 1.7345 | 0 | 0 | 356.899 | 0.0048599 | 18 | Industrial_2020_SC B_GWh_Before Competition Groups_18 | High Efficiency Battery Charger | 0.486% | 0 | 1.7345 | Industrial_2020_SC B_GWh_Before Competition Groups_High Efficiency Battery Charger
Industrial | Ind ¦ Process Improvements | 2020 | SC B | GWh | Before Competition Groups | 1.6739 | 0 | 0 | 356.899 | 0.0046902 | 19 | Industrial_2020_SC B_GWh_Before Competition Groups_19 | Process Improvements | 0.469% | 0 | 1.6739 | Industrial_2020_SC B_GWh_Before Competition Groups_Process Improvements
Industrial | Ind ¦ HE Lighting | 2020 | SC B | GWh | Before Competition Groups | 1.1669 | 0 | 0 | 356.899 | 0.0032695 | 20 | Industrial_2020_SC B_GWh_Before Competition Groups_20 | HE Lighting | 0.3269% | 0 | 1.1669 | Industrial_2020_SC B_GWh_Before Competition Groups_HE Lighting
Industrial | Ind ¦ Ventilation Optimization | 2020 | SC B | GWh | Before Competition Groups | 1.1599 | 0 | 0 | 356.899 | 0.0032498 | 21 | Industrial_2020_SC B_GWh_Before Competition Groups_21 | Ventilation Optimization | 0.325% | 0 | 1.1599 | Industrial_2020_SC B_GWh_Before Competition Groups_Ventilation Optimization
Industrial | Ind ¦ Improved Controls - Process Heating | 2020 | SC B | GWh | Before Competition Groups | 1.0306 | 0 | 0 | 356.899 | 0.0028878 | 22 | Industrial_2020_SC B_GWh_Before Competition Groups_22 | Improved Controls - Process Heating | 0.2888% | 0 | 1.0306 | Industrial_2020_SC B_GWh_Before Competition Groups_Improved Controls - Process Heating
Industrial | Ind ¦ Cooling Tower Optimization | 2020 | SC B | GWh | Before Competition Groups | 0.86813 | 0 | 0 | 356.899 | 0.0024324 | 23 | Industrial_2020_SC B_GWh_Before Competition Groups_23 | Cooling Tower Optimization | 0.2432% | 0 | 0.86813 | Industrial_2020_SC B_GWh_Before Competition Groups_Cooling Tower Optimization
Industrial | Ind ¦ Refrigeration Compressor VFD | 2020 | SC B | GWh | Before Competition Groups | 0.8265 | 0 | 0 | 356.899 | 0.0023158 | 24 | Industrial_2020_SC B_GWh_Before Competition Groups_24 | Refrigeration Compressor VFD | 0.2316% | 0 | 0.8265 | Industrial_2020_SC B_GWh_Before Competition Groups_Refrigeration Compressor VFD
Industrial | Ind ¦ Engine Block Heater Timer | 2020 | SC B | GWh | Before Competition Groups | 0.63099 | 0 | 0 | 356.899 | 0.001768 | 25 | Industrial_2020_SC B_GWh_Before Competition Groups_25 | Engine Block Heater Timer | 0.1768% | 0 | 0.63099 | Industrial_2020_SC B_GWh_Before Competition Groups_Engine Block Heater Timer
Industrial | Ind ¦ Free Cooling | 2020 | SC B | GWh | Before Competition Groups | 0.56095 | 0 | 0 | 356.899 | 0.0015717 | 26 | Industrial_2020_SC B_GWh_Before Competition Groups_26 | Free Cooling | 0.1572% | 0 | 0.56095 | Industrial_2020_SC B_GWh_Before Competition Groups_Free Cooling
Industrial | Ind ¦ Air Compressor Heat Recovery | 2020 | SC B | GWh | Before Competition Groups | 0.2883 | 0 | 0 | 356.899 | 0.00080778 | 27 | Industrial_2020_SC B_GWh_Before Competition Groups_27 | Air Compressor Heat Recovery | 0.08078% | 0 | 0.2883 | Industrial_2020_SC B_GWh_Before Competition Groups_Air Compressor Heat Recovery
Industrial | Ind ¦ Dairy Pre-Cooler | 2020 | SC B | GWh | Before Competition Groups | 0.25353 | 0 | 0 | 356.899 | 0.00071037 | 28 | Industrial_2020_SC B_GWh_Before Competition Groups_28 | Dairy Pre-Cooler | 0.07104% | 0 | 0.25353 | Industrial_2020_SC B_GWh_Before Competition Groups_Dairy Pre-Cooler
Industrial | Ind ¦ Efficient Refrigeration Compressor | 2020 | SC B | GWh | Before Competition Groups | 0.20883 | 0 | 0 | 356.899 | 0.00058512 | 29 | Industrial_2020_SC B_GWh_Before Competition Groups_29 | Efficient Refrigeration Compressor | 0.05851% | 0 | 0.20883 | Industrial_2020_SC B_GWh_Before Competition Groups_Efficient Refrigeration Compressor
Industrial | Ind ¦ Efficient Irrigation | 2020 | SC B | GWh | Before Competition Groups | 0.037917 | 0 | 0 | 356.899 | 0.00010624 | 30 | Industrial_2020_SC B_GWh_Before Competition Groups_30 | Efficient Irrigation | 0.01062% | 0 | 0.037917 | Industrial_2020_SC B_GWh_Before Competition Groups_Efficient Irrigation
Industrial | Ind ¦ Dairy Water Heater | 2020 | SC B | GWh | Before Competition Groups | 0.0070326 | 0 | 0 | 356.899 | 1.9705e-05 | 31 | Industrial_2020_SC B_GWh_Before Competition Groups_31 | Dairy Water Heater | 0.00197% | 0 | 0.0070326 | Industrial_2020_SC B_GWh_Before Competition Groups_Dairy Water Heater
Industrial | Ind ¦ Heat Lamps/Heat Pad | 2020 | SC B | GWh | Before Competition Groups | 0 | 0 | 0 | 356.899 | 0 | 32 | Industrial_2020_SC B_GWh_Before Competition Groups_32 | Heat Lamps/Heat Pad | 0% | 0 | 0 | Industrial_2020_SC B_GWh_Before Competition Groups_Heat Lamps/Heat Pad
Industrial | Ind ¦ Pump System Optimization | 2020 | SC C | GWh | Before Competition Groups | 45.9242 | 0 | 0 | 227.4552 | 0.2019 | 1 | Industrial_2020_SC C_GWh_Before Competition Groups_1 | Pump System Optimization | 20.19% | 0 | 45.9242 | Industrial_2020_SC C_GWh_Before Competition Groups_Pump System Optimization
Industrial | Ind ¦ Air Compressor Optimization | 2020 | SC C | GWh | Before Competition Groups | 43.9681 | 0 | 0 | 227.4552 | 0.1933 | 2 | Industrial_2020_SC C_GWh_Before Competition Groups_2 | Air Compressor Optimization | 19.33% | 0 | 43.9681 | Industrial_2020_SC C_GWh_Before Competition Groups_Air Compressor Optimization
Industrial | Ind ¦ Pump Equipment Upgrade | 2020 | SC C | GWh | Before Competition Groups | 24.5134 | 0 | 0 | 227.4552 | 0.10777 | 3 | Industrial_2020_SC C_GWh_Before Competition Groups_3 | Pump Equipment Upgrade | 10.78% | 0 | 24.5134 | Industrial_2020_SC C_GWh_Before Competition Groups_Pump Equipment Upgrade
Industrial | Ind ¦ Air Leak Survey and Repair | 2020 | SC C | GWh | Before Competition Groups | 22.2508 | 0 | 0 | 227.4552 | 0.097825 | 4 | Industrial_2020_SC C_GWh_Before Competition Groups_4 | Air Leak Survey and Repair | 9.783% | 0 | 22.2508 | Industrial_2020_SC C_GWh_Before Competition Groups_Air Leak Survey and Repair
Industrial | Ind ¦ Recommissioning | 2020 | SC C | GWh | Before Competition Groups | 15.7318 | 0 | 0 | 227.4552 | 0.069164 | 5 | Industrial_2020_SC C_GWh_Before Competition Groups_5 | Recommissioning | 6.916% | 0 | 15.7318 | Industrial_2020_SC C_GWh_Before Competition Groups_Recommissioning
Industrial | Ind ¦ SEM | 2020 | SC C | GWh | Before Competition Groups | 15.7318 | 0 | 0 | 227.4552 | 0.069164 | 6 | Industrial_2020_SC C_GWh_Before Competition Groups_6 | SEM | 6.916% | 0 | 15.7318 | Industrial_2020_SC C_GWh_Before Competition Groups_SEM
Industrial | Ind ¦ High Efficiency HVAC Fans | 2020 | SC C | GWh | Before Competition Groups | 13.2248 | 0 | 0 | 227.4552 | 0.058142 | 7 | Industrial_2020_SC C_GWh_Before Competition Groups_7 | High Efficiency HVAC Fans | 5.814% | 0 | 13.2248 | Industrial_2020_SC C_GWh_Before Competition Groups_High Efficiency HVAC Fans
Industrial | Ind ¦ Greenhouse Grow Lights | 2020 | SC C | GWh | Before Competition Groups | 9.8734 | 0 | 0 | 227.4552 | 0.043408 | 8 | Industrial_2020_SC C_GWh_Before Competition Groups_8 | Greenhouse Grow Lights | 4.341% | 0 | 9.8734 | Industrial_2020_SC C_GWh_Before Competition Groups_Greenhouse Grow Lights
Industrial | Ind ¦ Efficient Compressed Air Nozzles | 2020 | SC C | GWh | Before Competition Groups | 9.0515 | 0 | 0 | 227.4552 | 0.039795 | 9 | Industrial_2020_SC C_GWh_Before Competition Groups_9 | Efficient Compressed Air Nozzles | 3.979% | 0 | 9.0515 | Industrial_2020_SC C_GWh_Before Competition Groups_Efficient Compressed Air Nozzles
Industrial | Ind ¦ Fan System Optimization | 2020 | SC C | GWh | Before Competition Groups | 6.4821 | 0 | 0 | 227.4552 | 0.028498 | 10 | Industrial_2020_SC C_GWh_Before Competition Groups_10 | Fan System Optimization | 2.85% | 0 | 6.4821 | Industrial_2020_SC C_GWh_Before Competition Groups_Fan System Optimization
Industrial | Ind ¦ Material Handling Improvements | 2020 | SC C | GWh | Before Competition Groups | 5.0023 | 0 | 0 | 227.4552 | 0.021993 | 11 | Industrial_2020_SC C_GWh_Before Competition Groups_11 | Material Handling Improvements | 2.199% | 0 | 5.0023 | Industrial_2020_SC C_GWh_Before Competition Groups_Material Handling Improvements
Industrial | Ind ¦ Process Optimization (Elec) | 2020 | SC C | GWh | Before Competition Groups | 3.0527 | 0 | 0 | 227.4552 | 0.013421 | 12 | Industrial_2020_SC C_GWh_Before Competition Groups_12 | Process Optimization (Elec) | 1.342% | 0 | 3.0527 | Industrial_2020_SC C_GWh_Before Competition Groups_Process Optimization (Elec)
Industrial | Ind ¦ Pulp and Paper Process Improvements | 2020 | SC C | GWh | Before Competition Groups | 2.2168 | 0 | 0 | 227.4552 | 0.0097459 | 13 | Industrial_2020_SC C_GWh_Before Competition Groups_13 | Pulp and Paper Process Improvements | 0.9746% | 0 | 2.2168 | Industrial_2020_SC C_GWh_Before Competition Groups_Pulp and Paper Process Improvements
Industrial | Ind ¦ Process Heat Recovery | 2020 | SC C | GWh | Before Competition Groups | 1.3332 | 0 | 0 | 227.4552 | 0.0058615 | 14 | Industrial_2020_SC C_GWh_Before Competition Groups_14 | Process Heat Recovery | 0.5861% | 0 | 1.3332 | Industrial_2020_SC C_GWh_Before Competition Groups_Process Heat Recovery
Industrial | Ind ¦ Ventilation Optimization | 2020 | SC C | GWh | Before Competition Groups | 1.1599 | 0 | 0 | 227.4552 | 0.0050993 | 15 | Industrial_2020_SC C_GWh_Before Competition Groups_15 | Ventilation Optimization | 0.5099% | 0 | 1.1599 | Industrial_2020_SC C_GWh_Before Competition Groups_Ventilation Optimization
Industrial | Ind ¦ Refiner Plate Improvements | 2020 | SC C | GWh | Before Competition Groups | 1.0896 | 0 | 0 | 227.4552 | 0.0047903 | 16 | Industrial_2020_SC C_GWh_Before Competition Groups_16 | Refiner Plate Improvements | 0.479% | 0 | 1.0896 | Industrial_2020_SC C_GWh_Before Competition Groups_Refiner Plate Improvements
Industrial | Ind ¦ VAV Conversion Project | 2020 | SC C | GWh | Before Competition Groups | 0.98453 | 0 | 0 | 227.4552 | 0.0043284 | 17 | Industrial_2020_SC C_GWh_Before Competition Groups_17 | VAV Conversion Project | 0.4328% | 0 | 0.98453 | Industrial_2020_SC C_GWh_Before Competition Groups_VAV Conversion Project
Industrial | Ind ¦ High Efficiency Battery Charger | 2020 | SC C | GWh | Before Competition Groups | 0.92617 | 0 | 0 | 227.4552 | 0.0040719 | 18 | Industrial_2020_SC C_GWh_Before Competition Groups_18 | High Efficiency Battery Charger | 0.4072% | 0 | 0.92617 | Industrial_2020_SC C_GWh_Before Competition Groups_High Efficiency Battery Charger
Industrial | Ind ¦ Cooling Tower Optimization | 2020 | SC C | GWh | Before Competition Groups | 0.86813 | 0 | 0 | 227.4552 | 0.0038167 | 19 | Industrial_2020_SC C_GWh_Before Competition Groups_19 | Cooling Tower Optimization | 0.3817% | 0 | 0.86813 | Industrial_2020_SC C_GWh_Before Competition Groups_Cooling Tower Optimization
Industrial | Ind ¦ Refrigeration Compressor VFD | 2020 | SC C | GWh | Before Competition Groups | 0.81826 | 0 | 0 | 227.4552 | 0.0035975 | 20 | Industrial_2020_SC C_GWh_Before Competition Groups_20 | Refrigeration Compressor VFD | 0.3597% | 0 | 0.81826 | Industrial_2020_SC C_GWh_Before Competition Groups_Refrigeration Compressor VFD
Industrial | Ind ¦ Improved Controls - Process Cooling | 2020 | SC C | GWh | Before Competition Groups | 0.78914 | 0 | 0 | 227.4552 | 0.0034694 | 21 | Industrial_2020_SC C_GWh_Before Competition Groups_21 | Improved Controls - Process Cooling | 0.3469% | 0 | 0.78914 | Industrial_2020_SC C_GWh_Before Competition Groups_Improved Controls - Process Cooling
Industrial | Ind ¦ Process Improvements | 2020 | SC C | GWh | Before Competition Groups | 0.63103 | 0 | 0 | 227.4552 | 0.0027743 | 22 | Industrial_2020_SC C_GWh_Before Competition Groups_22 | Process Improvements | 0.2774% | 0 | 0.63103 | Industrial_2020_SC C_GWh_Before Competition Groups_Process Improvements
Industrial | Ind ¦ HE Lighting | 2020 | SC C | GWh | Before Competition Groups | 0.44555 | 0 | 0 | 227.4552 | 0.0019589 | 23 | Industrial_2020_SC C_GWh_Before Competition Groups_23 | HE Lighting | 0.1959% | 0 | 0.44555 | Industrial_2020_SC C_GWh_Before Competition Groups_HE Lighting
Industrial | Ind ¦ Improved Controls - Process Heating | 2020 | SC C | GWh | Before Competition Groups | 0.38844 | 0 | 0 | 227.4552 | 0.0017078 | 24 | Industrial_2020_SC C_GWh_Before Competition Groups_24 | Improved Controls - Process Heating | 0.1708% | 0 | 0.38844 | Industrial_2020_SC C_GWh_Before Competition Groups_Improved Controls - Process Heating
Industrial | Ind ¦ Dairy Pre-Cooler | 2020 | SC C | GWh | Before Competition Groups | 0.24341 | 0 | 0 | 227.4552 | 0.0010702 | 25 | Industrial_2020_SC C_GWh_Before Competition Groups_25 | Dairy Pre-Cooler | 0.107% | 0 | 0.24341 | Industrial_2020_SC C_GWh_Before Competition Groups_Dairy Pre-Cooler
Industrial | Ind ¦ Engine Block Heater Timer | 2020 | SC C | GWh | Before Competition Groups | 0.23789 | 0 | 0 | 227.4552 | 0.0010459 | 26 | Industrial_2020_SC C_GWh_Before Competition Groups_26 | Engine Block Heater Timer | 0.1046% | 0 | 0.23789 | Industrial_2020_SC C_GWh_Before Competition Groups_Engine Block Heater Timer
Industrial | Ind ¦ Free Cooling | 2020 | SC C | GWh | Before Competition Groups | 0.21139 | 0 | 0 | 227.4552 | 0.00092936 | 27 | Industrial_2020_SC C_GWh_Before Competition Groups_27 | Free Cooling | 0.09294% | 0 | 0.21139 | Industrial_2020_SC C_GWh_Before Competition Groups_Free Cooling
Industrial | Ind ¦ Efficient Refrigeration Compressor | 2020 | SC C | GWh | Before Competition Groups | 0.17502 | 0 | 0 | 227.4552 | 0.00076945 | 28 | Industrial_2020_SC C_GWh_Before Competition Groups_28 | Efficient Refrigeration Compressor | 0.07694% | 0 | 0.17502 | Industrial_2020_SC C_GWh_Before Competition Groups_Efficient Refrigeration Compressor
Industrial | Ind ¦ Air Compressor Heat Recovery | 2020 | SC C | GWh | Before Competition Groups | 0.10868 | 0 | 0 | 227.4552 | 0.00047779 | 29 | Industrial_2020_SC C_GWh_Before Competition Groups_29 | Air Compressor Heat Recovery | 0.04778% | 0 | 0.10868 | Industrial_2020_SC C_GWh_Before Competition Groups_Air Compressor Heat Recovery
Industrial | Ind ¦ Efficient Irrigation | 2020 | SC C | GWh | Before Competition Groups | 0.014478 | 0 | 0 | 227.4552 | 6.3651e-05 | 30 | Industrial_2020_SC C_GWh_Before Competition Groups_30 | Efficient Irrigation | 0.006365% | 0 | 0.014478 | Industrial_2020_SC C_GWh_Before Competition Groups_Efficient Irrigation
Industrial | Ind ¦ Dairy Water Heater | 2020 | SC C | GWh | Before Competition Groups | 0.006622 | 0 | 0 | 227.4552 | 2.9113e-05 | 31 | Industrial_2020_SC C_GWh_Before Competition Groups_31 | Dairy Water Heater | 0.002911% | 0 | 0.006622 | Industrial_2020_SC C_GWh_Before Competition Groups_Dairy Water Heater
Industrial | Ind ¦ Heat Lamps/Heat Pad | 2020 | SC C | GWh | Before Competition Groups | 0 | 0 | 0 | 227.4552 | 0 | 32 | Industrial_2020_SC C_GWh_Before Competition Groups_32 | Heat Lamps/Heat Pad | 0% | 0 | 0 | Industrial_2020_SC C_GWh_Before Competition Groups_Heat Lamps/Heat Pad
Industrial | Ind ¦ Pump System Optimization | 2020 | SC D | GWh | Before Competition Groups | 44.7915 | 0 | 0 | 217.5188 | 0.20592 | 1 | Industrial_2020_SC D_GWh_Before Competition Groups_1 | Pump System Optimization | 20.59% | 0 | 44.7915 | Industrial_2020_SC D_GWh_Before Competition Groups_Pump System Optimization
Industrial | Ind ¦ Air Compressor Optimization | 2020 | SC D | GWh | Before Competition Groups | 43.9681 | 0 | 0 | 217.5188 | 0.20213 | 2 | Industrial_2020_SC D_GWh_Before Competition Groups_2 | Air Compressor Optimization | 20.21% | 0 | 43.9681 | Industrial_2020_SC D_GWh_Before Competition Groups_Air Compressor Optimization
Industrial | Ind ¦ Pump Equipment Upgrade | 2020 | SC D | GWh | Before Competition Groups | 22.9451 | 0 | 0 | 217.5188 | 0.10549 | 3 | Industrial_2020_SC D_GWh_Before Competition Groups_3 | Pump Equipment Upgrade | 10.55% | 0 | 22.9451 | Industrial_2020_SC D_GWh_Before Competition Groups_Pump Equipment Upgrade
Industrial | Ind ¦ Air Leak Survey and Repair | 2020 | SC D | GWh | Before Competition Groups | 22.217 | 0 | 0 | 217.5188 | 0.10214 | 4 | Industrial_2020_SC D_GWh_Before Competition Groups_4 | Air Leak Survey and Repair | 10.21% | 0 | 22.217 | Industrial_2020_SC D_GWh_Before Competition Groups_Air Leak Survey and Repair
Industrial | Ind ¦ SEM | 2020 | SC D | GWh | Before Competition Groups | 15.7318 | 0 | 0 | 217.5188 | 0.072324 | 5 | Industrial_2020_SC D_GWh_Before Competition Groups_5 | SEM | 7.232% | 0 | 15.7318 | Industrial_2020_SC D_GWh_Before Competition Groups_SEM
Industrial | Ind ¦ Recommissioning | 2020 | SC D | GWh | Before Competition Groups | 15.2744 | 0 | 0 | 217.5188 | 0.070221 | 6 | Industrial_2020_SC D_GWh_Before Competition Groups_6 | Recommissioning | 7.022% | 0 | 15.2744 | Industrial_2020_SC D_GWh_Before Competition Groups_Recommissioning
Industrial | Ind ¦ High Efficiency HVAC Fans | 2020 | SC D | GWh | Before Competition Groups | 12.781 | 0 | 0 | 217.5188 | 0.058758 | 7 | Industrial_2020_SC D_GWh_Before Competition Groups_7 | High Efficiency HVAC Fans | 5.876% | 0 | 12.781 | Industrial_2020_SC D_GWh_Before Competition Groups_High Efficiency HVAC Fans
Industrial | Ind ¦ Efficient Compressed Air Nozzles | 2020 | SC D | GWh | Before Competition Groups | 9.0515 | 0 | 0 | 217.5188 | 0.041613 | 8 | Industrial_2020_SC D_GWh_Before Competition Groups_8 | Efficient Compressed Air Nozzles | 4.161% | 0 | 9.0515 | Industrial_2020_SC D_GWh_Before Competition Groups_Efficient Compressed Air Nozzles
Industrial | Ind ¦ Greenhouse Grow Lights | 2020 | SC D | GWh | Before Competition Groups | 7.9106 | 0 | 0 | 217.5188 | 0.036368 | 9 | Industrial_2020_SC D_GWh_Before Competition Groups_9 | Greenhouse Grow Lights | 3.637% | 0 | 7.9106 | Industrial_2020_SC D_GWh_Before Competition Groups_Greenhouse Grow Lights
Industrial | Ind ¦ Fan System Optimization | 2020 | SC D | GWh | Before Competition Groups | 6.4821 | 0 | 0 | 217.5188 | 0.0298 | 10 | Industrial_2020_SC D_GWh_Before Competition Groups_10 | Fan System Optimization | 2.98% | 0 | 6.4821 | Industrial_2020_SC D_GWh_Before Competition Groups_Fan System Optimization
Industrial | Ind ¦ Material Handling Improvements | 2020 | SC D | GWh | Before Competition Groups | 5.0023 | 0 | 0 | 217.5188 | 0.022997 | 11 | Industrial_2020_SC D_GWh_Before Competition Groups_11 | Material Handling Improvements | 2.3% | 0 | 5.0023 | Industrial_2020_SC D_GWh_Before Competition Groups_Material Handling Improvements
Industrial | Ind ¦ Process Optimization (Elec) | 2020 | SC D | GWh | Before Competition Groups | 3.0527 | 0 | 0 | 217.5188 | 0.014034 | 12 | Industrial_2020_SC D_GWh_Before Competition Groups_12 | Process Optimization (Elec) | 1.403% | 0 | 3.0527 | Industrial_2020_SC D_GWh_Before Competition Groups_Process Optimization (Elec)
Industrial | Ind ¦ Refiner Plate Improvements | 2020 | SC D | GWh | Before Competition Groups | 1.0896 | 0 | 0 | 217.5188 | 0.0050091 | 13 | Industrial_2020_SC D_GWh_Before Competition Groups_13 | Refiner Plate Improvements | 0.5009% | 0 | 1.0896 | Industrial_2020_SC D_GWh_Before Competition Groups_Refiner Plate Improvements
Industrial | Ind ¦ Process Heat Recovery | 2020 | SC D | GWh | Before Competition Groups | 1.0161 | 0 | 0 | 217.5188 | 0.0046715 | 14 | Industrial_2020_SC D_GWh_Before Competition Groups_14 | Process Heat Recovery | 0.4672% | 0 | 1.0161 | Industrial_2020_SC D_GWh_Before Competition Groups_Process Heat Recovery
Industrial | Ind ¦ Ventilation Optimization | 2020 | SC D | GWh | Before Competition Groups | 0.97794 | 0 | 0 | 217.5188 | 0.0044959 | 15 | Industrial_2020_SC D_GWh_Before Competition Groups_15 | Ventilation Optimization | 0.4496% | 0 | 0.97794 | Industrial_2020_SC D_GWh_Before Competition Groups_Ventilation Optimization
Industrial | Ind ¦ Improved Controls - Process Cooling | 2020 | SC D | GWh | Before Competition Groups | 0.78914 | 0 | 0 | 217.5188 | 0.0036279 | 16 | Industrial_2020_SC D_GWh_Before Competition Groups_16 | Improved Controls - Process Cooling | 0.3628% | 0 | 0.78914 | Industrial_2020_SC D_GWh_Before Competition Groups_Improved Controls - Process Cooling
Industrial | Ind ¦ Cooling Tower Optimization | 2020 | SC D | GWh | Before Competition Groups | 0.78083 | 0 | 0 | 217.5188 | 0.0035897 | 17 | Industrial_2020_SC D_GWh_Before Competition Groups_17 | Cooling Tower Optimization | 0.359% | 0 | 0.78083 | Industrial_2020_SC D_GWh_Before Competition Groups_Cooling Tower Optimization
Industrial | Ind ¦ VAV Conversion Project | 2020 | SC D | GWh | Before Competition Groups | 0.68436 | 0 | 0 | 217.5188 | 0.0031462 | 18 | Industrial_2020_SC D_GWh_Before Competition Groups_18 | VAV Conversion Project | 0.3146% | 0 | 0.68436 | Industrial_2020_SC D_GWh_Before Competition Groups_VAV Conversion Project
Industrial | Ind ¦ Refrigeration Compressor VFD | 2020 | SC D | GWh | Before Competition Groups | 0.57973 | 0 | 0 | 217.5188 | 0.0026652 | 19 | Industrial_2020_SC D_GWh_Before Competition Groups_19 | Refrigeration Compressor VFD | 0.2665% | 0 | 0.57973 | Industrial_2020_SC D_GWh_Before Competition Groups_Refrigeration Compressor VFD
Industrial | Ind ¦ Process Improvements | 2020 | SC D | GWh | Before Competition Groups | 0.56281 | 0 | 0 | 217.5188 | 0.0025874 | 20 | Industrial_2020_SC D_GWh_Before Competition Groups_20 | Process Improvements | 0.2587% | 0 | 0.56281 | Industrial_2020_SC D_GWh_Before Competition Groups_Process Improvements
Industrial | Ind ¦ High Efficiency Battery Charger | 2020 | SC D | GWh | Before Competition Groups | 0.4697 | 0 | 0 | 217.5188 | 0.0021593 | 21 | Industrial_2020_SC D_GWh_Before Competition Groups_21 | High Efficiency Battery Charger | 0.2159% | 0 | 0.4697 | Industrial_2020_SC D_GWh_Before Competition Groups_High Efficiency Battery Charger
Industrial | Ind ¦ Improved Controls - Process Heating | 2020 | SC D | GWh | Before Competition Groups | 0.35242 | 0 | 0 | 217.5188 | 0.0016202 | 22 | Industrial_2020_SC D_GWh_Before Competition Groups_22 | Improved Controls - Process Heating | 0.162% | 0 | 0.35242 | Industrial_2020_SC D_GWh_Before Competition Groups_Improved Controls - Process Heating
Industrial | Ind ¦ Pulp and Paper Process Improvements | 2020 | SC D | GWh | Before Competition Groups | 0.31111 | 0 | 0 | 217.5188 | 0.0014303 | 23 | Industrial_2020_SC D_GWh_Before Competition Groups_23 | Pulp and Paper Process Improvements | 0.143% | 0 | 0.31111 | Industrial_2020_SC D_GWh_Before Competition Groups_Pulp and Paper Process Improvements
Industrial | Ind ¦ Engine Block Heater Timer | 2020 | SC D | GWh | Before Competition Groups | 0.22691 | 0 | 0 | 217.5188 | 0.0010432 | 24 | Industrial_2020_SC D_GWh_Before Competition Groups_24 | Engine Block Heater Timer | 0.1043% | 0 | 0.22691 | Industrial_2020_SC D_GWh_Before Competition Groups_Engine Block Heater Timer
Industrial | Ind ¦ Efficient Refrigeration Compressor | 2020 | SC D | GWh | Before Competition Groups | 0.17447 | 0 | 0 | 217.5188 | 0.00080209 | 25 | Industrial_2020_SC D_GWh_Before Competition Groups_25 | Efficient Refrigeration Compressor | 0.08021% | 0 | 0.17447 | Industrial_2020_SC D_GWh_Before Competition Groups_Efficient Refrigeration Compressor
Industrial | Ind ¦ Dairy Pre-Cooler | 2020 | SC D | GWh | Before Competition Groups | 0.10833 | 0 | 0 | 217.5188 | 0.00049801 | 26 | Industrial_2020_SC D_GWh_Before Competition Groups_26 | Dairy Pre-Cooler | 0.0498% | 0 | 0.10833 | Industrial_2020_SC D_GWh_Before Competition Groups_Dairy Pre-Cooler
Industrial | Ind ¦ Air Compressor Heat Recovery | 2020 | SC D | GWh | Before Competition Groups | 0.099945 | 0 | 0 | 217.5188 | 0.00045948 | 27 | Industrial_2020_SC D_GWh_Before Competition Groups_27 | Air Compressor Heat Recovery | 0.04595% | 0 | 0.099945 | Industrial_2020_SC D_GWh_Before Competition Groups_Air Compressor Heat Recovery
Industrial | Ind ¦ HE Lighting | 2020 | SC D | GWh | Before Competition Groups | 0.045396 | 0 | 0 | 217.5188 | 0.0002087 | 28 | Industrial_2020_SC D_GWh_Before Competition Groups_28 | HE Lighting | 0.02087% | 0 | 0.045396 | Industrial_2020_SC D_GWh_Before Competition Groups_HE Lighting
Industrial | Ind ¦ Free Cooling | 2020 | SC D | GWh | Before Competition Groups | 0.033036 | 0 | 0 | 217.5188 | 0.00015188 | 29 | Industrial_2020_SC D_GWh_Before Competition Groups_29 | Free Cooling | 0.01519% | 0 | 0.033036 | Industrial_2020_SC D_GWh_Before Competition Groups_Free Cooling
Industrial | Ind ¦ Efficient Irrigation | 2020 | SC D | GWh | Before Competition Groups | 0.0088259 | 0 | 0 | 217.5188 | 4.0575e-05 | 30 | Industrial_2020_SC D_GWh_Before Competition Groups_30 | Efficient Irrigation | 0.004058% | 0 | 0.0088259 | Industrial_2020_SC D_GWh_Before Competition Groups_Efficient Irrigation
Industrial | Ind ¦ Heat Lamps/Heat Pad | 2020 | SC D | GWh | Before Competition Groups | 0 | 0 | 0 | 217.5188 | 0 | 31 | Industrial_2020_SC D_GWh_Before Competition Groups_31 | Heat Lamps/Heat Pad | 0% | 0 | 0 | Industrial_2020_SC D_GWh_Before Competition Groups_Heat Lamps/Heat Pad
Industrial | Ind ¦ Air Leak Survey and Repair | 2020 | Technical | GWh | Before Competition Groups | 632.1808 | 0 | 0 | 4640.2802 | 0.13624 | 1 | Industrial_2020_Technical_GWh_Before Competition Groups_1 | Air Leak Survey and Repair | 13.62% | 0 | 632.1808 | Industrial_2020_Technical_GWh_Before Competition Groups_Air Leak Survey and Repair
Industrial | Ind ¦ Pump System Optimization | 2020 | Technical | GWh | Before Competition Groups | 518.1711 | 0 | 0 | 4640.2802 | 0.11167 | 2 | Industrial_2020_Technical_GWh_Before Competition Groups_2 | Pump System Optimization | 11.17% | 0 | 518.1711 | Industrial_2020_Technical_GWh_Before Competition Groups_Pump System Optimization
Industrial | Ind ¦ HE Lighting | 2020 | Technical | GWh | Before Competition Groups | 460.6838 | 0 | 0 | 4640.2802 | 0.099279 | 3 | Industrial_2020_Technical_GWh_Before Competition Groups_3 | HE Lighting | 9.928% | 0 | 460.6838 | Industrial_2020_Technical_GWh_Before Competition Groups_HE Lighting
Industrial | Ind ¦ Recommissioning | 2020 | Technical | GWh | Before Competition Groups | 451.1711 | 0 | 0 | 4640.2802 | 0.097229 | 4 | Industrial_2020_Technical_GWh_Before Competition Groups_4 | Recommissioning | 9.723% | 0 | 451.1711 | Industrial_2020_Technical_GWh_Before Competition Groups_Recommissioning
Industrial | Ind ¦ SEM | 2020 | Technical | GWh | Before Competition Groups | 451.1711 | 0 | 0 | 4640.2802 | 0.097229 | 5 | Industrial_2020_Technical_GWh_Before Competition Groups_5 | SEM | 9.723% | 0 | 451.1711 | Industrial_2020_Technical_GWh_Before Competition Groups_SEM
Industrial | Ind ¦ Air Compressor Optimization | 2020 | Technical | GWh | Before Competition Groups | 318.9994 | 0 | 0 | 4640.2802 | 0.068746 | 6 | Industrial_2020_Technical_GWh_Before Competition Groups_6 | Air Compressor Optimization | 6.875% | 0 | 318.9994 | Industrial_2020_Technical_GWh_Before Competition Groups_Air Compressor Optimization
Industrial | Ind ¦ Efficient Compressed Air Nozzles | 2020 | Technical | GWh | Before Competition Groups | 296.7028 | 0 | 0 | 4640.2802 | 0.063941 | 7 | Industrial_2020_Technical_GWh_Before Competition Groups_7 | Efficient Compressed Air Nozzles | 6.394% | 0 | 296.7028 | Industrial_2020_Technical_GWh_Before Competition Groups_Efficient Compressed Air Nozzles
Industrial | Ind ¦ Pump Equipment Upgrade | 2020 | Technical | GWh | Before Competition Groups | 259.0685 | 0 | 0 | 4640.2802 | 0.05583 | 8 | Industrial_2020_Technical_GWh_Before Competition Groups_8 | Pump Equipment Upgrade | 5.583% | 0 | 259.0685 | Industrial_2020_Technical_GWh_Before Competition Groups_Pump Equipment Upgrade
Industrial | Ind ¦ Process Optimization (Elec) | 2020 | Technical | GWh | Before Competition Groups | 184.3291 | 0 | 0 | 4640.2802 | 0.039724 | 9 | Industrial_2020_Technical_GWh_Before Competition Groups_9 | Process Optimization (Elec) | 3.972% | 0 | 184.3291 | Industrial_2020_Technical_GWh_Before Competition Groups_Process Optimization (Elec)
Industrial | Ind ¦ High Efficiency HVAC Fans | 2020 | Technical | GWh | Before Competition Groups | 179.0237 | 0 | 0 | 4640.2802 | 0.03858 | 10 | Industrial_2020_Technical_GWh_Before Competition Groups_10 | High Efficiency HVAC Fans | 3.858% | 0 | 179.0237 | Industrial_2020_Technical_GWh_Before Competition Groups_High Efficiency HVAC Fans
Industrial | Ind ¦ Premium Efficient Motors | 2020 | Technical | GWh | Before Competition Groups | 138.961 | 0 | 0 | 4640.2802 | 0.029947 | 11 | Industrial_2020_Technical_GWh_Before Competition Groups_11 | Premium Efficient Motors | 2.995% | 0 | 138.961 | Industrial_2020_Technical_GWh_Before Competition Groups_Premium Efficient Motors
Industrial | Ind ¦ Greenhouse Grow Lights | 2020 | Technical | GWh | Before Competition Groups | 118.2485 | 0 | 0 | 4640.2802 | 0.025483 | 12 | Industrial_2020_Technical_GWh_Before Competition Groups_12 | Greenhouse Grow Lights | 2.548% | 0 | 118.2485 | Industrial_2020_Technical_GWh_Before Competition Groups_Greenhouse Grow Lights
Industrial | Ind ¦ HE HVAC Controls | 2020 | Technical | GWh | Before Competition Groups | 81.1784 | 0 | 0 | 4640.2802 | 0.017494 | 13 | Industrial_2020_Technical_GWh_Before Competition Groups_13 | HE HVAC Controls | 1.749% | 0 | 81.1784 | Industrial_2020_Technical_GWh_Before Competition Groups_HE HVAC Controls
Industrial | Ind ¦ Pulp and Paper Process Improvements | 2020 | Technical | GWh | Before Competition Groups | 67.1451 | 0 | 0 | 4640.2802 | 0.01447 | 14 | Industrial_2020_Technical_GWh_Before Competition Groups_14 | Pulp and Paper Process Improvements | 1.447% | 0 | 67.1451 | Industrial_2020_Technical_GWh_Before Competition Groups_Pulp and Paper Process Improvements
Industrial | Ind ¦ Fan System Optimization | 2020 | Technical | GWh | Before Competition Groups | 51.7084 | 0 | 0 | 4640.2802 | 0.011143 | 15 | Industrial_2020_Technical_GWh_Before Competition Groups_15 | Fan System Optimization | 1.114% | 0 | 51.7084 | Industrial_2020_Technical_GWh_Before Competition Groups_Fan System Optimization
Industrial | Ind ¦ Material Handling Improvements | 2020 | Technical | GWh | Before Competition Groups | 47.4832 | 0 | 0 | 4640.2802 | 0.010233 | 16 | Industrial_2020_Technical_GWh_Before Competition Groups_16 | Material Handling Improvements | 1.023% | 0 | 47.4832 | Industrial_2020_Technical_GWh_Before Competition Groups_Material Handling Improvements
Industrial | Ind ¦ HE HVAC Units | 2020 | Technical | GWh | Before Competition Groups | 41.7287 | 0 | 0 | 4640.2802 | 0.0089927 | 17 | Industrial_2020_Technical_GWh_Before Competition Groups_17 | HE HVAC Units | 0.8993% | 0 | 41.7287 | Industrial_2020_Technical_GWh_Before Competition Groups_HE HVAC Units
Industrial | Ind ¦ Process Heat Recovery | 2020 | Technical | GWh | Before Competition Groups | 39.075 | 0 | 0 | 4640.2802 | 0.0084208 | 18 | Industrial_2020_Technical_GWh_Before Competition Groups_18 | Process Heat Recovery | 0.8421% | 0 | 39.075 | Industrial_2020_Technical_GWh_Before Competition Groups_Process Heat Recovery
Industrial | Ind ¦ Refiner Plate Improvements | 2020 | Technical | GWh | Before Competition Groups | 36.9294 | 0 | 0 | 4640.2802 | 0.0079584 | 19 | Industrial_2020_Technical_GWh_Before Competition Groups_19 | Refiner Plate Improvements | 0.7958% | 0 | 36.9294 | Industrial_2020_Technical_GWh_Before Competition Groups_Refiner Plate Improvements
Industrial | Ind ¦ VAV Conversion Project | 2020 | Technical | GWh | Before Competition Groups | 28.402 | 0 | 0 | 4640.2802 | 0.0061208 | 20 | Industrial_2020_Technical_GWh_Before Competition Groups_20 | VAV Conversion Project | 0.6121% | 0 | 28.402 | Industrial_2020_Technical_GWh_Before Competition Groups_VAV Conversion Project
Industrial | Ind ¦ Cold Storage Retrofit | 2020 | Technical | GWh | Before Competition Groups | 24.7131 | 0 | 0 | 4640.2802 | 0.0053258 | 21 | Industrial_2020_Technical_GWh_Before Competition Groups_21 | Cold Storage Retrofit | 0.5326% | 0 | 24.7131 | Industrial_2020_Technical_GWh_Before Competition Groups_Cold Storage Retrofit
Industrial | Ind ¦ Ventilation Optimization | 2020 | Technical | GWh | Before Competition Groups | 23.9366 | 0 | 0 | 4640.2802 | 0.0051584 | 22 | Industrial_2020_Technical_GWh_Before Competition Groups_22 | Ventilation Optimization | 0.5158% | 0 | 23.9366 | Industrial_2020_Technical_GWh_Before Competition Groups_Ventilation Optimization
Industrial | Ind ¦ Synchronous Belts | 2020 | Technical | GWh | Before Competition Groups | 22.6555 | 0 | 0 | 4640.2802 | 0.0048824 | 23 | Industrial_2020_Technical_GWh_Before Competition Groups_23 | Synchronous Belts | 0.4882% | 0 | 22.6555 | Industrial_2020_Technical_GWh_Before Competition Groups_Synchronous Belts
Industrial | Ind ¦ Improved Controls - Process Cooling | 2020 | Technical | GWh | Before Competition Groups | 22.5388 | 0 | 0 | 4640.2802 | 0.0048572 | 24 | Industrial_2020_Technical_GWh_Before Competition Groups_24 | Improved Controls - Process Cooling | 0.4857% | 0 | 22.5388 | Industrial_2020_Technical_GWh_Before Competition Groups_Improved Controls - Process Cooling
Industrial | Ind ¦ Process Improvements | 2020 | Technical | GWh | Before Competition Groups | 18.1302 | 0 | 0 | 4640.2802 | 0.0039071 | 25 | Industrial_2020_Technical_GWh_Before Competition Groups_25 | Process Improvements | 0.3907% | 0 | 18.1302 | Industrial_2020_Technical_GWh_Before Competition Groups_Process Improvements
Industrial | Ind ¦ High Efficiency Battery Charger | 2020 | Technical | GWh | Before Competition Groups | 15.8822 | 0 | 0 | 4640.2802 | 0.0034227 | 26 | Industrial_2020_Technical_GWh_Before Competition Groups_26 | High Efficiency Battery Charger | 0.3423% | 0 | 15.8822 | Industrial_2020_Technical_GWh_Before Competition Groups_High Efficiency Battery Charger
Industrial | Ind ¦ Efficient Irrigation | 2020 | Technical | GWh | Before Competition Groups | 12.9406 | 0 | 0 | 4640.2802 | 0.0027888 | 27 | Industrial_2020_Technical_GWh_Before Competition Groups_27 | Efficient Irrigation | 0.2789% | 0 | 12.9406 | Industrial_2020_Technical_GWh_Before Competition Groups_Efficient Irrigation
Industrial | Ind ¦ HVLS Fans | 2020 | Technical | GWh | Before Competition Groups | 12.6891 | 0 | 0 | 4640.2802 | 0.0027346 | 28 | Industrial_2020_Technical_GWh_Before Competition Groups_28 | HVLS Fans | 0.2735% | 0 | 12.6891 | Industrial_2020_Technical_GWh_Before Competition Groups_HVLS Fans
Industrial | Ind ¦ Chiller Optimization | 2020 | Technical | GWh | Before Competition Groups | 11.9156 | 0 | 0 | 4640.2802 | 0.0025679 | 29 | Industrial_2020_Technical_GWh_Before Competition Groups_29 | Chiller Optimization | 0.2568% | 0 | 11.9156 | Industrial_2020_Technical_GWh_Before Competition Groups_Chiller Optimization
Industrial | Ind ¦ Improved Controls - Process Heating | 2020 | Technical | GWh | Before Competition Groups | 10.8571 | 0 | 0 | 4640.2802 | 0.0023397 | 30 | Industrial_2020_Technical_GWh_Before Competition Groups_30 | Improved Controls - Process Heating | 0.234% | 0 | 10.8571 | Industrial_2020_Technical_GWh_Before Competition Groups_Improved Controls - Process Heating
Industrial | Ind ¦ Cooling Tower Optimization | 2020 | Technical | GWh | Before Competition Groups | 9.2661 | 0 | 0 | 4640.2802 | 0.0019969 | 31 | Industrial_2020_Technical_GWh_Before Competition Groups_31 | Cooling Tower Optimization | 0.1997% | 0 | 9.2661 | Industrial_2020_Technical_GWh_Before Competition Groups_Cooling Tower Optimization
Industrial | Ind ¦ Refrigeration Compressor VFD | 2020 | Technical | GWh | Before Competition Groups | 8.818 | 0 | 0 | 4640.2802 | 0.0019003 | 32 | Industrial_2020_Technical_GWh_Before Competition Groups_32 | Refrigeration Compressor VFD | 0.19% | 0 | 8.818 | Industrial_2020_Technical_GWh_Before Competition Groups_Refrigeration Compressor VFD
Industrial | Ind ¦ Efficient Transformer | 2020 | Technical | GWh | Before Competition Groups | 7.9411 | 0 | 0 | 4640.2802 | 0.0017113 | 33 | Industrial_2020_Technical_GWh_Before Competition Groups_33 | Efficient Transformer | 0.1711% | 0 | 7.9411 | Industrial_2020_Technical_GWh_Before Competition Groups_Efficient Transformer
Industrial | Ind ¦ Engine Block Heater Timer | 2020 | Technical | GWh | Before Competition Groups | 6.9046 | 0 | 0 | 4640.2802 | 0.001488 | 34 | Industrial_2020_Technical_GWh_Before Competition Groups_34 | Engine Block Heater Timer | 0.1488% | 0 | 6.9046 | Industrial_2020_Technical_GWh_Before Competition Groups_Engine Block Heater Timer
Industrial | Ind ¦ High Efficiency Welders | 2020 | Technical | GWh | Before Competition Groups | 6.5622 | 0 | 0 | 4640.2802 | 0.0014142 | 35 | Industrial_2020_Technical_GWh_Before Competition Groups_35 | High Efficiency Welders | 0.1414% | 0 | 6.5622 | Industrial_2020_Technical_GWh_Before Competition Groups_High Efficiency Welders
Industrial | Ind ¦ Free Cooling | 2020 | Technical | GWh | Before Competition Groups | 5.5754 | 0 | 0 | 4640.2802 | 0.0012015 | 36 | Industrial_2020_Technical_GWh_Before Competition Groups_36 | Free Cooling | 0.1202% | 0 | 5.5754 | Industrial_2020_Technical_GWh_Before Competition Groups_Free Cooling
Industrial | Ind ¦ Low Energy Livestock Waterers | 2020 | Technical | GWh | Before Competition Groups | 4.6442 | 0 | 0 | 4640.2802 | 0.0010009 | 37 | Industrial_2020_Technical_GWh_Before Competition Groups_37 | Low Energy Livestock Waterers | 0.1001% | 0 | 4.6442 | Industrial_2020_Technical_GWh_Before Competition Groups_Low Energy Livestock Waterers
Industrial | Ind ¦ Dairy Pre-Cooler | 2020 | Technical | GWh | Before Competition Groups | 3.4103 | 0 | 0 | 4640.2802 | 0.00073494 | 38 | Industrial_2020_Technical_GWh_Before Competition Groups_38 | Dairy Pre-Cooler | 0.07349% | 0 | 3.4103 | Industrial_2020_Technical_GWh_Before Competition Groups_Dairy Pre-Cooler
Industrial | Ind ¦ Air Compressor Heat Recovery | 2020 | Technical | GWh | Before Competition Groups | 3.0916 | 0 | 0 | 4640.2802 | 0.00066626 | 39 | Industrial_2020_Technical_GWh_Before Competition Groups_39 | Air Compressor Heat Recovery | 0.06663% | 0 | 3.0916 | Industrial_2020_Technical_GWh_Before Competition Groups_Air Compressor Heat Recovery
Industrial | Ind ¦ Optimize Compressed Air Dryer | 2020 | Technical | GWh | Before Competition Groups | 2.1985 | 0 | 0 | 4640.2802 | 0.00047379 | 40 | Industrial_2020_Technical_GWh_Before Competition Groups_40 | Optimize Compressed Air Dryer | 0.04738% | 0 | 2.1985 | Industrial_2020_Technical_GWh_Before Competition Groups_Optimize Compressed Air Dryer
Industrial | Ind ¦ Heat Lamps/Heat Pad | 2020 | Technical | GWh | Before Competition Groups | 1.0968 | 0 | 0 | 4640.2802 | 0.00023637 | 41 | Industrial_2020_Technical_GWh_Before Competition Groups_41 | Heat Lamps/Heat Pad | 0.02364% | 0 | 1.0968 | Industrial_2020_Technical_GWh_Before Competition Groups_Heat Lamps/Heat Pad
Industrial | Ind ¦ Creep Heat Controller | 2020 | Technical | GWh | Before Competition Groups | 0.92697 | 0 | 0 | 4640.2802 | 0.00019977 | 42 | Industrial_2020_Technical_GWh_Before Competition Groups_42 | Creep Heat Controller | 0.01998% | 0 | 0.92697 | Industrial_2020_Technical_GWh_Before Competition Groups_Creep Heat Controller
Industrial | Ind ¦ Efficient Refrigeration Compressor | 2020 | Technical | GWh | Before Competition Groups | 0.74191 | 0 | 0 | 4640.2802 | 0.00015988 | 43 | Industrial_2020_Technical_GWh_Before Competition Groups_43 | Efficient Refrigeration Compressor | 0.01599% | 0 | 0.74191 | Industrial_2020_Technical_GWh_Before Competition Groups_Efficient Refrigeration Compressor
Industrial | Ind ¦ Dual and Natural Exhaust Ventilation Systems | 2020 | Technical | GWh | Before Competition Groups | 0.27502 | 0 | 0 | 4640.2802 | 5.9269e-05 | 44 | Industrial_2020_Technical_GWh_Before Competition Groups_44 | Dual and Natural Exhaust Ventilation Systems | 0.005927% | 0 | 0.27502 | Industrial_2020_Technical_GWh_Before Competition Groups_Dual and Natural Exhaust Ventilation Systems
Industrial | Ind ¦ Dairy Water Heater | 2020 | Technical | GWh | Before Competition Groups | 0.20716 | 0 | 0 | 4640.2802 | 4.4643e-05 | 45 | Industrial_2020_Technical_GWh_Before Competition Groups_45 | Dairy Water Heater | 0.004464% | 0 | 0.20716 | Industrial_2020_Technical_GWh_Before Competition Groups_Dairy Water Heater
Industrial | Ind ¦ Air Leak Survey and Repair | 2021 | Economic | GWh | Before Competition Groups | 624.2718 | 0 | 0 | 3399.0209 | 0.18366 | 1 | Industrial_2021_Economic_GWh_Before Competition Groups_1 | Air Leak Survey and Repair | 18.37% | 0 | 624.2718 | Industrial_2021_Economic_GWh_Before Competition Groups_Air Leak Survey and Repair
Industrial | Ind ¦ Recommissioning | 2021 | Economic | GWh | Before Competition Groups | 449.4263 | 0 | 0 | 3399.0209 | 0.13222 | 2 | Industrial_2021_Economic_GWh_Before Competition Groups_2 | Recommissioning | 13.22% | 0 | 449.4263 | Industrial_2021_Economic_GWh_Before Competition Groups_Recommissioning
Industrial | Ind ¦ SEM | 2021 | Economic | GWh | Before Competition Groups | 449.4263 | 0 | 0 | 3399.0209 | 0.13222 | 3 | Industrial_2021_Economic_GWh_Before Competition Groups_3 | SEM | 13.22% | 0 | 449.4263 | Industrial_2021_Economic_GWh_Before Competition Groups_SEM
Industrial | Ind ¦ Air Compressor Optimization | 2021 | Economic | GWh | Before Competition Groups | 337.8448 | 0 | 0 | 3399.0209 | 0.099395 | 4 | Industrial_2021_Economic_GWh_Before Competition Groups_4 | Air Compressor Optimization | 9.939% | 0 | 337.8448 | Industrial_2021_Economic_GWh_Before Competition Groups_Air Compressor Optimization
Industrial | Ind ¦ Efficient Compressed Air Nozzles | 2021 | Economic | GWh | Before Competition Groups | 315.7303 | 0 | 0 | 3399.0209 | 0.092889 | 5 | Industrial_2021_Economic_GWh_Before Competition Groups_5 | Efficient Compressed Air Nozzles | 9.289% | 0 | 315.7303 | Industrial_2021_Economic_GWh_Before Competition Groups_Efficient Compressed Air Nozzles
Industrial | Ind ¦ High Efficiency HVAC Fans | 2021 | Economic | GWh | Before Competition Groups | 190.8818 | 0 | 0 | 3399.0209 | 0.056158 | 6 | Industrial_2021_Economic_GWh_Before Competition Groups_6 | High Efficiency HVAC Fans | 5.616% | 0 | 190.8818 | Industrial_2021_Economic_GWh_Before Competition Groups_High Efficiency HVAC Fans
Industrial | Ind ¦ Process Optimization (Elec) | 2021 | Economic | GWh | Before Competition Groups | 183.6028 | 0 | 0 | 3399.0209 | 0.054016 | 7 | Industrial_2021_Economic_GWh_Before Competition Groups_7 | Process Optimization (Elec) | 5.402% | 0 | 183.6028 | Industrial_2021_Economic_GWh_Before Competition Groups_Process Optimization (Elec)
Industrial | Ind ¦ Pump System Optimization | 2021 | Economic | GWh | Before Competition Groups | 164.3206 | 0 | 0 | 3399.0209 | 0.048344 | 8 | Industrial_2021_Economic_GWh_Before Competition Groups_8 | Pump System Optimization | 4.834% | 0 | 164.3206 | Industrial_2021_Economic_GWh_Before Competition Groups_Pump System Optimization
Industrial | Ind ¦ Greenhouse Grow Lights | 2021 | Economic | GWh | Before Competition Groups | 126.454 | 0 | 0 | 3399.0209 | 0.037203 | 9 | Industrial_2021_Economic_GWh_Before Competition Groups_9 | Greenhouse Grow Lights | 3.72% | 0 | 126.454 | Industrial_2021_Economic_GWh_Before Competition Groups_Greenhouse Grow Lights
Industrial | Ind ¦ HE Lighting | 2021 | Economic | GWh | Before Competition Groups | 105.888 | 0 | 0 | 3399.0209 | 0.031152 | 10 | Industrial_2021_Economic_GWh_Before Competition Groups_10 | HE Lighting | 3.115% | 0 | 105.888 | Industrial_2021_Economic_GWh_Before Competition Groups_HE Lighting
Industrial | Ind ¦ Pulp and Paper Process Improvements | 2021 | Economic | GWh | Before Competition Groups | 66.8735 | 0 | 0 | 3399.0209 | 0.019674 | 11 | Industrial_2021_Economic_GWh_Before Competition Groups_11 | Pulp and Paper Process Improvements | 1.967% | 0 | 66.8735 | Industrial_2021_Economic_GWh_Before Competition Groups_Pulp and Paper Process Improvements
Industrial | Ind ¦ Pump Equipment Upgrade | 2021 | Economic | GWh | Before Competition Groups | 60.6962 | 0 | 0 | 3399.0209 | 0.017857 | 12 | Industrial_2021_Economic_GWh_Before Competition Groups_12 | Pump Equipment Upgrade | 1.786% | 0 | 60.6962 | Industrial_2021_Economic_GWh_Before Competition Groups_Pump Equipment Upgrade
Industrial | Ind ¦ Fan System Optimization | 2021 | Economic | GWh | Before Competition Groups | 53.706 | 0 | 0 | 3399.0209 | 0.0158 | 13 | Industrial_2021_Economic_GWh_Before Competition Groups_13 | Fan System Optimization | 1.58% | 0 | 53.706 | Industrial_2021_Economic_GWh_Before Competition Groups_Fan System Optimization
Industrial | Ind ¦ Material Handling Improvements | 2021 | Economic | GWh | Before Competition Groups | 51.2328 | 0 | 0 | 3399.0209 | 0.015073 | 14 | Industrial_2021_Economic_GWh_Before Competition Groups_14 | Material Handling Improvements | 1.507% | 0 | 51.2328 | Industrial_2021_Economic_GWh_Before Competition Groups_Material Handling Improvements
Industrial | Ind ¦ Process Heat Recovery | 2021 | Economic | GWh | Before Competition Groups | 39.0075 | 0 | 0 | 3399.0209 | 0.011476 | 15 | Industrial_2021_Economic_GWh_Before Competition Groups_15 | Process Heat Recovery | 1.148% | 0 | 39.0075 | Industrial_2021_Economic_GWh_Before Competition Groups_Process Heat Recovery
Industrial | Ind ¦ Refiner Plate Improvements | 2021 | Economic | GWh | Before Competition Groups | 38.7314 | 0 | 0 | 3399.0209 | 0.011395 | 16 | Industrial_2021_Economic_GWh_Before Competition Groups_16 | Refiner Plate Improvements | 1.139% | 0 | 38.7314 | Industrial_2021_Economic_GWh_Before Competition Groups_Refiner Plate Improvements
Industrial | Ind ¦ VAV Conversion Project | 2021 | Economic | GWh | Before Competition Groups | 28.2103 | 0 | 0 | 3399.0209 | 0.0082995 | 17 | Industrial_2021_Economic_GWh_Before Competition Groups_17 | VAV Conversion Project | 0.83% | 0 | 28.2103 | Industrial_2021_Economic_GWh_Before Competition Groups_VAV Conversion Project
Industrial | Ind ¦ Improved Controls - Process Cooling | 2021 | Economic | GWh | Before Competition Groups | 22.3776 | 0 | 0 | 3399.0209 | 0.0065835 | 18 | Industrial_2021_Economic_GWh_Before Competition Groups_18 | Improved Controls - Process Cooling | 0.6584% | 0 | 22.3776 | Industrial_2021_Economic_GWh_Before Competition Groups_Improved Controls - Process Cooling
Industrial | Ind ¦ Process Improvements | 2021 | Economic | GWh | Before Competition Groups | 18.1368 | 0 | 0 | 3399.0209 | 0.0053359 | 19 | Industrial_2021_Economic_GWh_Before Competition Groups_19 | Process Improvements | 0.5336% | 0 | 18.1368 | Industrial_2021_Economic_GWh_Before Competition Groups_Process Improvements
Industrial | Ind ¦ High Efficiency Battery Charger | 2021 | Economic | GWh | Before Competition Groups | 16.8386 | 0 | 0 | 3399.0209 | 0.0049539 | 20 | Industrial_2021_Economic_GWh_Before Competition Groups_20 | High Efficiency Battery Charger | 0.4954% | 0 | 16.8386 | Industrial_2021_Economic_GWh_Before Competition Groups_High Efficiency Battery Charger
Industrial | Ind ¦ Improved Controls - Process Heating | 2021 | Economic | GWh | Before Competition Groups | 10.851 | 0 | 0 | 3399.0209 | 0.0031924 | 21 | Industrial_2021_Economic_GWh_Before Competition Groups_21 | Improved Controls - Process Heating | 0.3192% | 0 | 10.851 | Industrial_2021_Economic_GWh_Before Competition Groups_Improved Controls - Process Heating
Industrial | Ind ¦ Refrigeration Compressor VFD | 2021 | Economic | GWh | Before Competition Groups | 9.2923 | 0 | 0 | 3399.0209 | 0.0027338 | 22 | Industrial_2021_Economic_GWh_Before Competition Groups_22 | Refrigeration Compressor VFD | 0.2734% | 0 | 9.2923 | Industrial_2021_Economic_GWh_Before Competition Groups_Refrigeration Compressor VFD
Industrial | Ind ¦ Cooling Tower Optimization | 2021 | Economic | GWh | Before Competition Groups | 9.2349 | 0 | 0 | 3399.0209 | 0.0027169 | 23 | Industrial_2021_Economic_GWh_Before Competition Groups_23 | Cooling Tower Optimization | 0.2717% | 0 | 9.2349 | Industrial_2021_Economic_GWh_Before Competition Groups_Cooling Tower Optimization
Industrial | Ind ¦ Engine Block Heater Timer | 2021 | Economic | GWh | Before Competition Groups | 6.9105 | 0 | 0 | 3399.0209 | 0.0020331 | 24 | Industrial_2021_Economic_GWh_Before Competition Groups_24 | Engine Block Heater Timer | 0.2033% | 0 | 6.9105 | Industrial_2021_Economic_GWh_Before Competition Groups_Engine Block Heater Timer
Industrial | Ind ¦ Free Cooling | 2021 | Economic | GWh | Before Competition Groups | 5.5447 | 0 | 0 | 3399.0209 | 0.0016313 | 25 | Industrial_2021_Economic_GWh_Before Competition Groups_25 | Free Cooling | 0.1631% | 0 | 5.5447 | Industrial_2021_Economic_GWh_Before Competition Groups_Free Cooling
Industrial | Ind ¦ Ventilation Optimization | 2021 | Economic | GWh | Before Competition Groups | 4.2378 | 0 | 0 | 3399.0209 | 0.0012468 | 26 | Industrial_2021_Economic_GWh_Before Competition Groups_26 | Ventilation Optimization | 0.1247% | 0 | 4.2378 | Industrial_2021_Economic_GWh_Before Competition Groups_Ventilation Optimization
Industrial | Ind ¦ Efficient Irrigation | 2021 | Economic | GWh | Before Competition Groups | 4.11 | 0 | 0 | 3399.0209 | 0.0012092 | 27 | Industrial_2021_Economic_GWh_Before Competition Groups_27 | Efficient Irrigation | 0.1209% | 0 | 4.11 | Industrial_2021_Economic_GWh_Before Competition Groups_Efficient Irrigation
Industrial | Ind ¦ Air Compressor Heat Recovery | 2021 | Economic | GWh | Before Competition Groups | 3.0748 | 0 | 0 | 3399.0209 | 0.00090462 | 28 | Industrial_2021_Economic_GWh_Before Competition Groups_28 | Air Compressor Heat Recovery | 0.09046% | 0 | 3.0748 | Industrial_2021_Economic_GWh_Before Competition Groups_Air Compressor Heat Recovery
Industrial | Ind ¦ Dairy Pre-Cooler | 2021 | Economic | GWh | Before Competition Groups | 1.2485 | 0 | 0 | 3399.0209 | 0.00036732 | 29 | Industrial_2021_Economic_GWh_Before Competition Groups_29 | Dairy Pre-Cooler | 0.03673% | 0 | 1.2485 | Industrial_2021_Economic_GWh_Before Competition Groups_Dairy Pre-Cooler
Industrial | Ind ¦ Efficient Refrigeration Compressor | 2021 | Economic | GWh | Before Competition Groups | 0.78947 | 0 | 0 | 3399.0209 | 0.00023226 | 30 | Industrial_2021_Economic_GWh_Before Competition Groups_30 | Efficient Refrigeration Compressor | 0.02323% | 0 | 0.78947 | Industrial_2021_Economic_GWh_Before Competition Groups_Efficient Refrigeration Compressor
Industrial | Ind ¦ Dairy Water Heater | 2021 | Economic | GWh | Before Competition Groups | 0.069432 | 0 | 0 | 3399.0209 | 2.0427e-05 | 31 | Industrial_2021_Economic_GWh_Before Competition Groups_31 | Dairy Water Heater | 0.002043% | 0 | 0.069432 | Industrial_2021_Economic_GWh_Before Competition Groups_Dairy Water Heater
Industrial | Ind ¦ Heat Lamps/Heat Pad | 2021 | Economic | GWh | Before Competition Groups | 0 | 0 | 0 | 3399.0209 | 0 | 32 | Industrial_2021_Economic_GWh_Before Competition Groups_32 | Heat Lamps/Heat Pad | 0% | 0 | 0 | Industrial_2021_Economic_GWh_Before Competition Groups_Heat Lamps/Heat Pad
Industrial | Ind ¦ Pump System Optimization | 2021 | SC A | GWh | Before Competition Groups | 69.7004 | 0 | 0 | 342.7337 | 0.20337 | 1 | Industrial_2021_SC A_GWh_Before Competition Groups_1 | Pump System Optimization | 20.34% | 0 | 69.7004 | Industrial_2021_SC A_GWh_Before Competition Groups_Pump System Optimization
Industrial | Ind ¦ Air Compressor Optimization | 2021 | SC A | GWh | Before Competition Groups | 69.4072 | 0 | 0 | 342.7337 | 0.20251 | 2 | Industrial_2021_SC A_GWh_Before Competition Groups_2 | Air Compressor Optimization | 20.25% | 0 | 69.4072 | Industrial_2021_SC A_GWh_Before Competition Groups_Air Compressor Optimization
Industrial | Ind ¦ Air Leak Survey and Repair | 2021 | SC A | GWh | Before Competition Groups | 35.3155 | 0 | 0 | 342.7337 | 0.10304 | 3 | Industrial_2021_SC A_GWh_Before Competition Groups_3 | Air Leak Survey and Repair | 10.3% | 0 | 35.3155 | Industrial_2021_SC A_GWh_Before Competition Groups_Air Leak Survey and Repair
Industrial | Ind ¦ Pump Equipment Upgrade | 2021 | SC A | GWh | Before Competition Groups | 34.9167 | 0 | 0 | 342.7337 | 0.10188 | 4 | Industrial_2021_SC A_GWh_Before Competition Groups_4 | Pump Equipment Upgrade | 10.19% | 0 | 34.9167 | Industrial_2021_SC A_GWh_Before Competition Groups_Pump Equipment Upgrade
Industrial | Ind ¦ Recommissioning | 2021 | SC A | GWh | Before Competition Groups | 24.9924 | 0 | 0 | 342.7337 | 0.072921 | 5 | Industrial_2021_SC A_GWh_Before Competition Groups_5 | Recommissioning | 7.292% | 0 | 24.9924 | Industrial_2021_SC A_GWh_Before Competition Groups_Recommissioning
Industrial | Ind ¦ SEM | 2021 | SC A | GWh | Before Competition Groups | 24.9924 | 0 | 0 | 342.7337 | 0.072921 | 6 | Industrial_2021_SC A_GWh_Before Competition Groups_6 | SEM | 7.292% | 0 | 24.9924 | Industrial_2021_SC A_GWh_Before Competition Groups_SEM
Industrial | Ind ¦ High Efficiency HVAC Fans | 2021 | SC A | GWh | Before Competition Groups | 19.9325 | 0 | 0 | 342.7337 | 0.058157 | 7 | Industrial_2021_SC A_GWh_Before Competition Groups_7 | High Efficiency HVAC Fans | 5.816% | 0 | 19.9325 | Industrial_2021_SC A_GWh_Before Competition Groups_High Efficiency HVAC Fans
Industrial | Ind ¦ Efficient Compressed Air Nozzles | 2021 | SC A | GWh | Before Competition Groups | 14.9973 | 0 | 0 | 342.7337 | 0.043758 | 8 | Industrial_2021_SC A_GWh_Before Competition Groups_8 | Efficient Compressed Air Nozzles | 4.376% | 0 | 14.9973 | Industrial_2021_SC A_GWh_Before Competition Groups_Efficient Compressed Air Nozzles
Industrial | Ind ¦ Greenhouse Grow Lights | 2021 | SC A | GWh | Before Competition Groups | 12.5983 | 0 | 0 | 342.7337 | 0.036758 | 9 | Industrial_2021_SC A_GWh_Before Competition Groups_9 | Greenhouse Grow Lights | 3.676% | 0 | 12.5983 | Industrial_2021_SC A_GWh_Before Competition Groups_Greenhouse Grow Lights
Industrial | Ind ¦ Fan System Optimization | 2021 | SC A | GWh | Before Competition Groups | 9.3971 | 0 | 0 | 342.7337 | 0.027418 | 10 | Industrial_2021_SC A_GWh_Before Competition Groups_10 | Fan System Optimization | 2.742% | 0 | 9.3971 | Industrial_2021_SC A_GWh_Before Competition Groups_Fan System Optimization
Industrial | Ind ¦ Material Handling Improvements | 2021 | SC A | GWh | Before Competition Groups | 7.6483 | 0 | 0 | 342.7337 | 0.022316 | 11 | Industrial_2021_SC A_GWh_Before Competition Groups_11 | Material Handling Improvements | 2.232% | 0 | 7.6483 | Industrial_2021_SC A_GWh_Before Competition Groups_Material Handling Improvements
Industrial | Ind ¦ Process Optimization (Elec) | 2021 | SC A | GWh | Before Competition Groups | 4.7797 | 0 | 0 | 342.7337 | 0.013946 | 12 | Industrial_2021_SC A_GWh_Before Competition Groups_12 | Process Optimization (Elec) | 1.395% | 0 | 4.7797 | Industrial_2021_SC A_GWh_Before Competition Groups_Process Optimization (Elec)
Industrial | Ind ¦ Process Heat Recovery | 2021 | SC A | GWh | Before Competition Groups | 2.117 | 0 | 0 | 342.7337 | 0.0061767 | 13 | Industrial_2021_SC A_GWh_Before Competition Groups_13 | Process Heat Recovery | 0.6177% | 0 | 2.117 | Industrial_2021_SC A_GWh_Before Competition Groups_Process Heat Recovery
Industrial | Ind ¦ Refiner Plate Improvements | 2021 | SC A | GWh | Before Competition Groups | 1.7756 | 0 | 0 | 342.7337 | 0.0051808 | 14 | Industrial_2021_SC A_GWh_Before Competition Groups_14 | Refiner Plate Improvements | 0.5181% | 0 | 1.7756 | Industrial_2021_SC A_GWh_Before Competition Groups_Refiner Plate Improvements
Industrial | Ind ¦ VAV Conversion Project | 2021 | SC A | GWh | Before Competition Groups | 1.5342 | 0 | 0 | 342.7337 | 0.0044763 | 15 | Industrial_2021_SC A_GWh_Before Competition Groups_15 | VAV Conversion Project | 0.4476% | 0 | 1.5342 | Industrial_2021_SC A_GWh_Before Competition Groups_VAV Conversion Project
Industrial | Ind ¦ Pulp and Paper Process Improvements | 2021 | SC A | GWh | Before Competition Groups | 1.4513 | 0 | 0 | 342.7337 | 0.0042344 | 16 | Industrial_2021_SC A_GWh_Before Competition Groups_16 | Pulp and Paper Process Improvements | 0.4234% | 0 | 1.4513 | Industrial_2021_SC A_GWh_Before Competition Groups_Pulp and Paper Process Improvements
Industrial | Ind ¦ Improved Controls - Process Cooling | 2021 | SC A | GWh | Before Competition Groups | 1.2525 | 0 | 0 | 342.7337 | 0.0036544 | 17 | Industrial_2021_SC A_GWh_Before Competition Groups_17 | Improved Controls - Process Cooling | 0.3654% | 0 | 1.2525 | Industrial_2021_SC A_GWh_Before Competition Groups_Improved Controls - Process Cooling
Industrial | Ind ¦ Refrigeration Compressor VFD | 2021 | SC A | GWh | Before Competition Groups | 1.1518 | 0 | 0 | 342.7337 | 0.0033607 | 18 | Industrial_2021_SC A_GWh_Before Competition Groups_18 | Refrigeration Compressor VFD | 0.3361% | 0 | 1.1518 | Industrial_2021_SC A_GWh_Before Competition Groups_Refrigeration Compressor VFD
Industrial | Ind ¦ High Efficiency Battery Charger | 2021 | SC A | GWh | Before Competition Groups | 1.0238 | 0 | 0 | 342.7337 | 0.002987 | 19 | Industrial_2021_SC A_GWh_Before Competition Groups_19 | High Efficiency Battery Charger | 0.2987% | 0 | 1.0238 | Industrial_2021_SC A_GWh_Before Competition Groups_High Efficiency Battery Charger
Industrial | Ind ¦ Process Improvements | 2021 | SC A | GWh | Before Competition Groups | 0.96172 | 0 | 0 | 342.7337 | 0.002806 | 20 | Industrial_2021_SC A_GWh_Before Competition Groups_20 | Process Improvements | 0.2806% | 0 | 0.96172 | Industrial_2021_SC A_GWh_Before Competition Groups_Process Improvements
Industrial | Ind ¦ Ventilation Optimization | 2021 | SC A | GWh | Before Competition Groups | 0.64002 | 0 | 0 | 342.7337 | 0.0018674 | 21 | Industrial_2021_SC A_GWh_Before Competition Groups_21 | Ventilation Optimization | 0.1867% | 0 | 0.64002 | Industrial_2021_SC A_GWh_Before Competition Groups_Ventilation Optimization
Industrial | Ind ¦ Improved Controls - Process Heating | 2021 | SC A | GWh | Before Competition Groups | 0.61807 | 0 | 0 | 342.7337 | 0.0018034 | 22 | Industrial_2021_SC A_GWh_Before Competition Groups_22 | Improved Controls - Process Heating | 0.1803% | 0 | 0.61807 | Industrial_2021_SC A_GWh_Before Competition Groups_Improved Controls - Process Heating
Industrial | Ind ¦ Engine Block Heater Timer | 2021 | SC A | GWh | Before Competition Groups | 0.37738 | 0 | 0 | 342.7337 | 0.0011011 | 23 | Industrial_2021_SC A_GWh_Before Competition Groups_23 | Engine Block Heater Timer | 0.1101% | 0 | 0.37738 | Industrial_2021_SC A_GWh_Before Competition Groups_Engine Block Heater Timer
Industrial | Ind ¦ HE Lighting | 2021 | SC A | GWh | Before Competition Groups | 0.27429 | 0 | 0 | 342.7337 | 0.00080031 | 24 | Industrial_2021_SC A_GWh_Before Competition Groups_24 | HE Lighting | 0.08003% | 0 | 0.27429 | Industrial_2021_SC A_GWh_Before Competition Groups_HE Lighting
Industrial | Ind ¦ Dairy Pre-Cooler | 2021 | SC A | GWh | Before Competition Groups | 0.27233 | 0 | 0 | 342.7337 | 0.0007946 | 25 | Industrial_2021_SC A_GWh_Before Competition Groups_25 | Dairy Pre-Cooler | 0.07946% | 0 | 0.27233 | Industrial_2021_SC A_GWh_Before Competition Groups_Dairy Pre-Cooler
Industrial | Ind ¦ Efficient Refrigeration Compressor | 2021 | SC A | GWh | Before Competition Groups | 0.22448 | 0 | 0 | 342.7337 | 0.00065497 | 26 | Industrial_2021_SC A_GWh_Before Competition Groups_26 | Efficient Refrigeration Compressor | 0.0655% | 0 | 0.22448 | Industrial_2021_SC A_GWh_Before Competition Groups_Efficient Refrigeration Compressor
Industrial | Ind ¦ Air Compressor Heat Recovery | 2021 | SC A | GWh | Before Competition Groups | 0.17249 | 0 | 0 | 342.7337 | 0.00050327 | 27 | Industrial_2021_SC A_GWh_Before Competition Groups_27 | Air Compressor Heat Recovery | 0.05033% | 0 | 0.17249 | Industrial_2021_SC A_GWh_Before Competition Groups_Air Compressor Heat Recovery
Industrial | Ind ¦ Cooling Tower Optimization | 2021 | SC A | GWh | Before Competition Groups | 0.14865 | 0 | 0 | 342.7337 | 0.00043372 | 28 | Industrial_2021_SC A_GWh_Before Competition Groups_28 | Cooling Tower Optimization | 0.04337% | 0 | 0.14865 | Industrial_2021_SC A_GWh_Before Competition Groups_Cooling Tower Optimization
Industrial | Ind ¦ Efficient Irrigation | 2021 | SC A | GWh | Before Competition Groups | 0.045809 | 0 | 0 | 342.7337 | 0.00013366 | 29 | Industrial_2021_SC A_GWh_Before Competition Groups_29 | Efficient Irrigation | 0.01337% | 0 | 0.045809 | Industrial_2021_SC A_GWh_Before Competition Groups_Efficient Irrigation
Industrial | Ind ¦ Dairy Water Heater | 2021 | SC A | GWh | Before Competition Groups | 0.012366 | 0 | 0 | 342.7337 | 3.608e-05 | 30 | Industrial_2021_SC A_GWh_Before Competition Groups_30 | Dairy Water Heater | 0.003608% | 0 | 0.012366 | Industrial_2021_SC A_GWh_Before Competition Groups_Dairy Water Heater
Industrial | Ind ¦ Free Cooling | 2021 | SC A | GWh | Before Competition Groups | 0.0024136 | 0 | 0 | 342.7337 | 7.0423e-06 | 31 | Industrial_2021_SC A_GWh_Before Competition Groups_31 | Free Cooling | 0.0007042% | 0 | 0.0024136 | Industrial_2021_SC A_GWh_Before Competition Groups_Free Cooling
Industrial | Ind ¦ Heat Lamps/Heat Pad | 2021 | SC A | GWh | Before Competition Groups | 0 | 0 | 0 | 342.7337 | 0 | 32 | Industrial_2021_SC A_GWh_Before Competition Groups_32 | Heat Lamps/Heat Pad | 0% | 0 | 0 | Industrial_2021_SC A_GWh_Before Competition Groups_Heat Lamps/Heat Pad
Industrial | Ind ¦ Air Leak Survey and Repair | 2021 | SC B | GWh | Before Competition Groups | 94.4915 | 0 | 0 | 566.6305 | 0.16676 | 1 | Industrial_2021_SC B_GWh_Before Competition Groups_1 | Air Leak Survey and Repair | 16.68% | 0 | 94.4915 | Industrial_2021_SC B_GWh_Before Competition Groups_Air Leak Survey and Repair
Industrial | Ind ¦ Pump System Optimization | 2021 | SC B | GWh | Before Competition Groups | 69.7004 | 0 | 0 | 566.6305 | 0.12301 | 2 | Industrial_2021_SC B_GWh_Before Competition Groups_2 | Pump System Optimization | 12.3% | 0 | 69.7004 | Industrial_2021_SC B_GWh_Before Competition Groups_Pump System Optimization
Industrial | Ind ¦ Air Compressor Optimization | 2021 | SC B | GWh | Before Competition Groups | 69.4072 | 0 | 0 | 566.6305 | 0.12249 | 3 | Industrial_2021_SC B_GWh_Before Competition Groups_3 | Air Compressor Optimization | 12.25% | 0 | 69.4072 | Industrial_2021_SC B_GWh_Before Competition Groups_Air Compressor Optimization
Industrial | Ind ¦ Recommissioning | 2021 | SC B | GWh | Before Competition Groups | 66.8714 | 0 | 0 | 566.6305 | 0.11802 | 4 | Industrial_2021_SC B_GWh_Before Competition Groups_4 | Recommissioning | 11.8% | 0 | 66.8714 | Industrial_2021_SC B_GWh_Before Competition Groups_Recommissioning
Industrial | Ind ¦ SEM | 2021 | SC B | GWh | Before Competition Groups | 66.8714 | 0 | 0 | 566.6305 | 0.11802 | 5 | Industrial_2021_SC B_GWh_Before Competition Groups_5 | SEM | 11.8% | 0 | 66.8714 | Industrial_2021_SC B_GWh_Before Competition Groups_SEM
Industrial | Ind ¦ Efficient Compressed Air Nozzles | 2021 | SC B | GWh | Before Competition Groups | 39.9749 | 0 | 0 | 566.6305 | 0.070548 | 6 | Industrial_2021_SC B_GWh_Before Competition Groups_6 | Efficient Compressed Air Nozzles | 7.055% | 0 | 39.9749 | Industrial_2021_SC B_GWh_Before Competition Groups_Efficient Compressed Air Nozzles
Industrial | Ind ¦ Pump Equipment Upgrade | 2021 | SC B | GWh | Before Competition Groups | 34.9167 | 0 | 0 | 566.6305 | 0.061622 | 7 | Industrial_2021_SC B_GWh_Before Competition Groups_7 | Pump Equipment Upgrade | 6.162% | 0 | 34.9167 | Industrial_2021_SC B_GWh_Before Competition Groups_Pump Equipment Upgrade
Industrial | Ind ¦ High Efficiency HVAC Fans | 2021 | SC B | GWh | Before Competition Groups | 34.1549 | 0 | 0 | 566.6305 | 0.060277 | 8 | Industrial_2021_SC B_GWh_Before Competition Groups_8 | High Efficiency HVAC Fans | 6.028% | 0 | 34.1549 | Industrial_2021_SC B_GWh_Before Competition Groups_High Efficiency HVAC Fans
Industrial | Ind ¦ Greenhouse Grow Lights | 2021 | SC B | GWh | Before Competition Groups | 17.2263 | 0 | 0 | 566.6305 | 0.030401 | 9 | Industrial_2021_SC B_GWh_Before Competition Groups_9 | Greenhouse Grow Lights | 3.04% | 0 | 17.2263 | Industrial_2021_SC B_GWh_Before Competition Groups_Greenhouse Grow Lights
Industrial | Ind ¦ Material Handling Improvements | 2021 | SC B | GWh | Before Competition Groups | 11.4924 | 0 | 0 | 566.6305 | 0.020282 | 10 | Industrial_2021_SC B_GWh_Before Competition Groups_10 | Material Handling Improvements | 2.028% | 0 | 11.4924 | Industrial_2021_SC B_GWh_Before Competition Groups_Material Handling Improvements
Industrial | Ind ¦ Fan System Optimization | 2021 | SC B | GWh | Before Competition Groups | 10.2676 | 0 | 0 | 566.6305 | 0.01812 | 11 | Industrial_2021_SC B_GWh_Before Competition Groups_11 | Fan System Optimization | 1.812% | 0 | 10.2676 | Industrial_2021_SC B_GWh_Before Competition Groups_Fan System Optimization
Industrial | Ind ¦ Pulp and Paper Process Improvements | 2021 | SC B | GWh | Before Competition Groups | 9.3766 | 0 | 0 | 566.6305 | 0.016548 | 12 | Industrial_2021_SC B_GWh_Before Competition Groups_12 | Pulp and Paper Process Improvements | 1.655% | 0 | 9.3766 | Industrial_2021_SC B_GWh_Before Competition Groups_Pulp and Paper Process Improvements
Industrial | Ind ¦ Process Heat Recovery | 2021 | SC B | GWh | Before Competition Groups | 5.6632 | 0 | 0 | 566.6305 | 0.0099946 | 13 | Industrial_2021_SC B_GWh_Before Competition Groups_13 | Process Heat Recovery | 0.9995% | 0 | 5.6632 | Industrial_2021_SC B_GWh_Before Competition Groups_Process Heat Recovery
Industrial | Ind ¦ Process Optimization (Elec) | 2021 | SC B | GWh | Before Competition Groups | 4.7797 | 0 | 0 | 566.6305 | 0.0084353 | 14 | Industrial_2021_SC B_GWh_Before Competition Groups_14 | Process Optimization (Elec) | 0.8435% | 0 | 4.7797 | Industrial_2021_SC B_GWh_Before Competition Groups_Process Optimization (Elec)
Industrial | Ind ¦ Refiner Plate Improvements | 2021 | SC B | GWh | Before Competition Groups | 4.7458 | 0 | 0 | 566.6305 | 0.0083755 | 15 | Industrial_2021_SC B_GWh_Before Competition Groups_15 | Refiner Plate Improvements | 0.8376% | 0 | 4.7458 | Industrial_2021_SC B_GWh_Before Competition Groups_Refiner Plate Improvements
Industrial | Ind ¦ VAV Conversion Project | 2021 | SC B | GWh | Before Competition Groups | 4.1867 | 0 | 0 | 566.6305 | 0.0073887 | 16 | Industrial_2021_SC B_GWh_Before Competition Groups_16 | VAV Conversion Project | 0.7389% | 0 | 4.1867 | Industrial_2021_SC B_GWh_Before Competition Groups_VAV Conversion Project
Industrial | Ind ¦ HE Lighting | 2021 | SC B | GWh | Before Competition Groups | 4.0414 | 0 | 0 | 566.6305 | 0.0071323 | 17 | Industrial_2021_SC B_GWh_Before Competition Groups_17 | HE Lighting | 0.7132% | 0 | 4.0414 | Industrial_2021_SC B_GWh_Before Competition Groups_HE Lighting
Industrial | Ind ¦ Improved Controls - Process Cooling | 2021 | SC B | GWh | Before Competition Groups | 3.3563 | 0 | 0 | 566.6305 | 0.0059233 | 18 | Industrial_2021_SC B_GWh_Before Competition Groups_18 | Improved Controls - Process Cooling | 0.5923% | 0 | 3.3563 | Industrial_2021_SC B_GWh_Before Competition Groups_Improved Controls - Process Cooling
Industrial | Ind ¦ High Efficiency Battery Charger | 2021 | SC B | GWh | Before Competition Groups | 2.8146 | 0 | 0 | 566.6305 | 0.0049672 | 19 | Industrial_2021_SC B_GWh_Before Competition Groups_19 | High Efficiency Battery Charger | 0.4967% | 0 | 2.8146 | Industrial_2021_SC B_GWh_Before Competition Groups_High Efficiency Battery Charger
Industrial | Ind ¦ Process Improvements | 2021 | SC B | GWh | Before Competition Groups | 2.6848 | 0 | 0 | 566.6305 | 0.0047383 | 20 | Industrial_2021_SC B_GWh_Before Competition Groups_20 | Process Improvements | 0.4738% | 0 | 2.6848 | Industrial_2021_SC B_GWh_Before Competition Groups_Process Improvements
Industrial | Ind ¦ Ventilation Optimization | 2021 | SC B | GWh | Before Competition Groups | 1.8634 | 0 | 0 | 566.6305 | 0.0032886 | 21 | Industrial_2021_SC B_GWh_Before Competition Groups_21 | Ventilation Optimization | 0.3289% | 0 | 1.8634 | Industrial_2021_SC B_GWh_Before Competition Groups_Ventilation Optimization
Industrial | Ind ¦ Improved Controls - Process Heating | 2021 | SC B | GWh | Before Competition Groups | 1.6567 | 0 | 0 | 566.6305 | 0.0029238 | 22 | Industrial_2021_SC B_GWh_Before Competition Groups_22 | Improved Controls - Process Heating | 0.2924% | 0 | 1.6567 | Industrial_2021_SC B_GWh_Before Competition Groups_Improved Controls - Process Heating
Industrial | Ind ¦ Refrigeration Compressor VFD | 2021 | SC B | GWh | Before Competition Groups | 1.5199 | 0 | 0 | 566.6305 | 0.0026824 | 23 | Industrial_2021_SC B_GWh_Before Competition Groups_23 | Refrigeration Compressor VFD | 0.2682% | 0 | 1.5199 | Industrial_2021_SC B_GWh_Before Competition Groups_Refrigeration Compressor VFD
Industrial | Ind ¦ Cooling Tower Optimization | 2021 | SC B | GWh | Before Competition Groups | 1.3917 | 0 | 0 | 566.6305 | 0.0024561 | 24 | Industrial_2021_SC B_GWh_Before Competition Groups_24 | Cooling Tower Optimization | 0.2456% | 0 | 1.3917 | Industrial_2021_SC B_GWh_Before Competition Groups_Cooling Tower Optimization
Industrial | Ind ¦ Engine Block Heater Timer | 2021 | SC B | GWh | Before Competition Groups | 1.0115 | 0 | 0 | 566.6305 | 0.0017851 | 25 | Industrial_2021_SC B_GWh_Before Competition Groups_25 | Engine Block Heater Timer | 0.1785% | 0 | 1.0115 | Industrial_2021_SC B_GWh_Before Competition Groups_Engine Block Heater Timer
Industrial | Ind ¦ Free Cooling | 2021 | SC B | GWh | Before Competition Groups | 0.90315 | 0 | 0 | 566.6305 | 0.0015939 | 26 | Industrial_2021_SC B_GWh_Before Competition Groups_26 | Free Cooling | 0.1594% | 0 | 0.90315 | Industrial_2021_SC B_GWh_Before Competition Groups_Free Cooling
Industrial | Ind ¦ Air Compressor Heat Recovery | 2021 | SC B | GWh | Before Competition Groups | 0.46154 | 0 | 0 | 566.6305 | 0.00081453 | 27 | Industrial_2021_SC B_GWh_Before Competition Groups_27 | Air Compressor Heat Recovery | 0.08145% | 0 | 0.46154 | Industrial_2021_SC B_GWh_Before Competition Groups_Air Compressor Heat Recovery
Industrial | Ind ¦ Dairy Pre-Cooler | 2021 | SC B | GWh | Before Competition Groups | 0.36892 | 0 | 0 | 566.6305 | 0.00065108 | 28 | Industrial_2021_SC B_GWh_Before Competition Groups_28 | Dairy Pre-Cooler | 0.06511% | 0 | 0.36892 | Industrial_2021_SC B_GWh_Before Competition Groups_Dairy Pre-Cooler
Industrial | Ind ¦ Efficient Refrigeration Compressor | 2021 | SC B | GWh | Before Competition Groups | 0.28028 | 0 | 0 | 566.6305 | 0.00049464 | 29 | Industrial_2021_SC B_GWh_Before Competition Groups_29 | Efficient Refrigeration Compressor | 0.04946% | 0 | 0.28028 | Industrial_2021_SC B_GWh_Before Competition Groups_Efficient Refrigeration Compressor
Industrial | Ind ¦ Efficient Irrigation | 2021 | SC B | GWh | Before Competition Groups | 0.1299 | 0 | 0 | 566.6305 | 0.00022925 | 30 | Industrial_2021_SC B_GWh_Before Competition Groups_30 | Efficient Irrigation | 0.02292% | 0 | 0.1299 | Industrial_2021_SC B_GWh_Before Competition Groups_Efficient Irrigation
Industrial | Ind ¦ Dairy Water Heater | 2021 | SC B | GWh | Before Competition Groups | 0.019602 | 0 | 0 | 566.6305 | 3.4594e-05 | 31 | Industrial_2021_SC B_GWh_Before Competition Groups_31 | Dairy Water Heater | 0.003459% | 0 | 0.019602 | Industrial_2021_SC B_GWh_Before Competition Groups_Dairy Water Heater
Industrial | Ind ¦ Heat Lamps/Heat Pad | 2021 | SC B | GWh | Before Competition Groups | 0 | 0 | 0 | 566.6305 | 0 | 32 | Industrial_2021_SC B_GWh_Before Competition Groups_32 | Heat Lamps/Heat Pad | 0% | 0 | 0 | Industrial_2021_SC B_GWh_Before Competition Groups_Heat Lamps/Heat Pad
Industrial | Ind ¦ Pump System Optimization | 2021 | SC C | GWh | Before Competition Groups | 69.7004 | 0 | 0 | 352.0295 | 0.198 | 1 | Industrial_2021_SC C_GWh_Before Competition Groups_1 | Pump System Optimization | 19.8% | 0 | 69.7004 | Industrial_2021_SC C_GWh_Before Competition Groups_Pump System Optimization
Industrial | Ind ¦ Air Compressor Optimization | 2021 | SC C | GWh | Before Competition Groups | 69.4072 | 0 | 0 | 352.0295 | 0.19716 | 2 | Industrial_2021_SC C_GWh_Before Competition Groups_2 | Air Compressor Optimization | 19.72% | 0 | 69.4072 | Industrial_2021_SC C_GWh_Before Competition Groups_Air Compressor Optimization
Industrial | Ind ¦ Air Leak Survey and Repair | 2021 | SC C | GWh | Before Competition Groups | 35.3155 | 0 | 0 | 352.0295 | 0.10032 | 3 | Industrial_2021_SC C_GWh_Before Competition Groups_3 | Air Leak Survey and Repair | 10.03% | 0 | 35.3155 | Industrial_2021_SC C_GWh_Before Competition Groups_Air Leak Survey and Repair
Industrial | Ind ¦ Pump Equipment Upgrade | 2021 | SC C | GWh | Before Competition Groups | 34.9167 | 0 | 0 | 352.0295 | 0.099187 | 4 | Industrial_2021_SC C_GWh_Before Competition Groups_4 | Pump Equipment Upgrade | 9.919% | 0 | 34.9167 | Industrial_2021_SC C_GWh_Before Competition Groups_Pump Equipment Upgrade
Industrial | Ind ¦ Recommissioning | 2021 | SC C | GWh | Before Competition Groups | 24.9924 | 0 | 0 | 352.0295 | 0.070995 | 5 | Industrial_2021_SC C_GWh_Before Competition Groups_5 | Recommissioning | 7.1% | 0 | 24.9924 | Industrial_2021_SC C_GWh_Before Competition Groups_Recommissioning
Industrial | Ind ¦ SEM | 2021 | SC C | GWh | Before Competition Groups | 24.9924 | 0 | 0 | 352.0295 | 0.070995 | 6 | Industrial_2021_SC C_GWh_Before Competition Groups_6 | SEM | 7.1% | 0 | 24.9924 | Industrial_2021_SC C_GWh_Before Competition Groups_SEM
Industrial | Ind ¦ High Efficiency HVAC Fans | 2021 | SC C | GWh | Before Competition Groups | 19.9325 | 0 | 0 | 352.0295 | 0.056622 | 7 | Industrial_2021_SC C_GWh_Before Competition Groups_7 | High Efficiency HVAC Fans | 5.662% | 0 | 19.9325 | Industrial_2021_SC C_GWh_Before Competition Groups_High Efficiency HVAC Fans
Industrial | Ind ¦ Efficient Compressed Air Nozzles | 2021 | SC C | GWh | Before Competition Groups | 14.9973 | 0 | 0 | 352.0295 | 0.042603 | 8 | Industrial_2021_SC C_GWh_Before Competition Groups_8 | Efficient Compressed Air Nozzles | 4.26% | 0 | 14.9973 | Industrial_2021_SC C_GWh_Before Competition Groups_Efficient Compressed Air Nozzles
Industrial | Ind ¦ Greenhouse Grow Lights | 2021 | SC C | GWh | Before Competition Groups | 14.1716 | 0 | 0 | 352.0295 | 0.040257 | 9 | Industrial_2021_SC C_GWh_Before Competition Groups_9 | Greenhouse Grow Lights | 4.026% | 0 | 14.1716 | Industrial_2021_SC C_GWh_Before Competition Groups_Greenhouse Grow Lights
Industrial | Ind ¦ Fan System Optimization | 2021 | SC C | GWh | Before Competition Groups | 10.2676 | 0 | 0 | 352.0295 | 0.029167 | 10 | Industrial_2021_SC C_GWh_Before Competition Groups_10 | Fan System Optimization | 2.917% | 0 | 10.2676 | Industrial_2021_SC C_GWh_Before Competition Groups_Fan System Optimization
Industrial | Ind ¦ Material Handling Improvements | 2021 | SC C | GWh | Before Competition Groups | 7.6483 | 0 | 0 | 352.0295 | 0.021726 | 11 | Industrial_2021_SC C_GWh_Before Competition Groups_11 | Material Handling Improvements | 2.173% | 0 | 7.6483 | Industrial_2021_SC C_GWh_Before Competition Groups_Material Handling Improvements
Industrial | Ind ¦ Process Optimization (Elec) | 2021 | SC C | GWh | Before Competition Groups | 4.7797 | 0 | 0 | 352.0295 | 0.013577 | 12 | Industrial_2021_SC C_GWh_Before Competition Groups_12 | Process Optimization (Elec) | 1.358% | 0 | 4.7797 | Industrial_2021_SC C_GWh_Before Competition Groups_Process Optimization (Elec)
Industrial | Ind ¦ Pulp and Paper Process Improvements | 2021 | SC C | GWh | Before Competition Groups | 3.5061 | 0 | 0 | 352.0295 | 0.0099596 | 13 | Industrial_2021_SC C_GWh_Before Competition Groups_13 | Pulp and Paper Process Improvements | 0.996% | 0 | 3.5061 | Industrial_2021_SC C_GWh_Before Competition Groups_Pulp and Paper Process Improvements
Industrial | Ind ¦ Process Heat Recovery | 2021 | SC C | GWh | Before Competition Groups | 2.117 | 0 | 0 | 352.0295 | 0.0060136 | 14 | Industrial_2021_SC C_GWh_Before Competition Groups_14 | Process Heat Recovery | 0.6014% | 0 | 2.117 | Industrial_2021_SC C_GWh_Before Competition Groups_Process Heat Recovery
Industrial | Ind ¦ Ventilation Optimization | 2021 | SC C | GWh | Before Competition Groups | 1.8634 | 0 | 0 | 352.0295 | 0.0052933 | 15 | Industrial_2021_SC C_GWh_Before Competition Groups_15 | Ventilation Optimization | 0.5293% | 0 | 1.8634 | Industrial_2021_SC C_GWh_Before Competition Groups_Ventilation Optimization
Industrial | Ind ¦ Refiner Plate Improvements | 2021 | SC C | GWh | Before Competition Groups | 1.7756 | 0 | 0 | 352.0295 | 0.005044 | 16 | Industrial_2021_SC C_GWh_Before Competition Groups_16 | Refiner Plate Improvements | 0.5044% | 0 | 1.7756 | Industrial_2021_SC C_GWh_Before Competition Groups_Refiner Plate Improvements
Industrial | Ind ¦ VAV Conversion Project | 2021 | SC C | GWh | Before Competition Groups | 1.5648 | 0 | 0 | 352.0295 | 0.004445 | 17 | Industrial_2021_SC C_GWh_Before Competition Groups_17 | VAV Conversion Project | 0.4445% | 0 | 1.5648 | Industrial_2021_SC C_GWh_Before Competition Groups_VAV Conversion Project
Industrial | Ind ¦ HE Lighting | 2021 | SC C | GWh | Before Competition Groups | 1.5289 | 0 | 0 | 352.0295 | 0.0043431 | 18 | Industrial_2021_SC C_GWh_Before Competition Groups_18 | HE Lighting | 0.4343% | 0 | 1.5289 | Industrial_2021_SC C_GWh_Before Competition Groups_HE Lighting
Industrial | Ind ¦ High Efficiency Battery Charger | 2021 | SC C | GWh | Before Competition Groups | 1.4714 | 0 | 0 | 352.0295 | 0.0041799 | 19 | Industrial_2021_SC C_GWh_Before Competition Groups_19 | High Efficiency Battery Charger | 0.418% | 0 | 1.4714 | Industrial_2021_SC C_GWh_Before Competition Groups_High Efficiency Battery Charger
Industrial | Ind ¦ Cooling Tower Optimization | 2021 | SC C | GWh | Before Competition Groups | 1.3917 | 0 | 0 | 352.0295 | 0.0039534 | 20 | Industrial_2021_SC C_GWh_Before Competition Groups_20 | Cooling Tower Optimization | 0.3953% | 0 | 1.3917 | Industrial_2021_SC C_GWh_Before Competition Groups_Cooling Tower Optimization
Industrial | Ind ¦ Refrigeration Compressor VFD | 2021 | SC C | GWh | Before Competition Groups | 1.2954 | 0 | 0 | 352.0295 | 0.0036799 | 21 | Industrial_2021_SC C_GWh_Before Competition Groups_21 | Refrigeration Compressor VFD | 0.368% | 0 | 1.2954 | Industrial_2021_SC C_GWh_Before Competition Groups_Refrigeration Compressor VFD
Industrial | Ind ¦ Improved Controls - Process Cooling | 2021 | SC C | GWh | Before Competition Groups | 1.2544 | 0 | 0 | 352.0295 | 0.0035633 | 22 | Industrial_2021_SC C_GWh_Before Competition Groups_22 | Improved Controls - Process Cooling | 0.3563% | 0 | 1.2544 | Industrial_2021_SC C_GWh_Before Competition Groups_Improved Controls - Process Cooling
Industrial | Ind ¦ Process Improvements | 2021 | SC C | GWh | Before Competition Groups | 1.0034 | 0 | 0 | 352.0295 | 0.0028504 | 23 | Industrial_2021_SC C_GWh_Before Competition Groups_23 | Process Improvements | 0.285% | 0 | 1.0034 | Industrial_2021_SC C_GWh_Before Competition Groups_Process Improvements
Industrial | Ind ¦ Improved Controls - Process Heating | 2021 | SC C | GWh | Before Competition Groups | 0.61902 | 0 | 0 | 352.0295 | 0.0017584 | 24 | Industrial_2021_SC C_GWh_Before Competition Groups_24 | Improved Controls - Process Heating | 0.1758% | 0 | 0.61902 | Industrial_2021_SC C_GWh_Before Competition Groups_Improved Controls - Process Heating
Industrial | Ind ¦ Engine Block Heater Timer | 2021 | SC C | GWh | Before Competition Groups | 0.37807 | 0 | 0 | 352.0295 | 0.001074 | 25 | Industrial_2021_SC C_GWh_Before Competition Groups_25 | Engine Block Heater Timer | 0.1074% | 0 | 0.37807 | Industrial_2021_SC C_GWh_Before Competition Groups_Engine Block Heater Timer
Industrial | Ind ¦ Free Cooling | 2021 | SC C | GWh | Before Competition Groups | 0.33741 | 0 | 0 | 352.0295 | 0.00095846 | 26 | Industrial_2021_SC C_GWh_Before Competition Groups_26 | Free Cooling | 0.09585% | 0 | 0.33741 | Industrial_2021_SC C_GWh_Before Competition Groups_Free Cooling
Industrial | Ind ¦ Dairy Pre-Cooler | 2021 | SC C | GWh | Before Competition Groups | 0.33728 | 0 | 0 | 352.0295 | 0.0009581 | 27 | Industrial_2021_SC C_GWh_Before Competition Groups_27 | Dairy Pre-Cooler | 0.09581% | 0 | 0.33728 | Industrial_2021_SC C_GWh_Before Competition Groups_Dairy Pre-Cooler
Industrial | Ind ¦ Efficient Refrigeration Compressor | 2021 | SC C | GWh | Before Competition Groups | 0.22448 | 0 | 0 | 352.0295 | 0.00063767 | 28 | Industrial_2021_SC C_GWh_Before Competition Groups_28 | Efficient Refrigeration Compressor | 0.06377% | 0 | 0.22448 | Industrial_2021_SC C_GWh_Before Competition Groups_Efficient Refrigeration Compressor
Industrial | Ind ¦ Air Compressor Heat Recovery | 2021 | SC C | GWh | Before Competition Groups | 0.17249 | 0 | 0 | 352.0295 | 0.00048998 | 29 | Industrial_2021_SC C_GWh_Before Competition Groups_29 | Air Compressor Heat Recovery | 0.049% | 0 | 0.17249 | Industrial_2021_SC C_GWh_Before Competition Groups_Air Compressor Heat Recovery
Industrial | Ind ¦ Efficient Irrigation | 2021 | SC C | GWh | Before Competition Groups | 0.049135 | 0 | 0 | 352.0295 | 0.00013958 | 30 | Industrial_2021_SC C_GWh_Before Competition Groups_30 | Efficient Irrigation | 0.01396% | 0 | 0.049135 | Industrial_2021_SC C_GWh_Before Competition Groups_Efficient Irrigation
Industrial | Ind ¦ Dairy Water Heater | 2021 | SC C | GWh | Before Competition Groups | 0.018177 | 0 | 0 | 352.0295 | 5.1636e-05 | 31 | Industrial_2021_SC C_GWh_Before Competition Groups_31 | Dairy Water Heater | 0.005164% | 0 | 0.018177 | Industrial_2021_SC C_GWh_Before Competition Groups_Dairy Water Heater
Industrial | Ind ¦ Heat Lamps/Heat Pad | 2021 | SC C | GWh | Before Competition Groups | 0 | 0 | 0 | 352.0295 | 0 | 32 | Industrial_2021_SC C_GWh_Before Competition Groups_32 | Heat Lamps/Heat Pad | 0% | 0 | 0 | Industrial_2021_SC C_GWh_Before Competition Groups_Heat Lamps/Heat Pad
Industrial | Ind ¦ Air Compressor Optimization | 2021 | SC D | GWh | Before Competition Groups | 69.4072 | 0 | 0 | 335.3465 | 0.20697 | 1 | Industrial_2021_SC D_GWh_Before Competition Groups_1 | Air Compressor Optimization | 20.7% | 0 | 69.4072 | Industrial_2021_SC D_GWh_Before Competition Groups_Air Compressor Optimization
Industrial | Ind ¦ Pump System Optimization | 2021 | SC D | GWh | Before Competition Groups | 68.145 | 0 | 0 | 335.3465 | 0.20321 | 2 | Industrial_2021_SC D_GWh_Before Competition Groups_2 | Pump System Optimization | 20.32% | 0 | 68.145 | Industrial_2021_SC D_GWh_Before Competition Groups_Pump System Optimization
Industrial | Ind ¦ Air Leak Survey and Repair | 2021 | SC D | GWh | Before Competition Groups | 35.2594 | 0 | 0 | 335.3465 | 0.10514 | 3 | Industrial_2021_SC D_GWh_Before Competition Groups_3 | Air Leak Survey and Repair | 10.51% | 0 | 35.2594 | Industrial_2021_SC D_GWh_Before Competition Groups_Air Leak Survey and Repair
Industrial | Ind ¦ Pump Equipment Upgrade | 2021 | SC D | GWh | Before Competition Groups | 32.7631 | 0 | 0 | 335.3465 | 0.097699 | 4 | Industrial_2021_SC D_GWh_Before Competition Groups_4 | Pump Equipment Upgrade | 9.77% | 0 | 32.7631 | Industrial_2021_SC D_GWh_Before Competition Groups_Pump Equipment Upgrade
Industrial | Ind ¦ SEM | 2021 | SC D | GWh | Before Competition Groups | 24.9924 | 0 | 0 | 335.3465 | 0.074527 | 5 | Industrial_2021_SC D_GWh_Before Competition Groups_5 | SEM | 7.453% | 0 | 24.9924 | Industrial_2021_SC D_GWh_Before Competition Groups_SEM
Industrial | Ind ¦ Recommissioning | 2021 | SC D | GWh | Before Competition Groups | 24.2344 | 0 | 0 | 335.3465 | 0.072267 | 6 | Industrial_2021_SC D_GWh_Before Competition Groups_6 | Recommissioning | 7.227% | 0 | 24.2344 | Industrial_2021_SC D_GWh_Before Competition Groups_Recommissioning
Industrial | Ind ¦ High Efficiency HVAC Fans | 2021 | SC D | GWh | Before Competition Groups | 19.2009 | 0 | 0 | 335.3465 | 0.057257 | 7 | Industrial_2021_SC D_GWh_Before Competition Groups_7 | High Efficiency HVAC Fans | 5.726% | 0 | 19.2009 | Industrial_2021_SC D_GWh_Before Competition Groups_High Efficiency HVAC Fans
Industrial | Ind ¦ Efficient Compressed Air Nozzles | 2021 | SC D | GWh | Before Competition Groups | 14.9973 | 0 | 0 | 335.3465 | 0.044722 | 8 | Industrial_2021_SC D_GWh_Before Competition Groups_8 | Efficient Compressed Air Nozzles | 4.472% | 0 | 14.9973 | Industrial_2021_SC D_GWh_Before Competition Groups_Efficient Compressed Air Nozzles
Industrial | Ind ¦ Greenhouse Grow Lights | 2021 | SC D | GWh | Before Competition Groups | 10.4473 | 0 | 0 | 335.3465 | 0.031154 | 9 | Industrial_2021_SC D_GWh_Before Competition Groups_9 | Greenhouse Grow Lights | 3.115% | 0 | 10.4473 | Industrial_2021_SC D_GWh_Before Competition Groups_Greenhouse Grow Lights
Industrial | Ind ¦ Fan System Optimization | 2021 | SC D | GWh | Before Competition Groups | 10.2676 | 0 | 0 | 335.3465 | 0.030618 | 10 | Industrial_2021_SC D_GWh_Before Competition Groups_10 | Fan System Optimization | 3.062% | 0 | 10.2676 | Industrial_2021_SC D_GWh_Before Competition Groups_Fan System Optimization
Industrial | Ind ¦ Material Handling Improvements | 2021 | SC D | GWh | Before Competition Groups | 7.6483 | 0 | 0 | 335.3465 | 0.022807 | 11 | Industrial_2021_SC D_GWh_Before Competition Groups_11 | Material Handling Improvements | 2.281% | 0 | 7.6483 | Industrial_2021_SC D_GWh_Before Competition Groups_Material Handling Improvements
Industrial | Ind ¦ Process Optimization (Elec) | 2021 | SC D | GWh | Before Competition Groups | 4.7797 | 0 | 0 | 335.3465 | 0.014253 | 12 | Industrial_2021_SC D_GWh_Before Competition Groups_12 | Process Optimization (Elec) | 1.425% | 0 | 4.7797 | Industrial_2021_SC D_GWh_Before Competition Groups_Process Optimization (Elec)
Industrial | Ind ¦ Refiner Plate Improvements | 2021 | SC D | GWh | Before Competition Groups | 1.7756 | 0 | 0 | 335.3465 | 0.0052949 | 13 | Industrial_2021_SC D_GWh_Before Competition Groups_13 | Refiner Plate Improvements | 0.5295% | 0 | 1.7756 | Industrial_2021_SC D_GWh_Before Competition Groups_Refiner Plate Improvements
Industrial | Ind ¦ Process Heat Recovery | 2021 | SC D | GWh | Before Competition Groups | 1.6045 | 0 | 0 | 335.3465 | 0.0047847 | 14 | Industrial_2021_SC D_GWh_Before Competition Groups_14 | Process Heat Recovery | 0.4785% | 0 | 1.6045 | Industrial_2021_SC D_GWh_Before Competition Groups_Process Heat Recovery
Industrial | Ind ¦ Ventilation Optimization | 2021 | SC D | GWh | Before Competition Groups | 1.5897 | 0 | 0 | 335.3465 | 0.0047404 | 15 | Industrial_2021_SC D_GWh_Before Competition Groups_15 | Ventilation Optimization | 0.474% | 0 | 1.5897 | Industrial_2021_SC D_GWh_Before Competition Groups_Ventilation Optimization
Industrial | Ind ¦ Improved Controls - Process Cooling | 2021 | SC D | GWh | Before Competition Groups | 1.2544 | 0 | 0 | 335.3465 | 0.0037406 | 16 | Industrial_2021_SC D_GWh_Before Competition Groups_16 | Improved Controls - Process Cooling | 0.3741% | 0 | 1.2544 | Industrial_2021_SC D_GWh_Before Competition Groups_Improved Controls - Process Cooling
Industrial | Ind ¦ Cooling Tower Optimization | 2021 | SC D | GWh | Before Competition Groups | 1.2485 | 0 | 0 | 335.3465 | 0.0037232 | 17 | Industrial_2021_SC D_GWh_Before Competition Groups_17 | Cooling Tower Optimization | 0.3723% | 0 | 1.2485 | Industrial_2021_SC D_GWh_Before Competition Groups_Cooling Tower Optimization
Industrial | Ind ¦ VAV Conversion Project | 2021 | SC D | GWh | Before Competition Groups | 1.0789 | 0 | 0 | 335.3465 | 0.0032174 | 18 | Industrial_2021_SC D_GWh_Before Competition Groups_18 | VAV Conversion Project | 0.3217% | 0 | 1.0789 | Industrial_2021_SC D_GWh_Before Competition Groups_VAV Conversion Project
Industrial | Ind ¦ Process Improvements | 2021 | SC D | GWh | Before Competition Groups | 0.89095 | 0 | 0 | 335.3465 | 0.0026568 | 19 | Industrial_2021_SC D_GWh_Before Competition Groups_19 | Process Improvements | 0.2657% | 0 | 0.89095 | Industrial_2021_SC D_GWh_Before Competition Groups_Process Improvements
Industrial | Ind ¦ Refrigeration Compressor VFD | 2021 | SC D | GWh | Before Competition Groups | 0.84669 | 0 | 0 | 335.3465 | 0.0025248 | 20 | Industrial_2021_SC D_GWh_Before Competition Groups_20 | Refrigeration Compressor VFD | 0.2525% | 0 | 0.84669 | Industrial_2021_SC D_GWh_Before Competition Groups_Refrigeration Compressor VFD
Industrial | Ind ¦ High Efficiency Battery Charger | 2021 | SC D | GWh | Before Competition Groups | 0.74447 | 0 | 0 | 335.3465 | 0.00222 | 21 | Industrial_2021_SC D_GWh_Before Competition Groups_21 | High Efficiency Battery Charger | 0.222% | 0 | 0.74447 | Industrial_2021_SC D_GWh_Before Competition Groups_High Efficiency Battery Charger
Industrial | Ind ¦ Improved Controls - Process Heating | 2021 | SC D | GWh | Before Competition Groups | 0.55941 | 0 | 0 | 335.3465 | 0.0016682 | 22 | Industrial_2021_SC D_GWh_Before Competition Groups_22 | Improved Controls - Process Heating | 0.1668% | 0 | 0.55941 | Industrial_2021_SC D_GWh_Before Competition Groups_Improved Controls - Process Heating
Industrial | Ind ¦ Pulp and Paper Process Improvements | 2021 | SC D | GWh | Before Competition Groups | 0.47775 | 0 | 0 | 335.3465 | 0.0014246 | 23 | Industrial_2021_SC D_GWh_Before Competition Groups_23 | Pulp and Paper Process Improvements | 0.1425% | 0 | 0.47775 | Industrial_2021_SC D_GWh_Before Competition Groups_Pulp and Paper Process Improvements
Industrial | Ind ¦ Engine Block Heater Timer | 2021 | SC D | GWh | Before Competition Groups | 0.35998 | 0 | 0 | 335.3465 | 0.0010734 | 24 | Industrial_2021_SC D_GWh_Before Competition Groups_24 | Engine Block Heater Timer | 0.1073% | 0 | 0.35998 | Industrial_2021_SC D_GWh_Before Competition Groups_Engine Block Heater Timer
Industrial | Ind ¦ Efficient Refrigeration Compressor | 2021 | SC D | GWh | Before Competition Groups | 0.22357 | 0 | 0 | 335.3465 | 0.00066667 | 25 | Industrial_2021_SC D_GWh_Before Competition Groups_25 | Efficient Refrigeration Compressor | 0.06667% | 0 | 0.22357 | Industrial_2021_SC D_GWh_Before Competition Groups_Efficient Refrigeration Compressor
Industrial | Ind ¦ Air Compressor Heat Recovery | 2021 | SC D | GWh | Before Competition Groups | 0.15811 | 0 | 0 | 335.3465 | 0.00047148 | 26 | Industrial_2021_SC D_GWh_Before Competition Groups_26 | Air Compressor Heat Recovery | 0.04715% | 0 | 0.15811 | Industrial_2021_SC D_GWh_Before Competition Groups_Air Compressor Heat Recovery
Industrial | Ind ¦ HE Lighting | 2021 | SC D | GWh | Before Competition Groups | 0.15687 | 0 | 0 | 335.3465 | 0.00046777 | 27 | Industrial_2021_SC D_GWh_Before Competition Groups_27 | HE Lighting | 0.04678% | 0 | 0.15687 | Industrial_2021_SC D_GWh_Before Competition Groups_HE Lighting
Industrial | Ind ¦ Dairy Pre-Cooler | 2021 | SC D | GWh | Before Competition Groups | 0.15336 | 0 | 0 | 335.3465 | 0.00045733 | 28 | Industrial_2021_SC D_GWh_Before Competition Groups_28 | Dairy Pre-Cooler | 0.04573% | 0 | 0.15336 | Industrial_2021_SC D_GWh_Before Competition Groups_Dairy Pre-Cooler
Industrial | Ind ¦ Free Cooling | 2021 | SC D | GWh | Before Competition Groups | 0.050935 | 0 | 0 | 335.3465 | 0.00015189 | 29 | Industrial_2021_SC D_GWh_Before Competition Groups_29 | Free Cooling | 0.01519% | 0 | 0.050935 | Industrial_2021_SC D_GWh_Before Competition Groups_Free Cooling
Industrial | Ind ¦ Efficient Irrigation | 2021 | SC D | GWh | Before Competition Groups | 0.030111 | 0 | 0 | 335.3465 | 8.9789e-05 | 30 | Industrial_2021_SC D_GWh_Before Competition Groups_30 | Efficient Irrigation | 0.008979% | 0 | 0.030111 | Industrial_2021_SC D_GWh_Before Competition Groups_Efficient Irrigation
Industrial | Ind ¦ Heat Lamps/Heat Pad | 2021 | SC D | GWh | Before Competition Groups | 0 | 0 | 0 | 335.3465 | 0 | 31 | Industrial_2021_SC D_GWh_Before Competition Groups_31 | Heat Lamps/Heat Pad | 0% | 0 | 0 | Industrial_2021_SC D_GWh_Before Competition Groups_Heat Lamps/Heat Pad
Industrial | Ind ¦ Air Leak Survey and Repair | 2021 | Technical | GWh | Before Competition Groups | 624.2718 | 0 | 0 | 4799.897 | 0.13006 | 1 | Industrial_2021_Technical_GWh_Before Competition Groups_1 | Air Leak Survey and Repair | 13.01% | 0 | 624.2718 | Industrial_2021_Technical_GWh_Before Competition Groups_Air Leak Survey and Repair
Industrial | Ind ¦ Pump System Optimization | 2021 | Technical | GWh | Before Competition Groups | 567.7432 | 0 | 0 | 4799.897 | 0.11828 | 2 | Industrial_2021_Technical_GWh_Before Competition Groups_2 | Pump System Optimization | 11.83% | 0 | 567.7432 | Industrial_2021_Technical_GWh_Before Competition Groups_Pump System Optimization
Industrial | Ind ¦ HE Lighting | 2021 | Technical | GWh | Before Competition Groups | 490.7616 | 0 | 0 | 4799.897 | 0.10224 | 3 | Industrial_2021_Technical_GWh_Before Competition Groups_3 | HE Lighting | 10.22% | 0 | 490.7616 | Industrial_2021_Technical_GWh_Before Competition Groups_HE Lighting
Industrial | Ind ¦ Recommissioning | 2021 | Technical | GWh | Before Competition Groups | 449.4263 | 0 | 0 | 4799.897 | 0.093632 | 4 | Industrial_2021_Technical_GWh_Before Competition Groups_4 | Recommissioning | 9.363% | 0 | 449.4263 | Industrial_2021_Technical_GWh_Before Competition Groups_Recommissioning
Industrial | Ind ¦ SEM | 2021 | Technical | GWh | Before Competition Groups | 449.4263 | 0 | 0 | 4799.897 | 0.093632 | 5 | Industrial_2021_Technical_GWh_Before Competition Groups_5 | SEM | 9.363% | 0 | 449.4263 | Industrial_2021_Technical_GWh_Before Competition Groups_SEM
Industrial | Ind ¦ Air Compressor Optimization | 2021 | Technical | GWh | Before Competition Groups | 337.8448 | 0 | 0 | 4799.897 | 0.070386 | 6 | Industrial_2021_Technical_GWh_Before Competition Groups_6 | Air Compressor Optimization | 7.039% | 0 | 337.8448 | Industrial_2021_Technical_GWh_Before Competition Groups_Air Compressor Optimization
Industrial | Ind ¦ Efficient Compressed Air Nozzles | 2021 | Technical | GWh | Before Competition Groups | 315.7303 | 0 | 0 | 4799.897 | 0.065779 | 7 | Industrial_2021_Technical_GWh_Before Competition Groups_7 | Efficient Compressed Air Nozzles | 6.578% | 0 | 315.7303 | Industrial_2021_Technical_GWh_Before Competition Groups_Efficient Compressed Air Nozzles
Industrial | Ind ¦ Pump Equipment Upgrade | 2021 | Technical | GWh | Before Competition Groups | 274.216 | 0 | 0 | 4799.897 | 0.05713 | 8 | Industrial_2021_Technical_GWh_Before Competition Groups_8 | Pump Equipment Upgrade | 5.713% | 0 | 274.216 | Industrial_2021_Technical_GWh_Before Competition Groups_Pump Equipment Upgrade
Industrial | Ind ¦ High Efficiency HVAC Fans | 2021 | Technical | GWh | Before Competition Groups | 190.8818 | 0 | 0 | 4799.897 | 0.039768 | 9 | Industrial_2021_Technical_GWh_Before Competition Groups_9 | High Efficiency HVAC Fans | 3.977% | 0 | 190.8818 | Industrial_2021_Technical_GWh_Before Competition Groups_High Efficiency HVAC Fans
Industrial | Ind ¦ Process Optimization (Elec) | 2021 | Technical | GWh | Before Competition Groups | 183.6028 | 0 | 0 | 4799.897 | 0.038251 | 10 | Industrial_2021_Technical_GWh_Before Competition Groups_10 | Process Optimization (Elec) | 3.825% | 0 | 183.6028 | Industrial_2021_Technical_GWh_Before Competition Groups_Process Optimization (Elec)
Industrial | Ind ¦ Premium Efficient Motors | 2021 | Technical | GWh | Before Competition Groups | 144.4228 | 0 | 0 | 4799.897 | 0.030089 | 11 | Industrial_2021_Technical_GWh_Before Competition Groups_11 | Premium Efficient Motors | 3.009% | 0 | 144.4228 | Industrial_2021_Technical_GWh_Before Competition Groups_Premium Efficient Motors
Industrial | Ind ¦ Greenhouse Grow Lights | 2021 | Technical | GWh | Before Competition Groups | 126.454 | 0 | 0 | 4799.897 | 0.026345 | 12 | Industrial_2021_Technical_GWh_Before Competition Groups_12 | Greenhouse Grow Lights | 2.635% | 0 | 126.454 | Industrial_2021_Technical_GWh_Before Competition Groups_Greenhouse Grow Lights
Industrial | Ind ¦ HE HVAC Controls | 2021 | Technical | GWh | Before Competition Groups | 80.8106 | 0 | 0 | 4799.897 | 0.016836 | 13 | Industrial_2021_Technical_GWh_Before Competition Groups_13 | HE HVAC Controls | 1.684% | 0 | 80.8106 | Industrial_2021_Technical_GWh_Before Competition Groups_HE HVAC Controls
Industrial | Ind ¦ Pulp and Paper Process Improvements | 2021 | Technical | GWh | Before Competition Groups | 66.8735 | 0 | 0 | 4799.897 | 0.013932 | 14 | Industrial_2021_Technical_GWh_Before Competition Groups_14 | Pulp and Paper Process Improvements | 1.393% | 0 | 66.8735 | Industrial_2021_Technical_GWh_Before Competition Groups_Pulp and Paper Process Improvements
Industrial | Ind ¦ Fan System Optimization | 2021 | Technical | GWh | Before Competition Groups | 53.706 | 0 | 0 | 4799.897 | 0.011189 | 15 | Industrial_2021_Technical_GWh_Before Competition Groups_15 | Fan System Optimization | 1.119% | 0 | 53.706 | Industrial_2021_Technical_GWh_Before Competition Groups_Fan System Optimization
Industrial | Ind ¦ Material Handling Improvements | 2021 | Technical | GWh | Before Competition Groups | 51.2328 | 0 | 0 | 4799.897 | 0.010674 | 16 | Industrial_2021_Technical_GWh_Before Competition Groups_16 | Material Handling Improvements | 1.067% | 0 | 51.2328 | Industrial_2021_Technical_GWh_Before Competition Groups_Material Handling Improvements
Industrial | Ind ¦ HE HVAC Units | 2021 | Technical | GWh | Before Competition Groups | 43.0428 | 0 | 0 | 4799.897 | 0.0089674 | 17 | Industrial_2021_Technical_GWh_Before Competition Groups_17 | HE HVAC Units | 0.8967% | 0 | 43.0428 | Industrial_2021_Technical_GWh_Before Competition Groups_HE HVAC Units
Industrial | Ind ¦ Process Heat Recovery | 2021 | Technical | GWh | Before Competition Groups | 39.0075 | 0 | 0 | 4799.897 | 0.0081267 | 18 | Industrial_2021_Technical_GWh_Before Competition Groups_18 | Process Heat Recovery | 0.8127% | 0 | 39.0075 | Industrial_2021_Technical_GWh_Before Competition Groups_Process Heat Recovery
Industrial | Ind ¦ Refiner Plate Improvements | 2021 | Technical | GWh | Before Competition Groups | 38.7314 | 0 | 0 | 4799.897 | 0.0080692 | 19 | Industrial_2021_Technical_GWh_Before Competition Groups_19 | Refiner Plate Improvements | 0.8069% | 0 | 38.7314 | Industrial_2021_Technical_GWh_Before Competition Groups_Refiner Plate Improvements
Industrial | Ind ¦ VAV Conversion Project | 2021 | Technical | GWh | Before Competition Groups | 28.2103 | 0 | 0 | 4799.897 | 0.0058773 | 20 | Industrial_2021_Technical_GWh_Before Competition Groups_20 | VAV Conversion Project | 0.5877% | 0 | 28.2103 | Industrial_2021_Technical_GWh_Before Competition Groups_VAV Conversion Project
Industrial | Ind ¦ Ventilation Optimization | 2021 | Technical | GWh | Before Competition Groups | 25.2184 | 0 | 0 | 4799.897 | 0.0052539 | 21 | Industrial_2021_Technical_GWh_Before Competition Groups_21 | Ventilation Optimization | 0.5254% | 0 | 25.2184 | Industrial_2021_Technical_GWh_Before Competition Groups_Ventilation Optimization
Industrial | Ind ¦ Cold Storage Retrofit | 2021 | Technical | GWh | Before Competition Groups | 24.6549 | 0 | 0 | 4799.897 | 0.0051365 | 22 | Industrial_2021_Technical_GWh_Before Competition Groups_22 | Cold Storage Retrofit | 0.5137% | 0 | 24.6549 | Industrial_2021_Technical_GWh_Before Competition Groups_Cold Storage Retrofit
Industrial | Ind ¦ Synchronous Belts | 2021 | Technical | GWh | Before Competition Groups | 22.5597 | 0 | 0 | 4799.897 | 0.0047 | 23 | Industrial_2021_Technical_GWh_Before Competition Groups_23 | Synchronous Belts | 0.47% | 0 | 22.5597 | Industrial_2021_Technical_GWh_Before Competition Groups_Synchronous Belts
Industrial | Ind ¦ Improved Controls - Process Cooling | 2021 | Technical | GWh | Before Competition Groups | 22.3776 | 0 | 0 | 4799.897 | 0.0046621 | 24 | Industrial_2021_Technical_GWh_Before Competition Groups_24 | Improved Controls - Process Cooling | 0.4662% | 0 | 22.3776 | Industrial_2021_Technical_GWh_Before Competition Groups_Improved Controls - Process Cooling
Industrial | Ind ¦ Process Improvements | 2021 | Technical | GWh | Before Competition Groups | 18.1368 | 0 | 0 | 4799.897 | 0.0037786 | 25 | Industrial_2021_Technical_GWh_Before Competition Groups_25 | Process Improvements | 0.3779% | 0 | 18.1368 | Industrial_2021_Technical_GWh_Before Competition Groups_Process Improvements
Industrial | Ind ¦ High Efficiency Battery Charger | 2021 | Technical | GWh | Before Competition Groups | 16.8386 | 0 | 0 | 4799.897 | 0.0035081 | 26 | Industrial_2021_Technical_GWh_Before Competition Groups_26 | High Efficiency Battery Charger | 0.3508% | 0 | 16.8386 | Industrial_2021_Technical_GWh_Before Competition Groups_High Efficiency Battery Charger
Industrial | Ind ¦ Efficient Irrigation | 2021 | Technical | GWh | Before Competition Groups | 13.6863 | 0 | 0 | 4799.897 | 0.0028514 | 27 | Industrial_2021_Technical_GWh_Before Competition Groups_27 | Efficient Irrigation | 0.2851% | 0 | 13.6863 | Industrial_2021_Technical_GWh_Before Competition Groups_Efficient Irrigation
Industrial | Ind ¦ HVLS Fans | 2021 | Technical | GWh | Before Competition Groups | 13.6354 | 0 | 0 | 4799.897 | 0.0028408 | 28 | Industrial_2021_Technical_GWh_Before Competition Groups_28 | HVLS Fans | 0.2841% | 0 | 13.6354 | Industrial_2021_Technical_GWh_Before Competition Groups_HVLS Fans
Industrial | Ind ¦ Chiller Optimization | 2021 | Technical | GWh | Before Competition Groups | 11.8627 | 0 | 0 | 4799.897 | 0.0024714 | 29 | Industrial_2021_Technical_GWh_Before Competition Groups_29 | Chiller Optimization | 0.2471% | 0 | 11.8627 | Industrial_2021_Technical_GWh_Before Competition Groups_Chiller Optimization
Industrial | Ind ¦ Improved Controls - Process Heating | 2021 | Technical | GWh | Before Competition Groups | 10.851 | 0 | 0 | 4799.897 | 0.0022607 | 30 | Industrial_2021_Technical_GWh_Before Competition Groups_30 | Improved Controls - Process Heating | 0.2261% | 0 | 10.851 | Industrial_2021_Technical_GWh_Before Competition Groups_Improved Controls - Process Heating
Industrial | Ind ¦ Refrigeration Compressor VFD | 2021 | Technical | GWh | Before Competition Groups | 9.2923 | 0 | 0 | 4799.897 | 0.0019359 | 31 | Industrial_2021_Technical_GWh_Before Competition Groups_31 | Refrigeration Compressor VFD | 0.1936% | 0 | 9.2923 | Industrial_2021_Technical_GWh_Before Competition Groups_Refrigeration Compressor VFD
Industrial | Ind ¦ Cooling Tower Optimization | 2021 | Technical | GWh | Before Competition Groups | 9.2349 | 0 | 0 | 4799.897 | 0.001924 | 32 | Industrial_2021_Technical_GWh_Before Competition Groups_32 | Cooling Tower Optimization | 0.1924% | 0 | 9.2349 | Industrial_2021_Technical_GWh_Before Competition Groups_Cooling Tower Optimization
Industrial | Ind ¦ Efficient Transformer | 2021 | Technical | GWh | Before Competition Groups | 8.4193 | 0 | 0 | 4799.897 | 0.0017541 | 33 | Industrial_2021_Technical_GWh_Before Competition Groups_33 | Efficient Transformer | 0.1754% | 0 | 8.4193 | Industrial_2021_Technical_GWh_Before Competition Groups_Efficient Transformer
Industrial | Ind ¦ High Efficiency Welders | 2021 | Technical | GWh | Before Competition Groups | 6.9106 | 0 | 0 | 4799.897 | 0.0014397 | 34 | Industrial_2021_Technical_GWh_Before Competition Groups_34 | High Efficiency Welders | 0.144% | 0 | 6.9106 | Industrial_2021_Technical_GWh_Before Competition Groups_High Efficiency Welders
Industrial | Ind ¦ Engine Block Heater Timer | 2021 | Technical | GWh | Before Competition Groups | 6.9105 | 0 | 0 | 4799.897 | 0.0014397 | 35 | Industrial_2021_Technical_GWh_Before Competition Groups_35 | Engine Block Heater Timer | 0.144% | 0 | 6.9105 | Industrial_2021_Technical_GWh_Before Competition Groups_Engine Block Heater Timer
Industrial | Ind ¦ Free Cooling | 2021 | Technical | GWh | Before Competition Groups | 5.5447 | 0 | 0 | 4799.897 | 0.0011552 | 36 | Industrial_2021_Technical_GWh_Before Competition Groups_36 | Free Cooling | 0.1155% | 0 | 5.5447 | Industrial_2021_Technical_GWh_Before Competition Groups_Free Cooling
Industrial | Ind ¦ Low Energy Livestock Waterers | 2021 | Technical | GWh | Before Competition Groups | 5.0019 | 0 | 0 | 4799.897 | 0.0010421 | 37 | Industrial_2021_Technical_GWh_Before Competition Groups_37 | Low Energy Livestock Waterers | 0.1042% | 0 | 5.0019 | Industrial_2021_Technical_GWh_Before Competition Groups_Low Energy Livestock Waterers
Industrial | Ind ¦ Dairy Pre-Cooler | 2021 | Technical | GWh | Before Competition Groups | 3.6565 | 0 | 0 | 4799.897 | 0.00076179 | 38 | Industrial_2021_Technical_GWh_Before Competition Groups_38 | Dairy Pre-Cooler | 0.07618% | 0 | 3.6565 | Industrial_2021_Technical_GWh_Before Competition Groups_Dairy Pre-Cooler
Industrial | Ind ¦ Air Compressor Heat Recovery | 2021 | Technical | GWh | Before Competition Groups | 3.0748 | 0 | 0 | 4799.897 | 0.0006406 | 39 | Industrial_2021_Technical_GWh_Before Competition Groups_39 | Air Compressor Heat Recovery | 0.06406% | 0 | 3.0748 | Industrial_2021_Technical_GWh_Before Competition Groups_Air Compressor Heat Recovery
Industrial | Ind ¦ Optimize Compressed Air Dryer | 2021 | Technical | GWh | Before Competition Groups | 2.1924 | 0 | 0 | 4799.897 | 0.00045676 | 40 | Industrial_2021_Technical_GWh_Before Competition Groups_40 | Optimize Compressed Air Dryer | 0.04568% | 0 | 2.1924 | Industrial_2021_Technical_GWh_Before Competition Groups_Optimize Compressed Air Dryer
Industrial | Ind ¦ Heat Lamps/Heat Pad | 2021 | Technical | GWh | Before Competition Groups | 1.2113 | 0 | 0 | 4799.897 | 0.00025236 | 41 | Industrial_2021_Technical_GWh_Before Competition Groups_41 | Heat Lamps/Heat Pad | 0.02524% | 0 | 1.2113 | Industrial_2021_Technical_GWh_Before Competition Groups_Heat Lamps/Heat Pad
Industrial | Ind ¦ Creep Heat Controller | 2021 | Technical | GWh | Before Competition Groups | 0.92469 | 0 | 0 | 4799.897 | 0.00019265 | 42 | Industrial_2021_Technical_GWh_Before Competition Groups_42 | Creep Heat Controller | 0.01926% | 0 | 0.92469 | Industrial_2021_Technical_GWh_Before Competition Groups_Creep Heat Controller
Industrial | Ind ¦ Efficient Refrigeration Compressor | 2021 | Technical | GWh | Before Competition Groups | 0.78947 | 0 | 0 | 4799.897 | 0.00016448 | 43 | Industrial_2021_Technical_GWh_Before Competition Groups_43 | Efficient Refrigeration Compressor | 0.01645% | 0 | 0.78947 | Industrial_2021_Technical_GWh_Before Competition Groups_Efficient Refrigeration Compressor
Industrial | Ind ¦ Dual and Natural Exhaust Ventilation Systems | 2021 | Technical | GWh | Before Competition Groups | 0.29087 | 0 | 0 | 4799.897 | 6.06e-05 | 44 | Industrial_2021_Technical_GWh_Before Competition Groups_44 | Dual and Natural Exhaust Ventilation Systems | 0.00606% | 0 | 0.29087 | Industrial_2021_Technical_GWh_Before Competition Groups_Dual and Natural Exhaust Ventilation Systems
Industrial | Ind ¦ Dairy Water Heater | 2021 | Technical | GWh | Before Competition Groups | 0.22465 | 0 | 0 | 4799.897 | 4.6803e-05 | 45 | Industrial_2021_Technical_GWh_Before Competition Groups_45 | Dairy Water Heater | 0.00468% | 0 | 0.22465 | Industrial_2021_Technical_GWh_Before Competition Groups_Dairy Water Heater
Industrial | Ind ¦ Air Leak Survey and Repair | 2022 | Economic | GWh | Before Competition Groups | 617.7857 | 0 | 0 | 3524.7803 | 0.17527 | 1 | Industrial_2022_Economic_GWh_Before Competition Groups_1 | Air Leak Survey and Repair | 17.53% | 0 | 617.7857 | Industrial_2022_Economic_GWh_Before Competition Groups_Air Leak Survey and Repair
Industrial | Ind ¦ Recommissioning | 2022 | Economic | GWh | Before Competition Groups | 447.4592 | 0 | 0 | 3524.7803 | 0.12695 | 2 | Industrial_2022_Economic_GWh_Before Competition Groups_2 | Recommissioning | 12.69% | 0 | 447.4592 | Industrial_2022_Economic_GWh_Before Competition Groups_Recommissioning
Industrial | Ind ¦ SEM | 2022 | Economic | GWh | Before Competition Groups | 447.4592 | 0 | 0 | 3524.7803 | 0.12695 | 3 | Industrial_2022_Economic_GWh_Before Competition Groups_3 | SEM | 12.69% | 0 | 447.4592 | Industrial_2022_Economic_GWh_Before Competition Groups_SEM
Industrial | Ind ¦ Air Compressor Optimization | 2022 | Economic | GWh | Before Competition Groups | 354.2948 | 0 | 0 | 3524.7803 | 0.10052 | 4 | Industrial_2022_Economic_GWh_Before Competition Groups_4 | Air Compressor Optimization | 10.05% | 0 | 354.2948 | Industrial_2022_Economic_GWh_Before Competition Groups_Air Compressor Optimization
Industrial | Ind ¦ Efficient Compressed Air Nozzles | 2022 | Economic | GWh | Before Competition Groups | 333.9743 | 0 | 0 | 3524.7803 | 0.09475 | 5 | Industrial_2022_Economic_GWh_Before Competition Groups_5 | Efficient Compressed Air Nozzles | 9.475% | 0 | 333.9743 | Industrial_2022_Economic_GWh_Before Competition Groups_Efficient Compressed Air Nozzles
Industrial | Ind ¦ High Efficiency HVAC Fans | 2022 | Economic | GWh | Before Competition Groups | 199.9362 | 0 | 0 | 3524.7803 | 0.056723 | 6 | Industrial_2022_Economic_GWh_Before Competition Groups_6 | High Efficiency HVAC Fans | 5.672% | 0 | 199.9362 | Industrial_2022_Economic_GWh_Before Competition Groups_High Efficiency HVAC Fans
Industrial | Ind ¦ Pump System Optimization | 2022 | Economic | GWh | Before Competition Groups | 199.6641 | 0 | 0 | 3524.7803 | 0.056646 | 7 | Industrial_2022_Economic_GWh_Before Competition Groups_7 | Pump System Optimization | 5.665% | 0 | 199.6641 | Industrial_2022_Economic_GWh_Before Competition Groups_Pump System Optimization
Industrial | Ind ¦ Process Optimization (Elec) | 2022 | Economic | GWh | Before Competition Groups | 182.7599 | 0 | 0 | 3524.7803 | 0.05185 | 8 | Industrial_2022_Economic_GWh_Before Competition Groups_8 | Process Optimization (Elec) | 5.185% | 0 | 182.7599 | Industrial_2022_Economic_GWh_Before Competition Groups_Process Optimization (Elec)
Industrial | Ind ¦ Greenhouse Grow Lights | 2022 | Economic | GWh | Before Competition Groups | 133.2316 | 0 | 0 | 3524.7803 | 0.037799 | 9 | Industrial_2022_Economic_GWh_Before Competition Groups_9 | Greenhouse Grow Lights | 3.78% | 0 | 133.2316 | Industrial_2022_Economic_GWh_Before Competition Groups_Greenhouse Grow Lights
Industrial | Ind ¦ HE Lighting | 2022 | Economic | GWh | Before Competition Groups | 131.9325 | 0 | 0 | 3524.7803 | 0.03743 | 10 | Industrial_2022_Economic_GWh_Before Competition Groups_10 | HE Lighting | 3.743% | 0 | 131.9325 | Industrial_2022_Economic_GWh_Before Competition Groups_HE Lighting
Industrial | Ind ¦ Pump Equipment Upgrade | 2022 | Economic | GWh | Before Competition Groups | 76.0299 | 0 | 0 | 3524.7803 | 0.02157 | 11 | Industrial_2022_Economic_GWh_Before Competition Groups_11 | Pump Equipment Upgrade | 2.157% | 0 | 76.0299 | Industrial_2022_Economic_GWh_Before Competition Groups_Pump Equipment Upgrade
Industrial | Ind ¦ Pulp and Paper Process Improvements | 2022 | Economic | GWh | Before Competition Groups | 66.7229 | 0 | 0 | 3524.7803 | 0.01893 | 12 | Industrial_2022_Economic_GWh_Before Competition Groups_12 | Pulp and Paper Process Improvements | 1.893% | 0 | 66.7229 | Industrial_2022_Economic_GWh_Before Competition Groups_Pulp and Paper Process Improvements
Industrial | Ind ¦ Fan System Optimization | 2022 | Economic | GWh | Before Competition Groups | 55.6394 | 0 | 0 | 3524.7803 | 0.015785 | 13 | Industrial_2022_Economic_GWh_Before Competition Groups_13 | Fan System Optimization | 1.579% | 0 | 55.6394 | Industrial_2022_Economic_GWh_Before Competition Groups_Fan System Optimization
Industrial | Ind ¦ Material Handling Improvements | 2022 | Economic | GWh | Before Competition Groups | 54.5172 | 0 | 0 | 3524.7803 | 0.015467 | 14 | Industrial_2022_Economic_GWh_Before Competition Groups_14 | Material Handling Improvements | 1.547% | 0 | 54.5172 | Industrial_2022_Economic_GWh_Before Competition Groups_Material Handling Improvements
Industrial | Ind ¦ Refiner Plate Improvements | 2022 | Economic | GWh | Before Competition Groups | 40.5636 | 0 | 0 | 3524.7803 | 0.011508 | 15 | Industrial_2022_Economic_GWh_Before Competition Groups_15 | Refiner Plate Improvements | 1.151% | 0 | 40.5636 | Industrial_2022_Economic_GWh_Before Competition Groups_Refiner Plate Improvements
Industrial | Ind ¦ Process Heat Recovery | 2022 | Economic | GWh | Before Competition Groups | 38.8809 | 0 | 0 | 3524.7803 | 0.011031 | 16 | Industrial_2022_Economic_GWh_Before Competition Groups_16 | Process Heat Recovery | 1.103% | 0 | 38.8809 | Industrial_2022_Economic_GWh_Before Competition Groups_Process Heat Recovery
Industrial | Ind ¦ VAV Conversion Project | 2022 | Economic | GWh | Before Competition Groups | 27.8988 | 0 | 0 | 3524.7803 | 0.007915 | 17 | Industrial_2022_Economic_GWh_Before Competition Groups_17 | VAV Conversion Project | 0.7915% | 0 | 27.8988 | Industrial_2022_Economic_GWh_Before Competition Groups_VAV Conversion Project
Industrial | Ind ¦ Improved Controls - Process Cooling | 2022 | Economic | GWh | Before Competition Groups | 22.2667 | 0 | 0 | 3524.7803 | 0.0063172 | 18 | Industrial_2022_Economic_GWh_Before Competition Groups_18 | Improved Controls - Process Cooling | 0.6317% | 0 | 22.2667 | Industrial_2022_Economic_GWh_Before Competition Groups_Improved Controls - Process Cooling
Industrial | Ind ¦ Process Improvements | 2022 | Economic | GWh | Before Competition Groups | 18.1458 | 0 | 0 | 3524.7803 | 0.0051481 | 19 | Industrial_2022_Economic_GWh_Before Competition Groups_19 | Process Improvements | 0.5148% | 0 | 18.1458 | Industrial_2022_Economic_GWh_Before Competition Groups_Process Improvements
Industrial | Ind ¦ High Efficiency Battery Charger | 2022 | Economic | GWh | Before Competition Groups | 17.642 | 0 | 0 | 3524.7803 | 0.0050051 | 20 | Industrial_2022_Economic_GWh_Before Competition Groups_20 | High Efficiency Battery Charger | 0.5005% | 0 | 17.642 | Industrial_2022_Economic_GWh_Before Competition Groups_High Efficiency Battery Charger
Industrial | Ind ¦ Improved Controls - Process Heating | 2022 | Economic | GWh | Before Competition Groups | 10.8396 | 0 | 0 | 3524.7803 | 0.0030753 | 21 | Industrial_2022_Economic_GWh_Before Competition Groups_21 | Improved Controls - Process Heating | 0.3075% | 0 | 10.8396 | Industrial_2022_Economic_GWh_Before Competition Groups_Improved Controls - Process Heating
Industrial | Ind ¦ Refrigeration Compressor VFD | 2022 | Economic | GWh | Before Competition Groups | 9.7492 | 0 | 0 | 3524.7803 | 0.0027659 | 22 | Industrial_2022_Economic_GWh_Before Competition Groups_22 | Refrigeration Compressor VFD | 0.2766% | 0 | 9.7492 | Industrial_2022_Economic_GWh_Before Competition Groups_Refrigeration Compressor VFD
Industrial | Ind ¦ Cooling Tower Optimization | 2022 | Economic | GWh | Before Competition Groups | 9.189 | 0 | 0 | 3524.7803 | 0.002607 | 23 | Industrial_2022_Economic_GWh_Before Competition Groups_23 | Cooling Tower Optimization | 0.2607% | 0 | 9.189 | Industrial_2022_Economic_GWh_Before Competition Groups_Cooling Tower Optimization
Industrial | Ind ¦ Engine Block Heater Timer | 2022 | Economic | GWh | Before Competition Groups | 6.9154 | 0 | 0 | 3524.7803 | 0.0019619 | 24 | Industrial_2022_Economic_GWh_Before Competition Groups_24 | Engine Block Heater Timer | 0.1962% | 0 | 6.9154 | Industrial_2022_Economic_GWh_Before Competition Groups_Engine Block Heater Timer
Industrial | Ind ¦ Free Cooling | 2022 | Economic | GWh | Before Competition Groups | 5.5258 | 0 | 0 | 3524.7803 | 0.0015677 | 25 | Industrial_2022_Economic_GWh_Before Competition Groups_25 | Free Cooling | 0.1568% | 0 | 5.5258 | Industrial_2022_Economic_GWh_Before Competition Groups_Free Cooling
Industrial | Ind ¦ Ventilation Optimization | 2022 | Economic | GWh | Before Competition Groups | 5.4989 | 0 | 0 | 3524.7803 | 0.0015601 | 26 | Industrial_2022_Economic_GWh_Before Competition Groups_26 | Ventilation Optimization | 0.156% | 0 | 5.4989 | Industrial_2022_Economic_GWh_Before Competition Groups_Ventilation Optimization
Industrial | Ind ¦ Efficient Irrigation | 2022 | Economic | GWh | Before Competition Groups | 4.8184 | 0 | 0 | 3524.7803 | 0.001367 | 27 | Industrial_2022_Economic_GWh_Before Competition Groups_27 | Efficient Irrigation | 0.1367% | 0 | 4.8184 | Industrial_2022_Economic_GWh_Before Competition Groups_Efficient Irrigation
Industrial | Ind ¦ Air Compressor Heat Recovery | 2022 | Economic | GWh | Before Competition Groups | 3.0524 | 0 | 0 | 3524.7803 | 0.000866 | 28 | Industrial_2022_Economic_GWh_Before Competition Groups_28 | Air Compressor Heat Recovery | 0.0866% | 0 | 3.0524 | Industrial_2022_Economic_GWh_Before Competition Groups_Air Compressor Heat Recovery
Industrial | Ind ¦ Dairy Pre-Cooler | 2022 | Economic | GWh | Before Competition Groups | 1.4745 | 0 | 0 | 3524.7803 | 0.00041832 | 29 | Industrial_2022_Economic_GWh_Before Competition Groups_29 | Dairy Pre-Cooler | 0.04183% | 0 | 1.4745 | Industrial_2022_Economic_GWh_Before Competition Groups_Dairy Pre-Cooler
Industrial | Ind ¦ Efficient Refrigeration Compressor | 2022 | Economic | GWh | Before Competition Groups | 0.83023 | 0 | 0 | 3524.7803 | 0.00023554 | 30 | Industrial_2022_Economic_GWh_Before Competition Groups_30 | Efficient Refrigeration Compressor | 0.02355% | 0 | 0.83023 | Industrial_2022_Economic_GWh_Before Competition Groups_Efficient Refrigeration Compressor
Industrial | Ind ¦ Dairy Water Heater | 2022 | Economic | GWh | Before Competition Groups | 0.082205 | 0 | 0 | 3524.7803 | 2.3322e-05 | 31 | Industrial_2022_Economic_GWh_Before Competition Groups_31 | Dairy Water Heater | 0.002332% | 0 | 0.082205 | Industrial_2022_Economic_GWh_Before Competition Groups_Dairy Water Heater
Industrial | Ind ¦ Heat Lamps/Heat Pad | 2022 | Economic | GWh | Before Competition Groups | 0 | 0 | 0 | 3524.7803 | 0 | 32 | Industrial_2022_Economic_GWh_Before Competition Groups_32 | Heat Lamps/Heat Pad | 0% | 0 | 0 | Industrial_2022_Economic_GWh_Before Competition Groups_Heat Lamps/Heat Pad
Industrial | Ind ¦ Air Compressor Optimization | 2022 | SC A | GWh | Before Competition Groups | 96.6855 | 0 | 0 | 468.2083 | 0.2065 | 1 | Industrial_2022_SC A_GWh_Before Competition Groups_1 | Air Compressor Optimization | 20.65% | 0 | 96.6855 | Industrial_2022_SC A_GWh_Before Competition Groups_Air Compressor Optimization
Industrial | Ind ¦ Pump System Optimization | 2022 | SC A | GWh | Before Competition Groups | 91.0369 | 0 | 0 | 468.2083 | 0.19444 | 2 | Industrial_2022_SC A_GWh_Before Competition Groups_2 | Pump System Optimization | 19.44% | 0 | 91.0369 | Industrial_2022_SC A_GWh_Before Competition Groups_Pump System Optimization
Industrial | Ind ¦ Air Leak Survey and Repair | 2022 | SC A | GWh | Before Competition Groups | 49.7592 | 0 | 0 | 468.2083 | 0.10628 | 3 | Industrial_2022_SC A_GWh_Before Competition Groups_3 | Air Leak Survey and Repair | 10.63% | 0 | 49.7592 | Industrial_2022_SC A_GWh_Before Competition Groups_Air Leak Survey and Repair
Industrial | Ind ¦ Pump Equipment Upgrade | 2022 | SC A | GWh | Before Competition Groups | 45.568 | 0 | 0 | 468.2083 | 0.097324 | 4 | Industrial_2022_SC A_GWh_Before Competition Groups_4 | Pump Equipment Upgrade | 9.732% | 0 | 45.568 | Industrial_2022_SC A_GWh_Before Competition Groups_Pump Equipment Upgrade
Industrial | Ind ¦ Recommissioning | 2022 | SC A | GWh | Before Competition Groups | 35.2132 | 0 | 0 | 468.2083 | 0.075208 | 5 | Industrial_2022_SC A_GWh_Before Competition Groups_5 | Recommissioning | 7.521% | 0 | 35.2132 | Industrial_2022_SC A_GWh_Before Competition Groups_Recommissioning
Industrial | Ind ¦ SEM | 2022 | SC A | GWh | Before Competition Groups | 35.2132 | 0 | 0 | 468.2083 | 0.075208 | 6 | Industrial_2022_SC A_GWh_Before Competition Groups_6 | SEM | 7.521% | 0 | 35.2132 | Industrial_2022_SC A_GWh_Before Competition Groups_SEM
Industrial | Ind ¦ High Efficiency HVAC Fans | 2022 | SC A | GWh | Before Competition Groups | 26.9328 | 0 | 0 | 468.2083 | 0.057523 | 7 | Industrial_2022_SC A_GWh_Before Competition Groups_7 | High Efficiency HVAC Fans | 5.752% | 0 | 26.9328 | Industrial_2022_SC A_GWh_Before Competition Groups_High Efficiency HVAC Fans
Industrial | Ind ¦ Efficient Compressed Air Nozzles | 2022 | SC A | GWh | Before Competition Groups | 21.9988 | 0 | 0 | 468.2083 | 0.046985 | 8 | Industrial_2022_SC A_GWh_Before Competition Groups_8 | Efficient Compressed Air Nozzles | 4.699% | 0 | 21.9988 | Industrial_2022_SC A_GWh_Before Competition Groups_Efficient Compressed Air Nozzles
Industrial | Ind ¦ Greenhouse Grow Lights | 2022 | SC A | GWh | Before Competition Groups | 15.7079 | 0 | 0 | 468.2083 | 0.033549 | 9 | Industrial_2022_SC A_GWh_Before Competition Groups_9 | Greenhouse Grow Lights | 3.355% | 0 | 15.7079 | Industrial_2022_SC A_GWh_Before Competition Groups_Greenhouse Grow Lights
Industrial | Ind ¦ Fan System Optimization | 2022 | SC A | GWh | Before Competition Groups | 13.2586 | 0 | 0 | 468.2083 | 0.028318 | 10 | Industrial_2022_SC A_GWh_Before Competition Groups_10 | Fan System Optimization | 2.832% | 0 | 13.2586 | Industrial_2022_SC A_GWh_Before Competition Groups_Fan System Optimization
Industrial | Ind ¦ Material Handling Improvements | 2022 | SC A | GWh | Before Competition Groups | 10.3171 | 0 | 0 | 468.2083 | 0.022035 | 11 | Industrial_2022_SC A_GWh_Before Competition Groups_11 | Material Handling Improvements | 2.204% | 0 | 10.3171 | Industrial_2022_SC A_GWh_Before Competition Groups_Material Handling Improvements
Industrial | Ind ¦ Process Optimization (Elec) | 2022 | SC A | GWh | Before Competition Groups | 6.6421 | 0 | 0 | 468.2083 | 0.014186 | 12 | Industrial_2022_SC A_GWh_Before Competition Groups_12 | Process Optimization (Elec) | 1.419% | 0 | 6.6421 | Industrial_2022_SC A_GWh_Before Competition Groups_Process Optimization (Elec)
Industrial | Ind ¦ Process Heat Recovery | 2022 | SC A | GWh | Before Competition Groups | 2.9768 | 0 | 0 | 468.2083 | 0.0063579 | 13 | Industrial_2022_SC A_GWh_Before Competition Groups_13 | Process Heat Recovery | 0.6358% | 0 | 2.9768 | Industrial_2022_SC A_GWh_Before Competition Groups_Process Heat Recovery
Industrial | Ind ¦ Refiner Plate Improvements | 2022 | SC A | GWh | Before Competition Groups | 2.5713 | 0 | 0 | 468.2083 | 0.0054919 | 14 | Industrial_2022_SC A_GWh_Before Competition Groups_14 | Refiner Plate Improvements | 0.5492% | 0 | 2.5713 | Industrial_2022_SC A_GWh_Before Competition Groups_Refiner Plate Improvements
Industrial | Ind ¦ VAV Conversion Project | 2022 | SC A | GWh | Before Competition Groups | 2.1576 | 0 | 0 | 468.2083 | 0.0046082 | 15 | Industrial_2022_SC A_GWh_Before Competition Groups_15 | VAV Conversion Project | 0.4608% | 0 | 2.1576 | Industrial_2022_SC A_GWh_Before Competition Groups_VAV Conversion Project
Industrial | Ind ¦ Pulp and Paper Process Improvements | 2022 | SC A | GWh | Before Competition Groups | 2.0171 | 0 | 0 | 468.2083 | 0.0043082 | 16 | Industrial_2022_SC A_GWh_Before Competition Groups_16 | Pulp and Paper Process Improvements | 0.4308% | 0 | 2.0171 | Industrial_2022_SC A_GWh_Before Competition Groups_Pulp and Paper Process Improvements
Industrial | Ind ¦ Improved Controls - Process Cooling | 2022 | SC A | GWh | Before Competition Groups | 1.7649 | 0 | 0 | 468.2083 | 0.0037695 | 17 | Industrial_2022_SC A_GWh_Before Competition Groups_17 | Improved Controls - Process Cooling | 0.377% | 0 | 1.7649 | Industrial_2022_SC A_GWh_Before Competition Groups_Improved Controls - Process Cooling
Industrial | Ind ¦ Refrigeration Compressor VFD | 2022 | SC A | GWh | Before Competition Groups | 1.5009 | 0 | 0 | 468.2083 | 0.0032056 | 18 | Industrial_2022_SC A_GWh_Before Competition Groups_18 | Refrigeration Compressor VFD | 0.3206% | 0 | 1.5009 | Industrial_2022_SC A_GWh_Before Competition Groups_Refrigeration Compressor VFD
Industrial | Ind ¦ High Efficiency Battery Charger | 2022 | SC A | GWh | Before Competition Groups | 1.4102 | 0 | 0 | 468.2083 | 0.0030119 | 19 | Industrial_2022_SC A_GWh_Before Competition Groups_19 | High Efficiency Battery Charger | 0.3012% | 0 | 1.4102 | Industrial_2022_SC A_GWh_Before Competition Groups_High Efficiency Battery Charger
Industrial | Ind ¦ Process Improvements | 2022 | SC A | GWh | Before Competition Groups | 1.3523 | 0 | 0 | 468.2083 | 0.0028882 | 20 | Industrial_2022_SC A_GWh_Before Competition Groups_20 | Process Improvements | 0.2888% | 0 | 1.3523 | Industrial_2022_SC A_GWh_Before Competition Groups_Process Improvements
Industrial | Ind ¦ Ventilation Optimization | 2022 | SC A | GWh | Before Competition Groups | 0.93821 | 0 | 0 | 468.2083 | 0.0020038 | 21 | Industrial_2022_SC A_GWh_Before Competition Groups_21 | Ventilation Optimization | 0.2004% | 0 | 0.93821 | Industrial_2022_SC A_GWh_Before Competition Groups_Ventilation Optimization
Industrial | Ind ¦ Improved Controls - Process Heating | 2022 | SC A | GWh | Before Competition Groups | 0.87426 | 0 | 0 | 468.2083 | 0.0018672 | 22 | Industrial_2022_SC A_GWh_Before Competition Groups_22 | Improved Controls - Process Heating | 0.1867% | 0 | 0.87426 | Industrial_2022_SC A_GWh_Before Competition Groups_Improved Controls - Process Heating
Industrial | Ind ¦ HE Lighting | 2022 | SC A | GWh | Before Competition Groups | 0.58408 | 0 | 0 | 468.2083 | 0.0012475 | 23 | Industrial_2022_SC A_GWh_Before Competition Groups_23 | HE Lighting | 0.1247% | 0 | 0.58408 | Industrial_2022_SC A_GWh_Before Competition Groups_HE Lighting
Industrial | Ind ¦ Engine Block Heater Timer | 2022 | SC A | GWh | Before Competition Groups | 0.53096 | 0 | 0 | 468.2083 | 0.001134 | 24 | Industrial_2022_SC A_GWh_Before Competition Groups_24 | Engine Block Heater Timer | 0.1134% | 0 | 0.53096 | Industrial_2022_SC A_GWh_Before Competition Groups_Engine Block Heater Timer
Industrial | Ind ¦ Dairy Pre-Cooler | 2022 | SC A | GWh | Before Competition Groups | 0.3552 | 0 | 0 | 468.2083 | 0.00075864 | 25 | Industrial_2022_SC A_GWh_Before Competition Groups_25 | Dairy Pre-Cooler | 0.07586% | 0 | 0.3552 | Industrial_2022_SC A_GWh_Before Competition Groups_Dairy Pre-Cooler
Industrial | Ind ¦ Efficient Refrigeration Compressor | 2022 | SC A | GWh | Before Competition Groups | 0.27149 | 0 | 0 | 468.2083 | 0.00057984 | 26 | Industrial_2022_SC A_GWh_Before Competition Groups_26 | Efficient Refrigeration Compressor | 0.05798% | 0 | 0.27149 | Industrial_2022_SC A_GWh_Before Competition Groups_Efficient Refrigeration Compressor
Industrial | Ind ¦ Air Compressor Heat Recovery | 2022 | SC A | GWh | Before Competition Groups | 0.24292 | 0 | 0 | 468.2083 | 0.00051882 | 27 | Industrial_2022_SC A_GWh_Before Competition Groups_27 | Air Compressor Heat Recovery | 0.05188% | 0 | 0.24292 | Industrial_2022_SC A_GWh_Before Competition Groups_Air Compressor Heat Recovery
Industrial | Ind ¦ Cooling Tower Optimization | 2022 | SC A | GWh | Before Competition Groups | 0.20627 | 0 | 0 | 468.2083 | 0.00044056 | 28 | Industrial_2022_SC A_GWh_Before Competition Groups_28 | Cooling Tower Optimization | 0.04406% | 0 | 0.20627 | Industrial_2022_SC A_GWh_Before Competition Groups_Cooling Tower Optimization
Industrial | Ind ¦ Efficient Irrigation | 2022 | SC A | GWh | Before Competition Groups | 0.097184 | 0 | 0 | 468.2083 | 0.00020757 | 29 | Industrial_2022_SC A_GWh_Before Competition Groups_29 | Efficient Irrigation | 0.02076% | 0 | 0.097184 | Industrial_2022_SC A_GWh_Before Competition Groups_Efficient Irrigation
Industrial | Ind ¦ Dairy Water Heater | 2022 | SC A | GWh | Before Competition Groups | 0.019816 | 0 | 0 | 468.2083 | 4.2324e-05 | 30 | Industrial_2022_SC A_GWh_Before Competition Groups_30 | Dairy Water Heater | 0.004232% | 0 | 0.019816 | Industrial_2022_SC A_GWh_Before Competition Groups_Dairy Water Heater
Industrial | Ind ¦ Free Cooling | 2022 | SC A | GWh | Before Competition Groups | 0.0033745 | 0 | 0 | 468.2083 | 7.2073e-06 | 31 | Industrial_2022_SC A_GWh_Before Competition Groups_31 | Free Cooling | 0.0007207% | 0 | 0.0033745 | Industrial_2022_SC A_GWh_Before Competition Groups_Free Cooling
Industrial | Ind ¦ Heat Lamps/Heat Pad | 2022 | SC A | GWh | Before Competition Groups | 0 | 0 | 0 | 468.2083 | 0 | 32 | Industrial_2022_SC A_GWh_Before Competition Groups_32 | Heat Lamps/Heat Pad | 0% | 0 | 0 | Industrial_2022_SC A_GWh_Before Competition Groups_Heat Lamps/Heat Pad
Industrial | Ind ¦ Air Leak Survey and Repair | 2022 | SC B | GWh | Before Competition Groups | 133.6097 | 0 | 0 | 793.5752 | 0.16836 | 1 | Industrial_2022_SC B_GWh_Before Competition Groups_1 | Air Leak Survey and Repair | 16.84% | 0 | 133.6097 | Industrial_2022_SC B_GWh_Before Competition Groups_Air Leak Survey and Repair
Industrial | Ind ¦ Air Compressor Optimization | 2022 | SC B | GWh | Before Competition Groups | 96.6855 | 0 | 0 | 793.5752 | 0.12184 | 2 | Industrial_2022_SC B_GWh_Before Competition Groups_2 | Air Compressor Optimization | 12.18% | 0 | 96.6855 | Industrial_2022_SC B_GWh_Before Competition Groups_Air Compressor Optimization
Industrial | Ind ¦ Recommissioning | 2022 | SC B | GWh | Before Competition Groups | 94.5519 | 0 | 0 | 793.5752 | 0.11915 | 3 | Industrial_2022_SC B_GWh_Before Competition Groups_3 | Recommissioning | 11.91% | 0 | 94.5519 | Industrial_2022_SC B_GWh_Before Competition Groups_Recommissioning
Industrial | Ind ¦ SEM | 2022 | SC B | GWh | Before Competition Groups | 94.5519 | 0 | 0 | 793.5752 | 0.11915 | 4 | Industrial_2022_SC B_GWh_Before Competition Groups_4 | SEM | 11.91% | 0 | 94.5519 | Industrial_2022_SC B_GWh_Before Competition Groups_SEM
Industrial | Ind ¦ Pump System Optimization | 2022 | SC B | GWh | Before Competition Groups | 91.0369 | 0 | 0 | 793.5752 | 0.11472 | 5 | Industrial_2022_SC B_GWh_Before Competition Groups_5 | Pump System Optimization | 11.47% | 0 | 91.0369 | Industrial_2022_SC B_GWh_Before Competition Groups_Pump System Optimization
Industrial | Ind ¦ Efficient Compressed Air Nozzles | 2022 | SC B | GWh | Before Competition Groups | 58.8528 | 0 | 0 | 793.5752 | 0.074162 | 6 | Industrial_2022_SC B_GWh_Before Competition Groups_6 | Efficient Compressed Air Nozzles | 7.416% | 0 | 58.8528 | Industrial_2022_SC B_GWh_Before Competition Groups_Efficient Compressed Air Nozzles
Industrial | Ind ¦ High Efficiency HVAC Fans | 2022 | SC B | GWh | Before Competition Groups | 47.7038 | 0 | 0 | 793.5752 | 0.060112 | 7 | Industrial_2022_SC B_GWh_Before Competition Groups_7 | High Efficiency HVAC Fans | 6.011% | 0 | 47.7038 | Industrial_2022_SC B_GWh_Before Competition Groups_High Efficiency HVAC Fans
Industrial | Ind ¦ Pump Equipment Upgrade | 2022 | SC B | GWh | Before Competition Groups | 45.568 | 0 | 0 | 793.5752 | 0.057421 | 8 | Industrial_2022_SC B_GWh_Before Competition Groups_8 | Pump Equipment Upgrade | 5.742% | 0 | 45.568 | Industrial_2022_SC B_GWh_Before Competition Groups_Pump Equipment Upgrade
Industrial | Ind ¦ Greenhouse Grow Lights | 2022 | SC B | GWh | Before Competition Groups | 25.2508 | 0 | 0 | 793.5752 | 0.031819 | 9 | Industrial_2022_SC B_GWh_Before Competition Groups_9 | Greenhouse Grow Lights | 3.182% | 0 | 25.2508 | Industrial_2022_SC B_GWh_Before Competition Groups_Greenhouse Grow Lights
Industrial | Ind ¦ Material Handling Improvements | 2022 | SC B | GWh | Before Competition Groups | 15.8832 | 0 | 0 | 793.5752 | 0.020015 | 10 | Industrial_2022_SC B_GWh_Before Competition Groups_10 | Material Handling Improvements | 2.001% | 0 | 15.8832 | Industrial_2022_SC B_GWh_Before Competition Groups_Material Handling Improvements
Industrial | Ind ¦ Fan System Optimization | 2022 | SC B | GWh | Before Competition Groups | 14.4764 | 0 | 0 | 793.5752 | 0.018242 | 11 | Industrial_2022_SC B_GWh_Before Competition Groups_11 | Fan System Optimization | 1.824% | 0 | 14.4764 | Industrial_2022_SC B_GWh_Before Competition Groups_Fan System Optimization
Industrial | Ind ¦ Pulp and Paper Process Improvements | 2022 | SC B | GWh | Before Competition Groups | 13.2401 | 0 | 0 | 793.5752 | 0.016684 | 12 | Industrial_2022_SC B_GWh_Before Competition Groups_12 | Pulp and Paper Process Improvements | 1.668% | 0 | 13.2401 | Industrial_2022_SC B_GWh_Before Competition Groups_Pulp and Paper Process Improvements
Industrial | Ind ¦ HE Lighting | 2022 | SC B | GWh | Before Competition Groups | 8.484 | 0 | 0 | 793.5752 | 0.010691 | 13 | Industrial_2022_SC B_GWh_Before Competition Groups_13 | HE Lighting | 1.069% | 0 | 8.484 | Industrial_2022_SC B_GWh_Before Competition Groups_HE Lighting
Industrial | Ind ¦ Process Heat Recovery | 2022 | SC B | GWh | Before Competition Groups | 7.9936 | 0 | 0 | 793.5752 | 0.010073 | 14 | Industrial_2022_SC B_GWh_Before Competition Groups_14 | Process Heat Recovery | 1.007% | 0 | 7.9936 | Industrial_2022_SC B_GWh_Before Competition Groups_Process Heat Recovery
Industrial | Ind ¦ Refiner Plate Improvements | 2022 | SC B | GWh | Before Competition Groups | 6.9002 | 0 | 0 | 793.5752 | 0.0086951 | 15 | Industrial_2022_SC B_GWh_Before Competition Groups_15 | Refiner Plate Improvements | 0.8695% | 0 | 6.9002 | Industrial_2022_SC B_GWh_Before Competition Groups_Refiner Plate Improvements
Industrial | Ind ¦ Process Optimization (Elec) | 2022 | SC B | GWh | Before Competition Groups | 6.6421 | 0 | 0 | 793.5752 | 0.0083698 | 16 | Industrial_2022_SC B_GWh_Before Competition Groups_16 | Process Optimization (Elec) | 0.837% | 0 | 6.6421 | Industrial_2022_SC B_GWh_Before Competition Groups_Process Optimization (Elec)
Industrial | Ind ¦ VAV Conversion Project | 2022 | SC B | GWh | Before Competition Groups | 5.9133 | 0 | 0 | 793.5752 | 0.0074514 | 17 | Industrial_2022_SC B_GWh_Before Competition Groups_17 | VAV Conversion Project | 0.7451% | 0 | 5.9133 | Industrial_2022_SC B_GWh_Before Competition Groups_VAV Conversion Project
Industrial | Ind ¦ Improved Controls - Process Cooling | 2022 | SC B | GWh | Before Competition Groups | 4.7468 | 0 | 0 | 793.5752 | 0.0059815 | 18 | Industrial_2022_SC B_GWh_Before Competition Groups_18 | Improved Controls - Process Cooling | 0.5982% | 0 | 4.7468 | Industrial_2022_SC B_GWh_Before Competition Groups_Improved Controls - Process Cooling
Industrial | Ind ¦ High Efficiency Battery Charger | 2022 | SC B | GWh | Before Competition Groups | 3.9905 | 0 | 0 | 793.5752 | 0.0050285 | 19 | Industrial_2022_SC B_GWh_Before Competition Groups_19 | High Efficiency Battery Charger | 0.5028% | 0 | 3.9905 | Industrial_2022_SC B_GWh_Before Competition Groups_High Efficiency Battery Charger
Industrial | Ind ¦ Process Improvements | 2022 | SC B | GWh | Before Competition Groups | 3.7934 | 0 | 0 | 793.5752 | 0.0047801 | 20 | Industrial_2022_SC B_GWh_Before Competition Groups_20 | Process Improvements | 0.478% | 0 | 3.7934 | Industrial_2022_SC B_GWh_Before Competition Groups_Process Improvements
Industrial | Ind ¦ Ventilation Optimization | 2022 | SC B | GWh | Before Competition Groups | 2.6088 | 0 | 0 | 793.5752 | 0.0032875 | 21 | Industrial_2022_SC B_GWh_Before Competition Groups_21 | Ventilation Optimization | 0.3287% | 0 | 2.6088 | Industrial_2022_SC B_GWh_Before Competition Groups_Ventilation Optimization
Industrial | Ind ¦ Improved Controls - Process Heating | 2022 | SC B | GWh | Before Competition Groups | 2.3512 | 0 | 0 | 793.5752 | 0.0029627 | 22 | Industrial_2022_SC B_GWh_Before Competition Groups_22 | Improved Controls - Process Heating | 0.2963% | 0 | 2.3512 | Industrial_2022_SC B_GWh_Before Competition Groups_Improved Controls - Process Heating
Industrial | Ind ¦ Refrigeration Compressor VFD | 2022 | SC B | GWh | Before Competition Groups | 2.2502 | 0 | 0 | 793.5752 | 0.0028356 | 23 | Industrial_2022_SC B_GWh_Before Competition Groups_23 | Refrigeration Compressor VFD | 0.2836% | 0 | 2.2502 | Industrial_2022_SC B_GWh_Before Competition Groups_Refrigeration Compressor VFD
Industrial | Ind ¦ Cooling Tower Optimization | 2022 | SC B | GWh | Before Competition Groups | 1.9681 | 0 | 0 | 793.5752 | 0.0024801 | 24 | Industrial_2022_SC B_GWh_Before Competition Groups_24 | Cooling Tower Optimization | 0.248% | 0 | 1.9681 | Industrial_2022_SC B_GWh_Before Competition Groups_Cooling Tower Optimization
Industrial | Ind ¦ Engine Block Heater Timer | 2022 | SC B | GWh | Before Competition Groups | 1.4284 | 0 | 0 | 793.5752 | 0.0018 | 25 | Industrial_2022_SC B_GWh_Before Competition Groups_25 | Engine Block Heater Timer | 0.18% | 0 | 1.4284 | Industrial_2022_SC B_GWh_Before Competition Groups_Engine Block Heater Timer
Industrial | Ind ¦ Free Cooling | 2022 | SC B | GWh | Before Competition Groups | 1.2829 | 0 | 0 | 793.5752 | 0.0016166 | 26 | Industrial_2022_SC B_GWh_Before Competition Groups_26 | Free Cooling | 0.1617% | 0 | 1.2829 | Industrial_2022_SC B_GWh_Before Competition Groups_Free Cooling
Industrial | Ind ¦ Air Compressor Heat Recovery | 2022 | SC B | GWh | Before Competition Groups | 0.65224 | 0 | 0 | 793.5752 | 0.0008219 | 27 | Industrial_2022_SC B_GWh_Before Competition Groups_27 | Air Compressor Heat Recovery | 0.08219% | 0 | 0.65224 | Industrial_2022_SC B_GWh_Before Competition Groups_Air Compressor Heat Recovery
Industrial | Ind ¦ Dairy Pre-Cooler | 2022 | SC B | GWh | Before Competition Groups | 0.49821 | 0 | 0 | 793.5752 | 0.0006278 | 28 | Industrial_2022_SC B_GWh_Before Competition Groups_28 | Dairy Pre-Cooler | 0.06278% | 0 | 0.49821 | Industrial_2022_SC B_GWh_Before Competition Groups_Dairy Pre-Cooler
Industrial | Ind ¦ Efficient Refrigeration Compressor | 2022 | SC B | GWh | Before Competition Groups | 0.35177 | 0 | 0 | 793.5752 | 0.00044327 | 29 | Industrial_2022_SC B_GWh_Before Competition Groups_29 | Efficient Refrigeration Compressor | 0.04433% | 0 | 0.35177 | Industrial_2022_SC B_GWh_Before Competition Groups_Efficient Refrigeration Compressor
Industrial | Ind ¦ Efficient Irrigation | 2022 | SC B | GWh | Before Competition Groups | 0.27708 | 0 | 0 | 793.5752 | 0.00034916 | 30 | Industrial_2022_SC B_GWh_Before Competition Groups_30 | Efficient Irrigation | 0.03492% | 0 | 0.27708 | Industrial_2022_SC B_GWh_Before Competition Groups_Efficient Irrigation
Industrial | Ind ¦ Dairy Water Heater | 2022 | SC B | GWh | Before Competition Groups | 0.031532 | 0 | 0 | 793.5752 | 3.9734e-05 | 31 | Industrial_2022_SC B_GWh_Before Competition Groups_31 | Dairy Water Heater | 0.003973% | 0 | 0.031532 | Industrial_2022_SC B_GWh_Before Competition Groups_Dairy Water Heater
Industrial | Ind ¦ Heat Lamps/Heat Pad | 2022 | SC B | GWh | Before Competition Groups | 0 | 0 | 0 | 793.5752 | 0 | 32 | Industrial_2022_SC B_GWh_Before Competition Groups_32 | Heat Lamps/Heat Pad | 0% | 0 | 0 | Industrial_2022_SC B_GWh_Before Competition Groups_Heat Lamps/Heat Pad
Industrial | Ind ¦ Air Compressor Optimization | 2022 | SC C | GWh | Before Competition Groups | 96.6855 | 0 | 0 | 482.9785 | 0.20019 | 1 | Industrial_2022_SC C_GWh_Before Competition Groups_1 | Air Compressor Optimization | 20.02% | 0 | 96.6855 | Industrial_2022_SC C_GWh_Before Competition Groups_Air Compressor Optimization
Industrial | Ind ¦ Pump System Optimization | 2022 | SC C | GWh | Before Competition Groups | 91.0369 | 0 | 0 | 482.9785 | 0.18849 | 2 | Industrial_2022_SC C_GWh_Before Competition Groups_2 | Pump System Optimization | 18.85% | 0 | 91.0369 | Industrial_2022_SC C_GWh_Before Competition Groups_Pump System Optimization
Industrial | Ind ¦ Air Leak Survey and Repair | 2022 | SC C | GWh | Before Competition Groups | 49.7592 | 0 | 0 | 482.9785 | 0.10303 | 3 | Industrial_2022_SC C_GWh_Before Competition Groups_3 | Air Leak Survey and Repair | 10.3% | 0 | 49.7592 | Industrial_2022_SC C_GWh_Before Competition Groups_Air Leak Survey and Repair
Industrial | Ind ¦ Pump Equipment Upgrade | 2022 | SC C | GWh | Before Competition Groups | 45.568 | 0 | 0 | 482.9785 | 0.094348 | 4 | Industrial_2022_SC C_GWh_Before Competition Groups_4 | Pump Equipment Upgrade | 9.435% | 0 | 45.568 | Industrial_2022_SC C_GWh_Before Competition Groups_Pump Equipment Upgrade
Industrial | Ind ¦ Recommissioning | 2022 | SC C | GWh | Before Competition Groups | 35.2132 | 0 | 0 | 482.9785 | 0.072908 | 5 | Industrial_2022_SC C_GWh_Before Competition Groups_5 | Recommissioning | 7.291% | 0 | 35.2132 | Industrial_2022_SC C_GWh_Before Competition Groups_Recommissioning
Industrial | Ind ¦ SEM | 2022 | SC C | GWh | Before Competition Groups | 35.2132 | 0 | 0 | 482.9785 | 0.072908 | 6 | Industrial_2022_SC C_GWh_Before Competition Groups_6 | SEM | 7.291% | 0 | 35.2132 | Industrial_2022_SC C_GWh_Before Competition Groups_SEM
Industrial | Ind ¦ High Efficiency HVAC Fans | 2022 | SC C | GWh | Before Competition Groups | 26.9328 | 0 | 0 | 482.9785 | 0.055764 | 7 | Industrial_2022_SC C_GWh_Before Competition Groups_7 | High Efficiency HVAC Fans | 5.576% | 0 | 26.9328 | Industrial_2022_SC C_GWh_Before Competition Groups_High Efficiency HVAC Fans
Industrial | Ind ¦ Efficient Compressed Air Nozzles | 2022 | SC C | GWh | Before Competition Groups | 21.9988 | 0 | 0 | 482.9785 | 0.045548 | 8 | Industrial_2022_SC C_GWh_Before Competition Groups_8 | Efficient Compressed Air Nozzles | 4.555% | 0 | 21.9988 | Industrial_2022_SC C_GWh_Before Competition Groups_Efficient Compressed Air Nozzles
Industrial | Ind ¦ Greenhouse Grow Lights | 2022 | SC C | GWh | Before Competition Groups | 18.7185 | 0 | 0 | 482.9785 | 0.038756 | 9 | Industrial_2022_SC C_GWh_Before Competition Groups_9 | Greenhouse Grow Lights | 3.876% | 0 | 18.7185 | Industrial_2022_SC C_GWh_Before Competition Groups_Greenhouse Grow Lights
Industrial | Ind ¦ Fan System Optimization | 2022 | SC C | GWh | Before Competition Groups | 14.4764 | 0 | 0 | 482.9785 | 0.029973 | 10 | Industrial_2022_SC C_GWh_Before Competition Groups_10 | Fan System Optimization | 2.997% | 0 | 14.4764 | Industrial_2022_SC C_GWh_Before Competition Groups_Fan System Optimization
Industrial | Ind ¦ Material Handling Improvements | 2022 | SC C | GWh | Before Competition Groups | 10.3171 | 0 | 0 | 482.9785 | 0.021361 | 11 | Industrial_2022_SC C_GWh_Before Competition Groups_11 | Material Handling Improvements | 2.136% | 0 | 10.3171 | Industrial_2022_SC C_GWh_Before Competition Groups_Material Handling Improvements
Industrial | Ind ¦ Process Optimization (Elec) | 2022 | SC C | GWh | Before Competition Groups | 6.6421 | 0 | 0 | 482.9785 | 0.013752 | 12 | Industrial_2022_SC C_GWh_Before Competition Groups_12 | Process Optimization (Elec) | 1.375% | 0 | 6.6421 | Industrial_2022_SC C_GWh_Before Competition Groups_Process Optimization (Elec)
Industrial | Ind ¦ Pulp and Paper Process Improvements | 2022 | SC C | GWh | Before Competition Groups | 4.9306 | 0 | 0 | 482.9785 | 0.010209 | 13 | Industrial_2022_SC C_GWh_Before Competition Groups_13 | Pulp and Paper Process Improvements | 1.021% | 0 | 4.9306 | Industrial_2022_SC C_GWh_Before Competition Groups_Pulp and Paper Process Improvements
Industrial | Ind ¦ HE Lighting | 2022 | SC C | GWh | Before Competition Groups | 3.1886 | 0 | 0 | 482.9785 | 0.006602 | 14 | Industrial_2022_SC C_GWh_Before Competition Groups_14 | HE Lighting | 0.6602% | 0 | 3.1886 | Industrial_2022_SC C_GWh_Before Competition Groups_HE Lighting
Industrial | Ind ¦ Process Heat Recovery | 2022 | SC C | GWh | Before Competition Groups | 2.9768 | 0 | 0 | 482.9785 | 0.0061635 | 15 | Industrial_2022_SC C_GWh_Before Competition Groups_15 | Process Heat Recovery | 0.6163% | 0 | 2.9768 | Industrial_2022_SC C_GWh_Before Competition Groups_Process Heat Recovery
Industrial | Ind ¦ Ventilation Optimization | 2022 | SC C | GWh | Before Competition Groups | 2.6088 | 0 | 0 | 482.9785 | 0.0054016 | 16 | Industrial_2022_SC C_GWh_Before Competition Groups_16 | Ventilation Optimization | 0.5402% | 0 | 2.6088 | Industrial_2022_SC C_GWh_Before Competition Groups_Ventilation Optimization
Industrial | Ind ¦ Refiner Plate Improvements | 2022 | SC C | GWh | Before Competition Groups | 2.5713 | 0 | 0 | 482.9785 | 0.0053239 | 17 | Industrial_2022_SC C_GWh_Before Competition Groups_17 | Refiner Plate Improvements | 0.5324% | 0 | 2.5713 | Industrial_2022_SC C_GWh_Before Competition Groups_Refiner Plate Improvements
Industrial | Ind ¦ VAV Conversion Project | 2022 | SC C | GWh | Before Competition Groups | 2.2023 | 0 | 0 | 482.9785 | 0.0045597 | 18 | Industrial_2022_SC C_GWh_Before Competition Groups_18 | VAV Conversion Project | 0.456% | 0 | 2.2023 | Industrial_2022_SC C_GWh_Before Competition Groups_VAV Conversion Project
Industrial | Ind ¦ High Efficiency Battery Charger | 2022 | SC C | GWh | Before Competition Groups | 2.0453 | 0 | 0 | 482.9785 | 0.0042347 | 19 | Industrial_2022_SC C_GWh_Before Competition Groups_19 | High Efficiency Battery Charger | 0.4235% | 0 | 2.0453 | Industrial_2022_SC C_GWh_Before Competition Groups_High Efficiency Battery Charger
Industrial | Ind ¦ Cooling Tower Optimization | 2022 | SC C | GWh | Before Competition Groups | 1.9681 | 0 | 0 | 482.9785 | 0.004075 | 20 | Industrial_2022_SC C_GWh_Before Competition Groups_20 | Cooling Tower Optimization | 0.4075% | 0 | 1.9681 | Industrial_2022_SC C_GWh_Before Competition Groups_Cooling Tower Optimization
Industrial | Ind ¦ Refrigeration Compressor VFD | 2022 | SC C | GWh | Before Competition Groups | 1.7755 | 0 | 0 | 482.9785 | 0.0036761 | 21 | Industrial_2022_SC C_GWh_Before Competition Groups_21 | Refrigeration Compressor VFD | 0.3676% | 0 | 1.7755 | Industrial_2022_SC C_GWh_Before Competition Groups_Refrigeration Compressor VFD
Industrial | Ind ¦ Improved Controls - Process Cooling | 2022 | SC C | GWh | Before Competition Groups | 1.7677 | 0 | 0 | 482.9785 | 0.0036601 | 22 | Industrial_2022_SC C_GWh_Before Competition Groups_22 | Improved Controls - Process Cooling | 0.366% | 0 | 1.7677 | Industrial_2022_SC C_GWh_Before Competition Groups_Improved Controls - Process Cooling
Industrial | Ind ¦ Process Improvements | 2022 | SC C | GWh | Before Competition Groups | 1.4127 | 0 | 0 | 482.9785 | 0.002925 | 23 | Industrial_2022_SC C_GWh_Before Competition Groups_23 | Process Improvements | 0.2925% | 0 | 1.4127 | Industrial_2022_SC C_GWh_Before Competition Groups_Process Improvements
Industrial | Ind ¦ Improved Controls - Process Heating | 2022 | SC C | GWh | Before Competition Groups | 0.87566 | 0 | 0 | 482.9785 | 0.001813 | 24 | Industrial_2022_SC C_GWh_Before Competition Groups_24 | Improved Controls - Process Heating | 0.1813% | 0 | 0.87566 | Industrial_2022_SC C_GWh_Before Competition Groups_Improved Controls - Process Heating
Industrial | Ind ¦ Engine Block Heater Timer | 2022 | SC C | GWh | Before Competition Groups | 0.53196 | 0 | 0 | 482.9785 | 0.0011014 | 25 | Industrial_2022_SC C_GWh_Before Competition Groups_25 | Engine Block Heater Timer | 0.1101% | 0 | 0.53196 | Industrial_2022_SC C_GWh_Before Competition Groups_Engine Block Heater Timer
Industrial | Ind ¦ Free Cooling | 2022 | SC C | GWh | Before Competition Groups | 0.47786 | 0 | 0 | 482.9785 | 0.0009894 | 26 | Industrial_2022_SC C_GWh_Before Competition Groups_26 | Free Cooling | 0.09894% | 0 | 0.47786 | Industrial_2022_SC C_GWh_Before Competition Groups_Free Cooling
Industrial | Ind ¦ Dairy Pre-Cooler | 2022 | SC C | GWh | Before Competition Groups | 0.43612 | 0 | 0 | 482.9785 | 0.00090297 | 27 | Industrial_2022_SC C_GWh_Before Competition Groups_27 | Dairy Pre-Cooler | 0.0903% | 0 | 0.43612 | Industrial_2022_SC C_GWh_Before Competition Groups_Dairy Pre-Cooler
Industrial | Ind ¦ Efficient Refrigeration Compressor | 2022 | SC C | GWh | Before Competition Groups | 0.27149 | 0 | 0 | 482.9785 | 0.00056211 | 28 | Industrial_2022_SC C_GWh_Before Competition Groups_28 | Efficient Refrigeration Compressor | 0.05621% | 0 | 0.27149 | Industrial_2022_SC C_GWh_Before Competition Groups_Efficient Refrigeration Compressor
Industrial | Ind ¦ Air Compressor Heat Recovery | 2022 | SC C | GWh | Before Competition Groups | 0.24292 | 0 | 0 | 482.9785 | 0.00050296 | 29 | Industrial_2022_SC C_GWh_Before Competition Groups_29 | Air Compressor Heat Recovery | 0.0503% | 0 | 0.24292 | Industrial_2022_SC C_GWh_Before Competition Groups_Air Compressor Heat Recovery
Industrial | Ind ¦ Efficient Irrigation | 2022 | SC C | GWh | Before Competition Groups | 0.10413 | 0 | 0 | 482.9785 | 0.0002156 | 30 | Industrial_2022_SC C_GWh_Before Competition Groups_30 | Efficient Irrigation | 0.02156% | 0 | 0.10413 | Industrial_2022_SC C_GWh_Before Competition Groups_Efficient Irrigation
Industrial | Ind ¦ Dairy Water Heater | 2022 | SC C | GWh | Before Competition Groups | 0.028817 | 0 | 0 | 482.9785 | 5.9666e-05 | 31 | Industrial_2022_SC C_GWh_Before Competition Groups_31 | Dairy Water Heater | 0.005967% | 0 | 0.028817 | Industrial_2022_SC C_GWh_Before Competition Groups_Dairy Water Heater
Industrial | Ind ¦ Heat Lamps/Heat Pad | 2022 | SC C | GWh | Before Competition Groups | 0 | 0 | 0 | 482.9785 | 0 | 32 | Industrial_2022_SC C_GWh_Before Competition Groups_32 | Heat Lamps/Heat Pad | 0% | 0 | 0 | Industrial_2022_SC C_GWh_Before Competition Groups_Heat Lamps/Heat Pad
Industrial | Ind ¦ Air Compressor Optimization | 2022 | SC D | GWh | Before Competition Groups | 96.6855 | 0 | 0 | 458.649 | 0.2108 | 1 | Industrial_2022_SC D_GWh_Before Competition Groups_1 | Air Compressor Optimization | 21.08% | 0 | 96.6855 | Industrial_2022_SC D_GWh_Before Competition Groups_Air Compressor Optimization
Industrial | Ind ¦ Pump System Optimization | 2022 | SC D | GWh | Before Competition Groups | 89.1042 | 0 | 0 | 458.649 | 0.19428 | 2 | Industrial_2022_SC D_GWh_Before Competition Groups_2 | Pump System Optimization | 19.43% | 0 | 89.1042 | Industrial_2022_SC D_GWh_Before Competition Groups_Pump System Optimization
Industrial | Ind ¦ Air Leak Survey and Repair | 2022 | SC D | GWh | Before Competition Groups | 49.6773 | 0 | 0 | 458.649 | 0.10831 | 3 | Industrial_2022_SC D_GWh_Before Competition Groups_3 | Air Leak Survey and Repair | 10.83% | 0 | 49.6773 | Industrial_2022_SC D_GWh_Before Competition Groups_Air Leak Survey and Repair
Industrial | Ind ¦ Pump Equipment Upgrade | 2022 | SC D | GWh | Before Competition Groups | 42.8711 | 0 | 0 | 458.649 | 0.093473 | 4 | Industrial_2022_SC D_GWh_Before Competition Groups_4 | Pump Equipment Upgrade | 9.347% | 0 | 42.8711 | Industrial_2022_SC D_GWh_Before Competition Groups_Pump Equipment Upgrade
Industrial | Ind ¦ SEM | 2022 | SC D | GWh | Before Competition Groups | 35.2132 | 0 | 0 | 458.649 | 0.076776 | 5 | Industrial_2022_SC D_GWh_Before Competition Groups_5 | SEM | 7.678% | 0 | 35.2132 | Industrial_2022_SC D_GWh_Before Competition Groups_SEM
Industrial | Ind ¦ Recommissioning | 2022 | SC D | GWh | Before Competition Groups | 34.1058 | 0 | 0 | 458.649 | 0.074361 | 6 | Industrial_2022_SC D_GWh_Before Competition Groups_6 | Recommissioning | 7.436% | 0 | 34.1058 | Industrial_2022_SC D_GWh_Before Competition Groups_Recommissioning
Industrial | Ind ¦ High Efficiency HVAC Fans | 2022 | SC D | GWh | Before Competition Groups | 25.8712 | 0 | 0 | 458.649 | 0.056407 | 7 | Industrial_2022_SC D_GWh_Before Competition Groups_7 | High Efficiency HVAC Fans | 5.641% | 0 | 25.8712 | Industrial_2022_SC D_GWh_Before Competition Groups_High Efficiency HVAC Fans
Industrial | Ind ¦ Efficient Compressed Air Nozzles | 2022 | SC D | GWh | Before Competition Groups | 21.9988 | 0 | 0 | 458.649 | 0.047964 | 8 | Industrial_2022_SC D_GWh_Before Competition Groups_8 | Efficient Compressed Air Nozzles | 4.796% | 0 | 21.9988 | Industrial_2022_SC D_GWh_Before Competition Groups_Efficient Compressed Air Nozzles
Industrial | Ind ¦ Fan System Optimization | 2022 | SC D | GWh | Before Competition Groups | 14.4764 | 0 | 0 | 458.649 | 0.031563 | 9 | Industrial_2022_SC D_GWh_Before Competition Groups_9 | Fan System Optimization | 3.156% | 0 | 14.4764 | Industrial_2022_SC D_GWh_Before Competition Groups_Fan System Optimization
Industrial | Ind ¦ Greenhouse Grow Lights | 2022 | SC D | GWh | Before Competition Groups | 13.0849 | 0 | 0 | 458.649 | 0.028529 | 10 | Industrial_2022_SC D_GWh_Before Competition Groups_10 | Greenhouse Grow Lights | 2.853% | 0 | 13.0849 | Industrial_2022_SC D_GWh_Before Competition Groups_Greenhouse Grow Lights
Industrial | Ind ¦ Material Handling Improvements | 2022 | SC D | GWh | Before Competition Groups | 10.3171 | 0 | 0 | 458.649 | 0.022495 | 11 | Industrial_2022_SC D_GWh_Before Competition Groups_11 | Material Handling Improvements | 2.249% | 0 | 10.3171 | Industrial_2022_SC D_GWh_Before Competition Groups_Material Handling Improvements
Industrial | Ind ¦ Process Optimization (Elec) | 2022 | SC D | GWh | Before Competition Groups | 6.6421 | 0 | 0 | 458.649 | 0.014482 | 12 | Industrial_2022_SC D_GWh_Before Competition Groups_12 | Process Optimization (Elec) | 1.448% | 0 | 6.6421 | Industrial_2022_SC D_GWh_Before Competition Groups_Process Optimization (Elec)
Industrial | Ind ¦ Refiner Plate Improvements | 2022 | SC D | GWh | Before Competition Groups | 2.5713 | 0 | 0 | 458.649 | 0.0056063 | 13 | Industrial_2022_SC D_GWh_Before Competition Groups_13 | Refiner Plate Improvements | 0.5606% | 0 | 2.5713 | Industrial_2022_SC D_GWh_Before Competition Groups_Refiner Plate Improvements
Industrial | Ind ¦ Process Heat Recovery | 2022 | SC D | GWh | Before Competition Groups | 2.2483 | 0 | 0 | 458.649 | 0.0049019 | 14 | Industrial_2022_SC D_GWh_Before Competition Groups_14 | Process Heat Recovery | 0.4902% | 0 | 2.2483 | Industrial_2022_SC D_GWh_Before Competition Groups_Process Heat Recovery
Industrial | Ind ¦ Ventilation Optimization | 2022 | SC D | GWh | Before Competition Groups | 2.2432 | 0 | 0 | 458.649 | 0.0048909 | 15 | Industrial_2022_SC D_GWh_Before Competition Groups_15 | Ventilation Optimization | 0.4891% | 0 | 2.2432 | Industrial_2022_SC D_GWh_Before Competition Groups_Ventilation Optimization
Industrial | Ind ¦ Improved Controls - Process Cooling | 2022 | SC D | GWh | Before Competition Groups | 1.7677 | 0 | 0 | 458.649 | 0.0038542 | 16 | Industrial_2022_SC D_GWh_Before Competition Groups_16 | Improved Controls - Process Cooling | 0.3854% | 0 | 1.7677 | Industrial_2022_SC D_GWh_Before Competition Groups_Improved Controls - Process Cooling
Industrial | Ind ¦ Cooling Tower Optimization | 2022 | SC D | GWh | Before Competition Groups | 1.7645 | 0 | 0 | 458.649 | 0.0038472 | 17 | Industrial_2022_SC D_GWh_Before Competition Groups_17 | Cooling Tower Optimization | 0.3847% | 0 | 1.7645 | Industrial_2022_SC D_GWh_Before Competition Groups_Cooling Tower Optimization
Industrial | Ind ¦ VAV Conversion Project | 2022 | SC D | GWh | Before Competition Groups | 1.5099 | 0 | 0 | 458.649 | 0.0032922 | 18 | Industrial_2022_SC D_GWh_Before Competition Groups_18 | VAV Conversion Project | 0.3292% | 0 | 1.5099 | Industrial_2022_SC D_GWh_Before Competition Groups_VAV Conversion Project
Industrial | Ind ¦ Process Improvements | 2022 | SC D | GWh | Before Competition Groups | 1.2495 | 0 | 0 | 458.649 | 0.0027243 | 19 | Industrial_2022_SC D_GWh_Before Competition Groups_19 | Process Improvements | 0.2724% | 0 | 1.2495 | Industrial_2022_SC D_GWh_Before Competition Groups_Process Improvements
Industrial | Ind ¦ Refrigeration Compressor VFD | 2022 | SC D | GWh | Before Competition Groups | 1.1116 | 0 | 0 | 458.649 | 0.0024236 | 20 | Industrial_2022_SC D_GWh_Before Competition Groups_20 | Refrigeration Compressor VFD | 0.2424% | 0 | 1.1116 | Industrial_2022_SC D_GWh_Before Competition Groups_Refrigeration Compressor VFD
Industrial | Ind ¦ High Efficiency Battery Charger | 2022 | SC D | GWh | Before Competition Groups | 1.0229 | 0 | 0 | 458.649 | 0.0022302 | 21 | Industrial_2022_SC D_GWh_Before Competition Groups_21 | High Efficiency Battery Charger | 0.223% | 0 | 1.0229 | Industrial_2022_SC D_GWh_Before Competition Groups_High Efficiency Battery Charger
Industrial | Ind ¦ Improved Controls - Process Heating | 2022 | SC D | GWh | Before Competition Groups | 0.78859 | 0 | 0 | 458.649 | 0.0017194 | 22 | Industrial_2022_SC D_GWh_Before Competition Groups_22 | Improved Controls - Process Heating | 0.1719% | 0 | 0.78859 | Industrial_2022_SC D_GWh_Before Competition Groups_Improved Controls - Process Heating
Industrial | Ind ¦ Pulp and Paper Process Improvements | 2022 | SC D | GWh | Before Competition Groups | 0.65454 | 0 | 0 | 458.649 | 0.0014271 | 23 | Industrial_2022_SC D_GWh_Before Competition Groups_23 | Pulp and Paper Process Improvements | 0.1427% | 0 | 0.65454 | Industrial_2022_SC D_GWh_Before Competition Groups_Pulp and Paper Process Improvements
Industrial | Ind ¦ Engine Block Heater Timer | 2022 | SC D | GWh | Before Competition Groups | 0.50573 | 0 | 0 | 458.649 | 0.0011027 | 24 | Industrial_2022_SC D_GWh_Before Competition Groups_24 | Engine Block Heater Timer | 0.1103% | 0 | 0.50573 | Industrial_2022_SC D_GWh_Before Competition Groups_Engine Block Heater Timer
Industrial | Ind ¦ HE Lighting | 2022 | SC D | GWh | Before Competition Groups | 0.3337 | 0 | 0 | 458.649 | 0.00072758 | 25 | Industrial_2022_SC D_GWh_Before Competition Groups_25 | HE Lighting | 0.07276% | 0 | 0.3337 | Industrial_2022_SC D_GWh_Before Competition Groups_HE Lighting
Industrial | Ind ¦ Efficient Refrigeration Compressor | 2022 | SC D | GWh | Before Competition Groups | 0.27014 | 0 | 0 | 458.649 | 0.00058899 | 26 | Industrial_2022_SC D_GWh_Before Competition Groups_26 | Efficient Refrigeration Compressor | 0.0589% | 0 | 0.27014 | Industrial_2022_SC D_GWh_Before Competition Groups_Efficient Refrigeration Compressor
Industrial | Ind ¦ Air Compressor Heat Recovery | 2022 | SC D | GWh | Before Competition Groups | 0.22203 | 0 | 0 | 458.649 | 0.00048409 | 27 | Industrial_2022_SC D_GWh_Before Competition Groups_27 | Air Compressor Heat Recovery | 0.04841% | 0 | 0.22203 | Industrial_2022_SC D_GWh_Before Competition Groups_Air Compressor Heat Recovery
Industrial | Ind ¦ Dairy Pre-Cooler | 2022 | SC D | GWh | Before Competition Groups | 0.20312 | 0 | 0 | 458.649 | 0.00044287 | 28 | Industrial_2022_SC D_GWh_Before Competition Groups_28 | Dairy Pre-Cooler | 0.04429% | 0 | 0.20312 | Industrial_2022_SC D_GWh_Before Competition Groups_Dairy Pre-Cooler
Industrial | Ind ¦ Free Cooling | 2022 | SC D | GWh | Before Competition Groups | 0.069935 | 0 | 0 | 458.649 | 0.00015248 | 29 | Industrial_2022_SC D_GWh_Before Competition Groups_29 | Free Cooling | 0.01525% | 0 | 0.069935 | Industrial_2022_SC D_GWh_Before Competition Groups_Free Cooling
Industrial | Ind ¦ Efficient Irrigation | 2022 | SC D | GWh | Before Competition Groups | 0.064794 | 0 | 0 | 458.649 | 0.00014127 | 30 | Industrial_2022_SC D_GWh_Before Competition Groups_30 | Efficient Irrigation | 0.01413% | 0 | 0.064794 | Industrial_2022_SC D_GWh_Before Competition Groups_Efficient Irrigation
Industrial | Ind ¦ Heat Lamps/Heat Pad | 2022 | SC D | GWh | Before Competition Groups | 0 | 0 | 0 | 458.649 | 0 | 31 | Industrial_2022_SC D_GWh_Before Competition Groups_31 | Heat Lamps/Heat Pad | 0% | 0 | 0 | Industrial_2022_SC D_GWh_Before Competition Groups_Heat Lamps/Heat Pad
Industrial | Ind ¦ Air Leak Survey and Repair | 2022 | Technical | GWh | Before Competition Groups | 617.7857 | 0 | 0 | 4933.1145 | 0.12523 | 1 | Industrial_2022_Technical_GWh_Before Competition Groups_1 | Air Leak Survey and Repair | 12.52% | 0 | 617.7857 | Industrial_2022_Technical_GWh_Before Competition Groups_Air Leak Survey and Repair
Industrial | Ind ¦ Pump System Optimization | 2022 | Technical | GWh | Before Competition Groups | 606.3974 | 0 | 0 | 4933.1145 | 0.12292 | 2 | Industrial_2022_Technical_GWh_Before Competition Groups_2 | Pump System Optimization | 12.29% | 0 | 606.3974 | Industrial_2022_Technical_GWh_Before Competition Groups_Pump System Optimization
Industrial | Ind ¦ HE Lighting | 2022 | Technical | GWh | Before Competition Groups | 515.4488 | 0 | 0 | 4933.1145 | 0.10449 | 3 | Industrial_2022_Technical_GWh_Before Competition Groups_3 | HE Lighting | 10.45% | 0 | 515.4488 | Industrial_2022_Technical_GWh_Before Competition Groups_HE Lighting
Industrial | Ind ¦ Recommissioning | 2022 | Technical | GWh | Before Competition Groups | 447.4592 | 0 | 0 | 4933.1145 | 0.090705 | 4 | Industrial_2022_Technical_GWh_Before Competition Groups_4 | Recommissioning | 9.071% | 0 | 447.4592 | Industrial_2022_Technical_GWh_Before Competition Groups_Recommissioning
Industrial | Ind ¦ SEM | 2022 | Technical | GWh | Before Competition Groups | 447.4592 | 0 | 0 | 4933.1145 | 0.090705 | 5 | Industrial_2022_Technical_GWh_Before Competition Groups_5 | SEM | 9.071% | 0 | 447.4592 | Industrial_2022_Technical_GWh_Before Competition Groups_SEM
Industrial | Ind ¦ Air Compressor Optimization | 2022 | Technical | GWh | Before Competition Groups | 354.2948 | 0 | 0 | 4933.1145 | 0.07182 | 6 | Industrial_2022_Technical_GWh_Before Competition Groups_6 | Air Compressor Optimization | 7.182% | 0 | 354.2948 | Industrial_2022_Technical_GWh_Before Competition Groups_Air Compressor Optimization
Industrial | Ind ¦ Efficient Compressed Air Nozzles | 2022 | Technical | GWh | Before Competition Groups | 333.9743 | 0 | 0 | 4933.1145 | 0.0677 | 7 | Industrial_2022_Technical_GWh_Before Competition Groups_7 | Efficient Compressed Air Nozzles | 6.77% | 0 | 333.9743 | Industrial_2022_Technical_GWh_Before Competition Groups_Efficient Compressed Air Nozzles
Industrial | Ind ¦ Pump Equipment Upgrade | 2022 | Technical | GWh | Before Competition Groups | 288.5656 | 0 | 0 | 4933.1145 | 0.058496 | 8 | Industrial_2022_Technical_GWh_Before Competition Groups_8 | Pump Equipment Upgrade | 5.85% | 0 | 288.5656 | Industrial_2022_Technical_GWh_Before Competition Groups_Pump Equipment Upgrade
Industrial | Ind ¦ High Efficiency HVAC Fans | 2022 | Technical | GWh | Before Competition Groups | 199.9362 | 0 | 0 | 4933.1145 | 0.040529 | 9 | Industrial_2022_Technical_GWh_Before Competition Groups_9 | High Efficiency HVAC Fans | 4.053% | 0 | 199.9362 | Industrial_2022_Technical_GWh_Before Competition Groups_High Efficiency HVAC Fans
Industrial | Ind ¦ Process Optimization (Elec) | 2022 | Technical | GWh | Before Competition Groups | 182.7599 | 0 | 0 | 4933.1145 | 0.037048 | 10 | Industrial_2022_Technical_GWh_Before Competition Groups_10 | Process Optimization (Elec) | 3.705% | 0 | 182.7599 | Industrial_2022_Technical_GWh_Before Competition Groups_Process Optimization (Elec)
Industrial | Ind ¦ Premium Efficient Motors | 2022 | Technical | GWh | Before Competition Groups | 148.5959 | 0 | 0 | 4933.1145 | 0.030122 | 11 | Industrial_2022_Technical_GWh_Before Competition Groups_11 | Premium Efficient Motors | 3.012% | 0 | 148.5959 | Industrial_2022_Technical_GWh_Before Competition Groups_Premium Efficient Motors
Industrial | Ind ¦ Greenhouse Grow Lights | 2022 | Technical | GWh | Before Competition Groups | 133.2316 | 0 | 0 | 4933.1145 | 0.027008 | 12 | Industrial_2022_Technical_GWh_Before Competition Groups_12 | Greenhouse Grow Lights | 2.701% | 0 | 133.2316 | Industrial_2022_Technical_GWh_Before Competition Groups_Greenhouse Grow Lights
Industrial | Ind ¦ HE HVAC Controls | 2022 | Technical | GWh | Before Competition Groups | 80.4933 | 0 | 0 | 4933.1145 | 0.016317 | 13 | Industrial_2022_Technical_GWh_Before Competition Groups_13 | HE HVAC Controls | 1.632% | 0 | 80.4933 | Industrial_2022_Technical_GWh_Before Competition Groups_HE HVAC Controls
Industrial | Ind ¦ Pulp and Paper Process Improvements | 2022 | Technical | GWh | Before Competition Groups | 66.7229 | 0 | 0 | 4933.1145 | 0.013526 | 14 | Industrial_2022_Technical_GWh_Before Competition Groups_14 | Pulp and Paper Process Improvements | 1.353% | 0 | 66.7229 | Industrial_2022_Technical_GWh_Before Competition Groups_Pulp and Paper Process Improvements
Industrial | Ind ¦ Fan System Optimization | 2022 | Technical | GWh | Before Competition Groups | 55.6394 | 0 | 0 | 4933.1145 | 0.011279 | 15 | Industrial_2022_Technical_GWh_Before Competition Groups_15 | Fan System Optimization | 1.128% | 0 | 55.6394 | Industrial_2022_Technical_GWh_Before Competition Groups_Fan System Optimization
Industrial | Ind ¦ Material Handling Improvements | 2022 | Technical | GWh | Before Competition Groups | 54.5172 | 0 | 0 | 4933.1145 | 0.011051 | 16 | Industrial_2022_Technical_GWh_Before Competition Groups_16 | Material Handling Improvements | 1.105% | 0 | 54.5172 | Industrial_2022_Technical_GWh_Before Competition Groups_Material Handling Improvements
Industrial | Ind ¦ HE HVAC Units | 2022 | Technical | GWh | Before Competition Groups | 44.1849 | 0 | 0 | 4933.1145 | 0.0089568 | 17 | Industrial_2022_Technical_GWh_Before Competition Groups_17 | HE HVAC Units | 0.8957% | 0 | 44.1849 | Industrial_2022_Technical_GWh_Before Competition Groups_HE HVAC Units
Industrial | Ind ¦ Refiner Plate Improvements | 2022 | Technical | GWh | Before Competition Groups | 40.5636 | 0 | 0 | 4933.1145 | 0.0082227 | 18 | Industrial_2022_Technical_GWh_Before Competition Groups_18 | Refiner Plate Improvements | 0.8223% | 0 | 40.5636 | Industrial_2022_Technical_GWh_Before Competition Groups_Refiner Plate Improvements
Industrial | Ind ¦ Process Heat Recovery | 2022 | Technical | GWh | Before Competition Groups | 38.8809 | 0 | 0 | 4933.1145 | 0.0078816 | 19 | Industrial_2022_Technical_GWh_Before Competition Groups_19 | Process Heat Recovery | 0.7882% | 0 | 38.8809 | Industrial_2022_Technical_GWh_Before Competition Groups_Process Heat Recovery
Industrial | Ind ¦ VAV Conversion Project | 2022 | Technical | GWh | Before Competition Groups | 27.8988 | 0 | 0 | 4933.1145 | 0.0056554 | 20 | Industrial_2022_Technical_GWh_Before Competition Groups_20 | VAV Conversion Project | 0.5655% | 0 | 27.8988 | Industrial_2022_Technical_GWh_Before Competition Groups_VAV Conversion Project
Industrial | Ind ¦ Ventilation Optimization | 2022 | Technical | GWh | Before Competition Groups | 26.3826 | 0 | 0 | 4933.1145 | 0.0053481 | 21 | Industrial_2022_Technical_GWh_Before Competition Groups_21 | Ventilation Optimization | 0.5348% | 0 | 26.3826 | Industrial_2022_Technical_GWh_Before Competition Groups_Ventilation Optimization
Industrial | Ind ¦ Cold Storage Retrofit | 2022 | Technical | GWh | Before Competition Groups | 24.5993 | 0 | 0 | 4933.1145 | 0.0049866 | 22 | Industrial_2022_Technical_GWh_Before Competition Groups_22 | Cold Storage Retrofit | 0.4987% | 0 | 24.5993 | Industrial_2022_Technical_GWh_Before Competition Groups_Cold Storage Retrofit
Industrial | Ind ¦ Synchronous Belts | 2022 | Technical | GWh | Before Competition Groups | 22.4399 | 0 | 0 | 4933.1145 | 0.0045488 | 23 | Industrial_2022_Technical_GWh_Before Competition Groups_23 | Synchronous Belts | 0.4549% | 0 | 22.4399 | Industrial_2022_Technical_GWh_Before Competition Groups_Synchronous Belts
Industrial | Ind ¦ Improved Controls - Process Cooling | 2022 | Technical | GWh | Before Competition Groups | 22.2667 | 0 | 0 | 4933.1145 | 0.0045137 | 24 | Industrial_2022_Technical_GWh_Before Competition Groups_24 | Improved Controls - Process Cooling | 0.4514% | 0 | 22.2667 | Industrial_2022_Technical_GWh_Before Competition Groups_Improved Controls - Process Cooling
Industrial | Ind ¦ Process Improvements | 2022 | Technical | GWh | Before Competition Groups | 18.1458 | 0 | 0 | 4933.1145 | 0.0036784 | 25 | Industrial_2022_Technical_GWh_Before Competition Groups_25 | Process Improvements | 0.3678% | 0 | 18.1458 | Industrial_2022_Technical_GWh_Before Competition Groups_Process Improvements
Industrial | Ind ¦ High Efficiency Battery Charger | 2022 | Technical | GWh | Before Competition Groups | 17.642 | 0 | 0 | 4933.1145 | 0.0035762 | 26 | Industrial_2022_Technical_GWh_Before Competition Groups_26 | High Efficiency Battery Charger | 0.3576% | 0 | 17.642 | Industrial_2022_Technical_GWh_Before Competition Groups_High Efficiency Battery Charger
Industrial | Ind ¦ HVLS Fans | 2022 | Technical | GWh | Before Competition Groups | 14.44 | 0 | 0 | 4933.1145 | 0.0029272 | 27 | Industrial_2022_Technical_GWh_Before Competition Groups_27 | HVLS Fans | 0.2927% | 0 | 14.44 | Industrial_2022_Technical_GWh_Before Competition Groups_HVLS Fans
Industrial | Ind ¦ Efficient Irrigation | 2022 | Technical | GWh | Before Competition Groups | 14.3597 | 0 | 0 | 4933.1145 | 0.0029109 | 28 | Industrial_2022_Technical_GWh_Before Competition Groups_28 | Efficient Irrigation | 0.2911% | 0 | 14.3597 | Industrial_2022_Technical_GWh_Before Competition Groups_Efficient Irrigation
Industrial | Ind ¦ Chiller Optimization | 2022 | Technical | GWh | Before Competition Groups | 11.7964 | 0 | 0 | 4933.1145 | 0.0023913 | 29 | Industrial_2022_Technical_GWh_Before Competition Groups_29 | Chiller Optimization | 0.2391% | 0 | 11.7964 | Industrial_2022_Technical_GWh_Before Competition Groups_Chiller Optimization
Industrial | Ind ¦ Improved Controls - Process Heating | 2022 | Technical | GWh | Before Competition Groups | 10.8396 | 0 | 0 | 4933.1145 | 0.0021973 | 30 | Industrial_2022_Technical_GWh_Before Competition Groups_30 | Improved Controls - Process Heating | 0.2197% | 0 | 10.8396 | Industrial_2022_Technical_GWh_Before Competition Groups_Improved Controls - Process Heating
Industrial | Ind ¦ Refrigeration Compressor VFD | 2022 | Technical | GWh | Before Competition Groups | 9.7492 | 0 | 0 | 4933.1145 | 0.0019763 | 31 | Industrial_2022_Technical_GWh_Before Competition Groups_31 | Refrigeration Compressor VFD | 0.1976% | 0 | 9.7492 | Industrial_2022_Technical_GWh_Before Competition Groups_Refrigeration Compressor VFD
Industrial | Ind ¦ Cooling Tower Optimization | 2022 | Technical | GWh | Before Competition Groups | 9.189 | 0 | 0 | 4933.1145 | 0.0018627 | 32 | Industrial_2022_Technical_GWh_Before Competition Groups_32 | Cooling Tower Optimization | 0.1863% | 0 | 9.189 | Industrial_2022_Technical_GWh_Before Competition Groups_Cooling Tower Optimization
Industrial | Ind ¦ Efficient Transformer | 2022 | Technical | GWh | Before Competition Groups | 8.821 | 0 | 0 | 4933.1145 | 0.0017881 | 33 | Industrial_2022_Technical_GWh_Before Competition Groups_33 | Efficient Transformer | 0.1788% | 0 | 8.821 | Industrial_2022_Technical_GWh_Before Competition Groups_Efficient Transformer
Industrial | Ind ¦ High Efficiency Welders | 2022 | Technical | GWh | Before Competition Groups | 7.1841 | 0 | 0 | 4933.1145 | 0.0014563 | 34 | Industrial_2022_Technical_GWh_Before Competition Groups_34 | High Efficiency Welders | 0.1456% | 0 | 7.1841 | Industrial_2022_Technical_GWh_Before Competition Groups_High Efficiency Welders
Industrial | Ind ¦ Engine Block Heater Timer | 2022 | Technical | GWh | Before Competition Groups | 6.9154 | 0 | 0 | 4933.1145 | 0.0014018 | 35 | Industrial_2022_Technical_GWh_Before Competition Groups_35 | Engine Block Heater Timer | 0.1402% | 0 | 6.9154 | Industrial_2022_Technical_GWh_Before Competition Groups_Engine Block Heater Timer
Industrial | Ind ¦ Free Cooling | 2022 | Technical | GWh | Before Competition Groups | 5.5258 | 0 | 0 | 4933.1145 | 0.0011201 | 36 | Industrial_2022_Technical_GWh_Before Competition Groups_36 | Free Cooling | 0.112% | 0 | 5.5258 | Industrial_2022_Technical_GWh_Before Competition Groups_Free Cooling
Industrial | Ind ¦ Low Energy Livestock Waterers | 2022 | Technical | GWh | Before Competition Groups | 5.3055 | 0 | 0 | 4933.1145 | 0.0010755 | 37 | Industrial_2022_Technical_GWh_Before Competition Groups_37 | Low Energy Livestock Waterers | 0.1075% | 0 | 5.3055 | Industrial_2022_Technical_GWh_Before Competition Groups_Low Energy Livestock Waterers
Industrial | Ind ¦ Dairy Pre-Cooler | 2022 | Technical | GWh | Before Competition Groups | 3.8737 | 0 | 0 | 4933.1145 | 0.00078524 | 38 | Industrial_2022_Technical_GWh_Before Competition Groups_38 | Dairy Pre-Cooler | 0.07852% | 0 | 3.8737 | Industrial_2022_Technical_GWh_Before Competition Groups_Dairy Pre-Cooler
Industrial | Ind ¦ Air Compressor Heat Recovery | 2022 | Technical | GWh | Before Competition Groups | 3.0524 | 0 | 0 | 4933.1145 | 0.00061877 | 39 | Industrial_2022_Technical_GWh_Before Competition Groups_39 | Air Compressor Heat Recovery | 0.06188% | 0 | 3.0524 | Industrial_2022_Technical_GWh_Before Competition Groups_Air Compressor Heat Recovery
Industrial | Ind ¦ Optimize Compressed Air Dryer | 2022 | Technical | GWh | Before Competition Groups | 2.1832 | 0 | 0 | 4933.1145 | 0.00044256 | 40 | Industrial_2022_Technical_GWh_Before Competition Groups_40 | Optimize Compressed Air Dryer | 0.04426% | 0 | 2.1832 | Industrial_2022_Technical_GWh_Before Competition Groups_Optimize Compressed Air Dryer
Industrial | Ind ¦ Heat Lamps/Heat Pad | 2022 | Technical | GWh | Before Competition Groups | 1.2967 | 0 | 0 | 4933.1145 | 0.00026286 | 41 | Industrial_2022_Technical_GWh_Before Competition Groups_41 | Heat Lamps/Heat Pad | 0.02629% | 0 | 1.2967 | Industrial_2022_Technical_GWh_Before Competition Groups_Heat Lamps/Heat Pad
Industrial | Ind ¦ Creep Heat Controller | 2022 | Technical | GWh | Before Competition Groups | 0.92339 | 0 | 0 | 4933.1145 | 0.00018718 | 42 | Industrial_2022_Technical_GWh_Before Competition Groups_42 | Creep Heat Controller | 0.01872% | 0 | 0.92339 | Industrial_2022_Technical_GWh_Before Competition Groups_Creep Heat Controller
Industrial | Ind ¦ Efficient Refrigeration Compressor | 2022 | Technical | GWh | Before Competition Groups | 0.83023 | 0 | 0 | 4933.1145 | 0.0001683 | 43 | Industrial_2022_Technical_GWh_Before Competition Groups_43 | Efficient Refrigeration Compressor | 0.01683% | 0 | 0.83023 | Industrial_2022_Technical_GWh_Before Competition Groups_Efficient Refrigeration Compressor
Industrial | Ind ¦ Dual and Natural Exhaust Ventilation Systems | 2022 | Technical | GWh | Before Competition Groups | 0.30518 | 0 | 0 | 4933.1145 | 6.1864e-05 | 44 | Industrial_2022_Technical_GWh_Before Competition Groups_44 | Dual and Natural Exhaust Ventilation Systems | 0.006186% | 0 | 0.30518 | Industrial_2022_Technical_GWh_Before Competition Groups_Dual and Natural Exhaust Ventilation Systems
Industrial | Ind ¦ Dairy Water Heater | 2022 | Technical | GWh | Before Competition Groups | 0.23817 | 0 | 0 | 4933.1145 | 4.8281e-05 | 45 | Industrial_2022_Technical_GWh_Before Competition Groups_45 | Dairy Water Heater | 0.004828% | 0 | 0.23817 | Industrial_2022_Technical_GWh_Before Competition Groups_Dairy Water Heater
Industrial | Ind ¦ Air Leak Survey and Repair | 2023 | Economic | GWh | Before Competition Groups | 613.1255 | 0 | 0 | 3617.8451 | 0.16947 | 1 | Industrial_2023_Economic_GWh_Before Competition Groups_1 | Air Leak Survey and Repair | 16.95% | 0 | 613.1255 | Industrial_2023_Economic_GWh_Before Competition Groups_Air Leak Survey and Repair
Industrial | Ind ¦ Recommissioning | 2023 | Economic | GWh | Before Competition Groups | 443.4113 | 0 | 0 | 3617.8451 | 0.12256 | 2 | Industrial_2023_Economic_GWh_Before Competition Groups_2 | Recommissioning | 12.26% | 0 | 443.4113 | Industrial_2023_Economic_GWh_Before Competition Groups_Recommissioning
Industrial | Ind ¦ SEM | 2023 | Economic | GWh | Before Competition Groups | 443.4113 | 0 | 0 | 3617.8451 | 0.12256 | 3 | Industrial_2023_Economic_GWh_Before Competition Groups_3 | SEM | 12.26% | 0 | 443.4113 | Industrial_2023_Economic_GWh_Before Competition Groups_SEM
Industrial | Ind ¦ Air Compressor Optimization | 2023 | Economic | GWh | Before Competition Groups | 367.0532 | 0 | 0 | 3617.8451 | 0.10146 | 4 | Industrial_2023_Economic_GWh_Before Competition Groups_4 | Air Compressor Optimization | 10.15% | 0 | 367.0532 | Industrial_2023_Economic_GWh_Before Competition Groups_Air Compressor Optimization
Industrial | Ind ¦ Efficient Compressed Air Nozzles | 2023 | Economic | GWh | Before Competition Groups | 349.4674 | 0 | 0 | 3617.8451 | 0.096595 | 5 | Industrial_2023_Economic_GWh_Before Competition Groups_5 | Efficient Compressed Air Nozzles | 9.66% | 0 | 349.4674 | Industrial_2023_Economic_GWh_Before Competition Groups_Efficient Compressed Air Nozzles
Industrial | Ind ¦ Pump System Optimization | 2023 | Economic | GWh | Before Competition Groups | 229.0845 | 0 | 0 | 3617.8451 | 0.063321 | 6 | Industrial_2023_Economic_GWh_Before Competition Groups_6 | Pump System Optimization | 6.332% | 0 | 229.0845 | Industrial_2023_Economic_GWh_Before Competition Groups_Pump System Optimization
Industrial | Ind ¦ High Efficiency HVAC Fans | 2023 | Economic | GWh | Before Competition Groups | 204.8259 | 0 | 0 | 3617.8451 | 0.056615 | 7 | Industrial_2023_Economic_GWh_Before Competition Groups_7 | High Efficiency HVAC Fans | 5.662% | 0 | 204.8259 | Industrial_2023_Economic_GWh_Before Competition Groups_High Efficiency HVAC Fans
Industrial | Ind ¦ Process Optimization (Elec) | 2023 | Economic | GWh | Before Competition Groups | 180.9652 | 0 | 0 | 3617.8451 | 0.05002 | 8 | Industrial_2023_Economic_GWh_Before Competition Groups_8 | Process Optimization (Elec) | 5.002% | 0 | 180.9652 | Industrial_2023_Economic_GWh_Before Competition Groups_Process Optimization (Elec)
Industrial | Ind ¦ HE Lighting | 2023 | Economic | GWh | Before Competition Groups | 153.78 | 0 | 0 | 3617.8451 | 0.042506 | 9 | Industrial_2023_Economic_GWh_Before Competition Groups_9 | HE Lighting | 4.251% | 0 | 153.78 | Industrial_2023_Economic_GWh_Before Competition Groups_HE Lighting
Industrial | Ind ¦ Greenhouse Grow Lights | 2023 | Economic | GWh | Before Competition Groups | 137.3683 | 0 | 0 | 3617.8451 | 0.03797 | 10 | Industrial_2023_Economic_GWh_Before Competition Groups_10 | Greenhouse Grow Lights | 3.797% | 0 | 137.3683 | Industrial_2023_Economic_GWh_Before Competition Groups_Greenhouse Grow Lights
Industrial | Ind ¦ Pump Equipment Upgrade | 2023 | Economic | GWh | Before Competition Groups | 88.5208 | 0 | 0 | 3617.8451 | 0.024468 | 11 | Industrial_2023_Economic_GWh_Before Competition Groups_11 | Pump Equipment Upgrade | 2.447% | 0 | 88.5208 | Industrial_2023_Economic_GWh_Before Competition Groups_Pump Equipment Upgrade
Industrial | Ind ¦ Pulp and Paper Process Improvements | 2023 | Economic | GWh | Before Competition Groups | 66.7909 | 0 | 0 | 3617.8451 | 0.018462 | 12 | Industrial_2023_Economic_GWh_Before Competition Groups_12 | Pulp and Paper Process Improvements | 1.846% | 0 | 66.7909 | Industrial_2023_Economic_GWh_Before Competition Groups_Pulp and Paper Process Improvements
Industrial | Ind ¦ Fan System Optimization | 2023 | Economic | GWh | Before Competition Groups | 57.0287 | 0 | 0 | 3617.8451 | 0.015763 | 13 | Industrial_2023_Economic_GWh_Before Competition Groups_13 | Fan System Optimization | 1.576% | 0 | 57.0287 | Industrial_2023_Economic_GWh_Before Competition Groups_Fan System Optimization
Industrial | Ind ¦ Material Handling Improvements | 2023 | Economic | GWh | Before Competition Groups | 56.9869 | 0 | 0 | 3617.8451 | 0.015752 | 14 | Industrial_2023_Economic_GWh_Before Competition Groups_14 | Material Handling Improvements | 1.575% | 0 | 56.9869 | Industrial_2023_Economic_GWh_Before Competition Groups_Material Handling Improvements
Industrial | Ind ¦ Refiner Plate Improvements | 2023 | Economic | GWh | Before Competition Groups | 42.3767 | 0 | 0 | 3617.8451 | 0.011713 | 15 | Industrial_2023_Economic_GWh_Before Competition Groups_15 | Refiner Plate Improvements | 1.171% | 0 | 42.3767 | Industrial_2023_Economic_GWh_Before Competition Groups_Refiner Plate Improvements
Industrial | Ind ¦ Process Heat Recovery | 2023 | Economic | GWh | Before Competition Groups | 38.3778 | 0 | 0 | 3617.8451 | 0.010608 | 16 | Industrial_2023_Economic_GWh_Before Competition Groups_16 | Process Heat Recovery | 1.061% | 0 | 38.3778 | Industrial_2023_Economic_GWh_Before Competition Groups_Process Heat Recovery
Industrial | Ind ¦ VAV Conversion Project | 2023 | Economic | GWh | Before Competition Groups | 27.2326 | 0 | 0 | 3617.8451 | 0.0075273 | 17 | Industrial_2023_Economic_GWh_Before Competition Groups_17 | VAV Conversion Project | 0.7527% | 0 | 27.2326 | Industrial_2023_Economic_GWh_Before Competition Groups_VAV Conversion Project
Industrial | Ind ¦ Improved Controls - Process Cooling | 2023 | Economic | GWh | Before Competition Groups | 21.9751 | 0 | 0 | 3617.8451 | 0.0060741 | 18 | Industrial_2023_Economic_GWh_Before Competition Groups_18 | Improved Controls - Process Cooling | 0.6074% | 0 | 21.9751 | Industrial_2023_Economic_GWh_Before Competition Groups_Improved Controls - Process Cooling
Industrial | Ind ¦ High Efficiency Battery Charger | 2023 | Economic | GWh | Before Competition Groups | 18.1549 | 0 | 0 | 3617.8451 | 0.0050181 | 19 | Industrial_2023_Economic_GWh_Before Competition Groups_19 | High Efficiency Battery Charger | 0.5018% | 0 | 18.1549 | Industrial_2023_Economic_GWh_Before Competition Groups_High Efficiency Battery Charger
Industrial | Ind ¦ Process Improvements | 2023 | Economic | GWh | Before Competition Groups | 17.9591 | 0 | 0 | 3617.8451 | 0.004964 | 20 | Industrial_2023_Economic_GWh_Before Competition Groups_20 | Process Improvements | 0.4964% | 0 | 17.9591 | Industrial_2023_Economic_GWh_Before Competition Groups_Process Improvements
Industrial | Ind ¦ Improved Controls - Process Heating | 2023 | Economic | GWh | Before Competition Groups | 10.8117 | 0 | 0 | 3617.8451 | 0.0029884 | 21 | Industrial_2023_Economic_GWh_Before Competition Groups_21 | Improved Controls - Process Heating | 0.2988% | 0 | 10.8117 | Industrial_2023_Economic_GWh_Before Competition Groups_Improved Controls - Process Heating
Industrial | Ind ¦ Refrigeration Compressor VFD | 2023 | Economic | GWh | Before Competition Groups | 10.0629 | 0 | 0 | 3617.8451 | 0.0027815 | 22 | Industrial_2023_Economic_GWh_Before Competition Groups_22 | Refrigeration Compressor VFD | 0.2781% | 0 | 10.0629 | Industrial_2023_Economic_GWh_Before Competition Groups_Refrigeration Compressor VFD
Industrial | Ind ¦ Cooling Tower Optimization | 2023 | Economic | GWh | Before Competition Groups | 9.1019 | 0 | 0 | 3617.8451 | 0.0025158 | 23 | Industrial_2023_Economic_GWh_Before Competition Groups_23 | Cooling Tower Optimization | 0.2516% | 0 | 9.1019 | Industrial_2023_Economic_GWh_Before Competition Groups_Cooling Tower Optimization
Industrial | Ind ¦ Engine Block Heater Timer | 2023 | Economic | GWh | Before Competition Groups | 6.8445 | 0 | 0 | 3617.8451 | 0.0018919 | 24 | Industrial_2023_Economic_GWh_Before Competition Groups_24 | Engine Block Heater Timer | 0.1892% | 0 | 6.8445 | Industrial_2023_Economic_GWh_Before Competition Groups_Engine Block Heater Timer
Industrial | Ind ¦ Ventilation Optimization | 2023 | Economic | GWh | Before Competition Groups | 6.6369 | 0 | 0 | 3617.8451 | 0.0018345 | 25 | Industrial_2023_Economic_GWh_Before Competition Groups_25 | Ventilation Optimization | 0.1834% | 0 | 6.6369 | Industrial_2023_Economic_GWh_Before Competition Groups_Ventilation Optimization
Industrial | Ind ¦ Free Cooling | 2023 | Economic | GWh | Before Competition Groups | 5.4961 | 0 | 0 | 3617.8451 | 0.0015192 | 26 | Industrial_2023_Economic_GWh_Before Competition Groups_26 | Free Cooling | 0.1519% | 0 | 5.4961 | Industrial_2023_Economic_GWh_Before Competition Groups_Free Cooling
Industrial | Ind ¦ Efficient Irrigation | 2023 | Economic | GWh | Before Competition Groups | 5.372 | 0 | 0 | 3617.8451 | 0.0014849 | 27 | Industrial_2023_Economic_GWh_Before Competition Groups_27 | Efficient Irrigation | 0.1485% | 0 | 5.372 | Industrial_2023_Economic_GWh_Before Competition Groups_Efficient Irrigation
Industrial | Ind ¦ Air Compressor Heat Recovery | 2023 | Economic | GWh | Before Competition Groups | 3.0235 | 0 | 0 | 3617.8451 | 0.00083571 | 28 | Industrial_2023_Economic_GWh_Before Competition Groups_28 | Air Compressor Heat Recovery | 0.08357% | 0 | 3.0235 | Industrial_2023_Economic_GWh_Before Competition Groups_Air Compressor Heat Recovery
Industrial | Ind ¦ Dairy Pre-Cooler | 2023 | Economic | GWh | Before Competition Groups | 1.6521 | 0 | 0 | 3617.8451 | 0.00045666 | 29 | Industrial_2023_Economic_GWh_Before Competition Groups_29 | Dairy Pre-Cooler | 0.04567% | 0 | 1.6521 | Industrial_2023_Economic_GWh_Before Competition Groups_Dairy Pre-Cooler
Industrial | Ind ¦ Efficient Refrigeration Compressor | 2023 | Economic | GWh | Before Competition Groups | 0.85893 | 0 | 0 | 3617.8451 | 0.00023741 | 30 | Industrial_2023_Economic_GWh_Before Competition Groups_30 | Efficient Refrigeration Compressor | 0.02374% | 0 | 0.85893 | Industrial_2023_Economic_GWh_Before Competition Groups_Efficient Refrigeration Compressor
Industrial | Ind ¦ Dairy Water Heater | 2023 | Economic | GWh | Before Competition Groups | 0.08832 | 0 | 0 | 3617.8451 | 2.4412e-05 | 31 | Industrial_2023_Economic_GWh_Before Competition Groups_31 | Dairy Water Heater | 0.002441% | 0 | 0.08832 | Industrial_2023_Economic_GWh_Before Competition Groups_Dairy Water Heater
Industrial | Ind ¦ Heat Lamps/Heat Pad | 2023 | Economic | GWh | Before Competition Groups | 0 | 0 | 0 | 3617.8451 | 0 | 32 | Industrial_2023_Economic_GWh_Before Competition Groups_32 | Heat Lamps/Heat Pad | 0% | 0 | 0 | Industrial_2023_Economic_GWh_Before Competition Groups_Heat Lamps/Heat Pad
Industrial | Ind ¦ Air Compressor Optimization | 2023 | SC A | GWh | Before Competition Groups | 125.1032 | 0 | 0 | 597.7856 | 0.20928 | 1 | Industrial_2023_SC A_GWh_Before Competition Groups_1 | Air Compressor Optimization | 20.93% | 0 | 125.1032 | Industrial_2023_SC A_GWh_Before Competition Groups_Air Compressor Optimization
Industrial | Ind ¦ Pump System Optimization | 2023 | SC A | GWh | Before Competition Groups | 111.3185 | 0 | 0 | 597.7856 | 0.18622 | 2 | Industrial_2023_SC A_GWh_Before Competition Groups_2 | Pump System Optimization | 18.62% | 0 | 111.3185 | Industrial_2023_SC A_GWh_Before Competition Groups_Pump System Optimization
Industrial | Ind ¦ Air Leak Survey and Repair | 2023 | SC A | GWh | Before Competition Groups | 65.7094 | 0 | 0 | 597.7856 | 0.10992 | 3 | Industrial_2023_SC A_GWh_Before Competition Groups_3 | Air Leak Survey and Repair | 10.99% | 0 | 65.7094 | Industrial_2023_SC A_GWh_Before Competition Groups_Air Leak Survey and Repair
Industrial | Ind ¦ Pump Equipment Upgrade | 2023 | SC A | GWh | Before Competition Groups | 54.9151 | 0 | 0 | 597.7856 | 0.091864 | 4 | Industrial_2023_SC A_GWh_Before Competition Groups_4 | Pump Equipment Upgrade | 9.186% | 0 | 54.9151 | Industrial_2023_SC A_GWh_Before Competition Groups_Pump Equipment Upgrade
Industrial | Ind ¦ Recommissioning | 2023 | SC A | GWh | Before Competition Groups | 46.5097 | 0 | 0 | 597.7856 | 0.077803 | 5 | Industrial_2023_SC A_GWh_Before Competition Groups_5 | Recommissioning | 7.78% | 0 | 46.5097 | Industrial_2023_SC A_GWh_Before Competition Groups_Recommissioning
Industrial | Ind ¦ SEM | 2023 | SC A | GWh | Before Competition Groups | 46.5097 | 0 | 0 | 597.7856 | 0.077803 | 6 | Industrial_2023_SC A_GWh_Before Competition Groups_6 | SEM | 7.78% | 0 | 46.5097 | Industrial_2023_SC A_GWh_Before Competition Groups_SEM
Industrial | Ind ¦ High Efficiency HVAC Fans | 2023 | SC A | GWh | Before Competition Groups | 34.0435 | 0 | 0 | 597.7856 | 0.056949 | 7 | Industrial_2023_SC A_GWh_Before Competition Groups_7 | High Efficiency HVAC Fans | 5.695% | 0 | 34.0435 | Industrial_2023_SC A_GWh_Before Competition Groups_High Efficiency HVAC Fans
Industrial | Ind ¦ Efficient Compressed Air Nozzles | 2023 | SC A | GWh | Before Competition Groups | 30.0373 | 0 | 0 | 597.7856 | 0.050248 | 8 | Industrial_2023_SC A_GWh_Before Competition Groups_8 | Efficient Compressed Air Nozzles | 5.025% | 0 | 30.0373 | Industrial_2023_SC A_GWh_Before Competition Groups_Efficient Compressed Air Nozzles
Industrial | Ind ¦ Greenhouse Grow Lights | 2023 | SC A | GWh | Before Competition Groups | 18.3575 | 0 | 0 | 597.7856 | 0.030709 | 9 | Industrial_2023_SC A_GWh_Before Competition Groups_9 | Greenhouse Grow Lights | 3.071% | 0 | 18.3575 | Industrial_2023_SC A_GWh_Before Competition Groups_Greenhouse Grow Lights
Industrial | Ind ¦ Fan System Optimization | 2023 | SC A | GWh | Before Competition Groups | 17.3096 | 0 | 0 | 597.7856 | 0.028956 | 10 | Industrial_2023_SC A_GWh_Before Competition Groups_10 | Fan System Optimization | 2.896% | 0 | 17.3096 | Industrial_2023_SC A_GWh_Before Competition Groups_Fan System Optimization
Industrial | Ind ¦ Material Handling Improvements | 2023 | SC A | GWh | Before Competition Groups | 12.9428 | 0 | 0 | 597.7856 | 0.021651 | 11 | Industrial_2023_SC A_GWh_Before Competition Groups_11 | Material Handling Improvements | 2.165% | 0 | 12.9428 | Industrial_2023_SC A_GWh_Before Competition Groups_Material Handling Improvements
Industrial | Ind ¦ Process Optimization (Elec) | 2023 | SC A | GWh | Before Competition Groups | 8.6622 | 0 | 0 | 597.7856 | 0.01449 | 12 | Industrial_2023_SC A_GWh_Before Competition Groups_12 | Process Optimization (Elec) | 1.449% | 0 | 8.6622 | Industrial_2023_SC A_GWh_Before Competition Groups_Process Optimization (Elec)
Industrial | Ind ¦ Process Heat Recovery | 2023 | SC A | GWh | Before Competition Groups | 3.9263 | 0 | 0 | 597.7856 | 0.0065681 | 13 | Industrial_2023_SC A_GWh_Before Competition Groups_13 | Process Heat Recovery | 0.6568% | 0 | 3.9263 | Industrial_2023_SC A_GWh_Before Competition Groups_Process Heat Recovery
Industrial | Ind ¦ Refiner Plate Improvements | 2023 | SC A | GWh | Before Competition Groups | 3.4823 | 0 | 0 | 597.7856 | 0.0058253 | 14 | Industrial_2023_SC A_GWh_Before Competition Groups_14 | Refiner Plate Improvements | 0.5825% | 0 | 3.4823 | Industrial_2023_SC A_GWh_Before Competition Groups_Refiner Plate Improvements
Industrial | Ind ¦ VAV Conversion Project | 2023 | SC A | GWh | Before Competition Groups | 2.8464 | 0 | 0 | 597.7856 | 0.0047616 | 15 | Industrial_2023_SC A_GWh_Before Competition Groups_15 | VAV Conversion Project | 0.4762% | 0 | 2.8464 | Industrial_2023_SC A_GWh_Before Competition Groups_VAV Conversion Project
Industrial | Ind ¦ Pulp and Paper Process Improvements | 2023 | SC A | GWh | Before Competition Groups | 2.657 | 0 | 0 | 597.7856 | 0.0044447 | 16 | Industrial_2023_SC A_GWh_Before Competition Groups_16 | Pulp and Paper Process Improvements | 0.4445% | 0 | 2.657 | Industrial_2023_SC A_GWh_Before Competition Groups_Pulp and Paper Process Improvements
Industrial | Ind ¦ Improved Controls - Process Cooling | 2023 | SC A | GWh | Before Competition Groups | 2.3315 | 0 | 0 | 597.7856 | 0.0039003 | 17 | Industrial_2023_SC A_GWh_Before Competition Groups_17 | Improved Controls - Process Cooling | 0.39% | 0 | 2.3315 | Industrial_2023_SC A_GWh_Before Competition Groups_Improved Controls - Process Cooling
Industrial | Ind ¦ High Efficiency Battery Charger | 2023 | SC A | GWh | Before Competition Groups | 1.8089 | 0 | 0 | 597.7856 | 0.0030259 | 18 | Industrial_2023_SC A_GWh_Before Competition Groups_18 | High Efficiency Battery Charger | 0.3026% | 0 | 1.8089 | Industrial_2023_SC A_GWh_Before Competition Groups_High Efficiency Battery Charger
Industrial | Ind ¦ Refrigeration Compressor VFD | 2023 | SC A | GWh | Before Competition Groups | 1.8081 | 0 | 0 | 597.7856 | 0.0030246 | 19 | Industrial_2023_SC A_GWh_Before Competition Groups_19 | Refrigeration Compressor VFD | 0.3025% | 0 | 1.8081 | Industrial_2023_SC A_GWh_Before Competition Groups_Refrigeration Compressor VFD
Industrial | Ind ¦ Process Improvements | 2023 | SC A | GWh | Before Competition Groups | 1.7844 | 0 | 0 | 597.7856 | 0.002985 | 20 | Industrial_2023_SC A_GWh_Before Competition Groups_20 | Process Improvements | 0.2985% | 0 | 1.7844 | Industrial_2023_SC A_GWh_Before Competition Groups_Process Improvements
Industrial | Ind ¦ Ventilation Optimization | 2023 | SC A | GWh | Before Competition Groups | 1.297 | 0 | 0 | 597.7856 | 0.0021697 | 21 | Industrial_2023_SC A_GWh_Before Competition Groups_21 | Ventilation Optimization | 0.217% | 0 | 1.297 | Industrial_2023_SC A_GWh_Before Competition Groups_Ventilation Optimization
Industrial | Ind ¦ Improved Controls - Process Heating | 2023 | SC A | GWh | Before Competition Groups | 1.1584 | 0 | 0 | 597.7856 | 0.0019377 | 22 | Industrial_2023_SC A_GWh_Before Competition Groups_22 | Improved Controls - Process Heating | 0.1938% | 0 | 1.1584 | Industrial_2023_SC A_GWh_Before Competition Groups_Improved Controls - Process Heating
Industrial | Ind ¦ HE Lighting | 2023 | SC A | GWh | Before Competition Groups | 1.0271 | 0 | 0 | 597.7856 | 0.0017182 | 23 | Industrial_2023_SC A_GWh_Before Competition Groups_23 | HE Lighting | 0.1718% | 0 | 1.0271 | Industrial_2023_SC A_GWh_Before Competition Groups_HE Lighting
Industrial | Ind ¦ Engine Block Heater Timer | 2023 | SC A | GWh | Before Competition Groups | 0.70073 | 0 | 0 | 597.7856 | 0.0011722 | 24 | Industrial_2023_SC A_GWh_Before Competition Groups_24 | Engine Block Heater Timer | 0.1172% | 0 | 0.70073 | Industrial_2023_SC A_GWh_Before Competition Groups_Engine Block Heater Timer
Industrial | Ind ¦ Dairy Pre-Cooler | 2023 | SC A | GWh | Before Competition Groups | 0.43913 | 0 | 0 | 597.7856 | 0.00073459 | 25 | Industrial_2023_SC A_GWh_Before Competition Groups_25 | Dairy Pre-Cooler | 0.07346% | 0 | 0.43913 | Industrial_2023_SC A_GWh_Before Competition Groups_Dairy Pre-Cooler
Industrial | Ind ¦ Air Compressor Heat Recovery | 2023 | SC A | GWh | Before Competition Groups | 0.32074 | 0 | 0 | 597.7856 | 0.00053654 | 26 | Industrial_2023_SC A_GWh_Before Competition Groups_26 | Air Compressor Heat Recovery | 0.05365% | 0 | 0.32074 | Industrial_2023_SC A_GWh_Before Competition Groups_Air Compressor Heat Recovery
Industrial | Ind ¦ Efficient Refrigeration Compressor | 2023 | SC A | GWh | Before Competition Groups | 0.31133 | 0 | 0 | 597.7856 | 0.00052081 | 27 | Industrial_2023_SC A_GWh_Before Competition Groups_27 | Efficient Refrigeration Compressor | 0.05208% | 0 | 0.31133 | Industrial_2023_SC A_GWh_Before Competition Groups_Efficient Refrigeration Compressor
Industrial | Ind ¦ Cooling Tower Optimization | 2023 | SC A | GWh | Before Competition Groups | 0.27409 | 0 | 0 | 597.7856 | 0.00045851 | 28 | Industrial_2023_SC A_GWh_Before Competition Groups_28 | Cooling Tower Optimization | 0.04585% | 0 | 0.27409 | Industrial_2023_SC A_GWh_Before Competition Groups_Cooling Tower Optimization
Industrial | Ind ¦ Efficient Irrigation | 2023 | SC A | GWh | Before Competition Groups | 0.16371 | 0 | 0 | 597.7856 | 0.00027386 | 29 | Industrial_2023_SC A_GWh_Before Competition Groups_29 | Efficient Irrigation | 0.02739% | 0 | 0.16371 | Industrial_2023_SC A_GWh_Before Competition Groups_Efficient Irrigation
Industrial | Ind ¦ Dairy Water Heater | 2023 | SC A | GWh | Before Competition Groups | 0.02532 | 0 | 0 | 597.7856 | 4.2356e-05 | 30 | Industrial_2023_SC A_GWh_Before Competition Groups_30 | Dairy Water Heater | 0.004236% | 0 | 0.02532 | Industrial_2023_SC A_GWh_Before Competition Groups_Dairy Water Heater
Industrial | Ind ¦ Free Cooling | 2023 | SC A | GWh | Before Competition Groups | 0.0045574 | 0 | 0 | 597.7856 | 7.6237e-06 | 31 | Industrial_2023_SC A_GWh_Before Competition Groups_31 | Free Cooling | 0.0007624% | 0 | 0.0045574 | Industrial_2023_SC A_GWh_Before Competition Groups_Free Cooling
Industrial | Ind ¦ Heat Lamps/Heat Pad | 2023 | SC A | GWh | Before Competition Groups | 0 | 0 | 0 | 597.7856 | 0 | 32 | Industrial_2023_SC A_GWh_Before Competition Groups_32 | Heat Lamps/Heat Pad | 0% | 0 | 0 | Industrial_2023_SC A_GWh_Before Competition Groups_Heat Lamps/Heat Pad
Industrial | Ind ¦ Air Leak Survey and Repair | 2023 | SC B | GWh | Before Competition Groups | 175.9998 | 0 | 0 | 1033.7355 | 0.17026 | 1 | Industrial_2023_SC B_GWh_Before Competition Groups_1 | Air Leak Survey and Repair | 17.03% | 0 | 175.9998 | Industrial_2023_SC B_GWh_Before Competition Groups_Air Leak Survey and Repair
Industrial | Ind ¦ Air Compressor Optimization | 2023 | SC B | GWh | Before Competition Groups | 125.1032 | 0 | 0 | 1033.7355 | 0.12102 | 2 | Industrial_2023_SC B_GWh_Before Competition Groups_2 | Air Compressor Optimization | 12.1% | 0 | 125.1032 | Industrial_2023_SC B_GWh_Before Competition Groups_Air Compressor Optimization
Industrial | Ind ¦ Recommissioning | 2023 | SC B | GWh | Before Competition Groups | 124.5723 | 0 | 0 | 1033.7355 | 0.12051 | 3 | Industrial_2023_SC B_GWh_Before Competition Groups_3 | Recommissioning | 12.05% | 0 | 124.5723 | Industrial_2023_SC B_GWh_Before Competition Groups_Recommissioning
Industrial | Ind ¦ SEM | 2023 | SC B | GWh | Before Competition Groups | 124.5723 | 0 | 0 | 1033.7355 | 0.12051 | 4 | Industrial_2023_SC B_GWh_Before Competition Groups_4 | SEM | 12.05% | 0 | 124.5723 | Industrial_2023_SC B_GWh_Before Competition Groups_SEM
Industrial | Ind ¦ Pump System Optimization | 2023 | SC B | GWh | Before Competition Groups | 111.3185 | 0 | 0 | 1033.7355 | 0.10769 | 5 | Industrial_2023_SC B_GWh_Before Competition Groups_5 | Pump System Optimization | 10.77% | 0 | 111.3185 | Industrial_2023_SC B_GWh_Before Competition Groups_Pump System Optimization
Industrial | Ind ¦ Efficient Compressed Air Nozzles | 2023 | SC B | GWh | Before Competition Groups | 80.2079 | 0 | 0 | 1033.7355 | 0.07759 | 6 | Industrial_2023_SC B_GWh_Before Competition Groups_6 | Efficient Compressed Air Nozzles | 7.759% | 0 | 80.2079 | Industrial_2023_SC B_GWh_Before Competition Groups_Efficient Compressed Air Nozzles
Industrial | Ind ¦ High Efficiency HVAC Fans | 2023 | SC B | GWh | Before Competition Groups | 61.88 | 0 | 0 | 1033.7355 | 0.059861 | 7 | Industrial_2023_SC B_GWh_Before Competition Groups_7 | High Efficiency HVAC Fans | 5.986% | 0 | 61.88 | Industrial_2023_SC B_GWh_Before Competition Groups_High Efficiency HVAC Fans
Industrial | Ind ¦ Pump Equipment Upgrade | 2023 | SC B | GWh | Before Competition Groups | 54.9151 | 0 | 0 | 1033.7355 | 0.053123 | 8 | Industrial_2023_SC B_GWh_Before Competition Groups_8 | Pump Equipment Upgrade | 5.312% | 0 | 54.9151 | Industrial_2023_SC B_GWh_Before Competition Groups_Pump Equipment Upgrade
Industrial | Ind ¦ Greenhouse Grow Lights | 2023 | SC B | GWh | Before Competition Groups | 33.3497 | 0 | 0 | 1033.7355 | 0.032261 | 9 | Industrial_2023_SC B_GWh_Before Competition Groups_9 | Greenhouse Grow Lights | 3.226% | 0 | 33.3497 | Industrial_2023_SC B_GWh_Before Competition Groups_Greenhouse Grow Lights
Industrial | Ind ¦ Material Handling Improvements | 2023 | SC B | GWh | Before Competition Groups | 20.3437 | 0 | 0 | 1033.7355 | 0.01968 | 10 | Industrial_2023_SC B_GWh_Before Competition Groups_10 | Material Handling Improvements | 1.968% | 0 | 20.3437 | Industrial_2023_SC B_GWh_Before Competition Groups_Material Handling Improvements
Industrial | Ind ¦ Fan System Optimization | 2023 | SC B | GWh | Before Competition Groups | 18.8365 | 0 | 0 | 1033.7355 | 0.018222 | 11 | Industrial_2023_SC B_GWh_Before Competition Groups_11 | Fan System Optimization | 1.822% | 0 | 18.8365 | Industrial_2023_SC B_GWh_Before Competition Groups_Fan System Optimization
Industrial | Ind ¦ Pulp and Paper Process Improvements | 2023 | SC B | GWh | Before Competition Groups | 17.4239 | 0 | 0 | 1033.7355 | 0.016855 | 12 | Industrial_2023_SC B_GWh_Before Competition Groups_12 | Pulp and Paper Process Improvements | 1.686% | 0 | 17.4239 | Industrial_2023_SC B_GWh_Before Competition Groups_Pulp and Paper Process Improvements
Industrial | Ind ¦ HE Lighting | 2023 | SC B | GWh | Before Competition Groups | 14.375 | 0 | 0 | 1033.7355 | 0.013906 | 13 | Industrial_2023_SC B_GWh_Before Competition Groups_13 | HE Lighting | 1.391% | 0 | 14.375 | Industrial_2023_SC B_GWh_Before Competition Groups_HE Lighting
Industrial | Ind ¦ Process Heat Recovery | 2023 | SC B | GWh | Before Competition Groups | 10.5231 | 0 | 0 | 1033.7355 | 0.01018 | 14 | Industrial_2023_SC B_GWh_Before Competition Groups_14 | Process Heat Recovery | 1.018% | 0 | 10.5231 | Industrial_2023_SC B_GWh_Before Competition Groups_Process Heat Recovery
Industrial | Ind ¦ Refiner Plate Improvements | 2023 | SC B | GWh | Before Competition Groups | 9.3343 | 0 | 0 | 1033.7355 | 0.0090296 | 15 | Industrial_2023_SC B_GWh_Before Competition Groups_15 | Refiner Plate Improvements | 0.903% | 0 | 9.3343 | Industrial_2023_SC B_GWh_Before Competition Groups_Refiner Plate Improvements
Industrial | Ind ¦ Process Optimization (Elec) | 2023 | SC B | GWh | Before Competition Groups | 8.6622 | 0 | 0 | 1033.7355 | 0.0083795 | 16 | Industrial_2023_SC B_GWh_Before Competition Groups_16 | Process Optimization (Elec) | 0.838% | 0 | 8.6622 | Industrial_2023_SC B_GWh_Before Competition Groups_Process Optimization (Elec)
Industrial | Ind ¦ VAV Conversion Project | 2023 | SC B | GWh | Before Competition Groups | 7.7868 | 0 | 0 | 1033.7355 | 0.0075327 | 17 | Industrial_2023_SC B_GWh_Before Competition Groups_17 | VAV Conversion Project | 0.7533% | 0 | 7.7868 | Industrial_2023_SC B_GWh_Before Competition Groups_VAV Conversion Project
Industrial | Ind ¦ Improved Controls - Process Cooling | 2023 | SC B | GWh | Before Competition Groups | 6.2558 | 0 | 0 | 1033.7355 | 0.0060516 | 18 | Industrial_2023_SC B_GWh_Before Competition Groups_18 | Improved Controls - Process Cooling | 0.6052% | 0 | 6.2558 | Industrial_2023_SC B_GWh_Before Competition Groups_Improved Controls - Process Cooling
Industrial | Ind ¦ High Efficiency Battery Charger | 2023 | SC B | GWh | Before Competition Groups | 5.245 | 0 | 0 | 1033.7355 | 0.0050739 | 19 | Industrial_2023_SC B_GWh_Before Competition Groups_19 | High Efficiency Battery Charger | 0.5074% | 0 | 5.245 | Industrial_2023_SC B_GWh_Before Competition Groups_High Efficiency Battery Charger
Industrial | Ind ¦ Process Improvements | 2023 | SC B | GWh | Before Competition Groups | 4.9968 | 0 | 0 | 1033.7355 | 0.0048337 | 20 | Industrial_2023_SC B_GWh_Before Competition Groups_20 | Process Improvements | 0.4834% | 0 | 4.9968 | Industrial_2023_SC B_GWh_Before Competition Groups_Process Improvements
Industrial | Ind ¦ Ventilation Optimization | 2023 | SC B | GWh | Before Competition Groups | 3.3647 | 0 | 0 | 1033.7355 | 0.0032549 | 21 | Industrial_2023_SC B_GWh_Before Competition Groups_21 | Ventilation Optimization | 0.3255% | 0 | 3.3647 | Industrial_2023_SC B_GWh_Before Competition Groups_Ventilation Optimization
Industrial | Ind ¦ Improved Controls - Process Heating | 2023 | SC B | GWh | Before Competition Groups | 3.1055 | 0 | 0 | 1033.7355 | 0.0030042 | 22 | Industrial_2023_SC B_GWh_Before Competition Groups_22 | Improved Controls - Process Heating | 0.3004% | 0 | 3.1055 | Industrial_2023_SC B_GWh_Before Competition Groups_Improved Controls - Process Heating
Industrial | Ind ¦ Refrigeration Compressor VFD | 2023 | SC B | GWh | Before Competition Groups | 2.9813 | 0 | 0 | 1033.7355 | 0.002884 | 23 | Industrial_2023_SC B_GWh_Before Competition Groups_23 | Refrigeration Compressor VFD | 0.2884% | 0 | 2.9813 | Industrial_2023_SC B_GWh_Before Competition Groups_Refrigeration Compressor VFD
Industrial | Ind ¦ Cooling Tower Optimization | 2023 | SC B | GWh | Before Competition Groups | 2.5938 | 0 | 0 | 1033.7355 | 0.0025092 | 24 | Industrial_2023_SC B_GWh_Before Competition Groups_24 | Cooling Tower Optimization | 0.2509% | 0 | 2.5938 | Industrial_2023_SC B_GWh_Before Competition Groups_Cooling Tower Optimization
Industrial | Ind ¦ Engine Block Heater Timer | 2023 | SC B | GWh | Before Competition Groups | 1.8811 | 0 | 0 | 1033.7355 | 0.0018197 | 25 | Industrial_2023_SC B_GWh_Before Competition Groups_25 | Engine Block Heater Timer | 0.182% | 0 | 1.8811 | Industrial_2023_SC B_GWh_Before Competition Groups_Engine Block Heater Timer
Industrial | Ind ¦ Free Cooling | 2023 | SC B | GWh | Before Competition Groups | 1.6954 | 0 | 0 | 1033.7355 | 0.0016401 | 26 | Industrial_2023_SC B_GWh_Before Competition Groups_26 | Free Cooling | 0.164% | 0 | 1.6954 | Industrial_2023_SC B_GWh_Before Competition Groups_Free Cooling
Industrial | Ind ¦ Air Compressor Heat Recovery | 2023 | SC B | GWh | Before Competition Groups | 0.85889 | 0 | 0 | 1033.7355 | 0.00083086 | 27 | Industrial_2023_SC B_GWh_Before Competition Groups_27 | Air Compressor Heat Recovery | 0.08309% | 0 | 0.85889 | Industrial_2023_SC B_GWh_Before Competition Groups_Air Compressor Heat Recovery
Industrial | Ind ¦ Dairy Pre-Cooler | 2023 | SC B | GWh | Before Competition Groups | 0.62872 | 0 | 0 | 1033.7355 | 0.00060821 | 28 | Industrial_2023_SC B_GWh_Before Competition Groups_28 | Dairy Pre-Cooler | 0.06082% | 0 | 0.62872 | Industrial_2023_SC B_GWh_Before Competition Groups_Dairy Pre-Cooler
Industrial | Ind ¦ Efficient Irrigation | 2023 | SC B | GWh | Before Competition Groups | 0.46677 | 0 | 0 | 1033.7355 | 0.00045153 | 29 | Industrial_2023_SC B_GWh_Before Competition Groups_29 | Efficient Irrigation | 0.04515% | 0 | 0.46677 | Industrial_2023_SC B_GWh_Before Competition Groups_Efficient Irrigation
Industrial | Ind ¦ Efficient Refrigeration Compressor | 2023 | SC B | GWh | Before Competition Groups | 0.41738 | 0 | 0 | 1033.7355 | 0.00040376 | 30 | Industrial_2023_SC B_GWh_Before Competition Groups_30 | Efficient Refrigeration Compressor | 0.04038% | 0 | 0.41738 | Industrial_2023_SC B_GWh_Before Competition Groups_Efficient Refrigeration Compressor
Industrial | Ind ¦ Dairy Water Heater | 2023 | SC B | GWh | Before Competition Groups | 0.039941 | 0 | 0 | 1033.7355 | 3.8637e-05 | 31 | Industrial_2023_SC B_GWh_Before Competition Groups_31 | Dairy Water Heater | 0.003864% | 0 | 0.039941 | Industrial_2023_SC B_GWh_Before Competition Groups_Dairy Water Heater
Industrial | Ind ¦ Heat Lamps/Heat Pad | 2023 | SC B | GWh | Before Competition Groups | 0 | 0 | 0 | 1033.7355 | 0 | 32 | Industrial_2023_SC B_GWh_Before Competition Groups_32 | Heat Lamps/Heat Pad | 0% | 0 | 0 | Industrial_2023_SC B_GWh_Before Competition Groups_Heat Lamps/Heat Pad
Industrial | Ind ¦ Air Compressor Optimization | 2023 | SC C | GWh | Before Competition Groups | 125.1032 | 0 | 0 | 618.653 | 0.20222 | 1 | Industrial_2023_SC C_GWh_Before Competition Groups_1 | Air Compressor Optimization | 20.22% | 0 | 125.1032 | Industrial_2023_SC C_GWh_Before Competition Groups_Air Compressor Optimization
Industrial | Ind ¦ Pump System Optimization | 2023 | SC C | GWh | Before Competition Groups | 111.3185 | 0 | 0 | 618.653 | 0.17994 | 2 | Industrial_2023_SC C_GWh_Before Competition Groups_2 | Pump System Optimization | 17.99% | 0 | 111.3185 | Industrial_2023_SC C_GWh_Before Competition Groups_Pump System Optimization
Industrial | Ind ¦ Air Leak Survey and Repair | 2023 | SC C | GWh | Before Competition Groups | 65.7094 | 0 | 0 | 618.653 | 0.10621 | 3 | Industrial_2023_SC C_GWh_Before Competition Groups_3 | Air Leak Survey and Repair | 10.62% | 0 | 65.7094 | Industrial_2023_SC C_GWh_Before Competition Groups_Air Leak Survey and Repair
Industrial | Ind ¦ Pump Equipment Upgrade | 2023 | SC C | GWh | Before Competition Groups | 54.9151 | 0 | 0 | 618.653 | 0.088766 | 4 | Industrial_2023_SC C_GWh_Before Competition Groups_4 | Pump Equipment Upgrade | 8.877% | 0 | 54.9151 | Industrial_2023_SC C_GWh_Before Competition Groups_Pump Equipment Upgrade
Industrial | Ind ¦ Recommissioning | 2023 | SC C | GWh | Before Competition Groups | 46.5097 | 0 | 0 | 618.653 | 0.075179 | 5 | Industrial_2023_SC C_GWh_Before Competition Groups_5 | Recommissioning | 7.518% | 0 | 46.5097 | Industrial_2023_SC C_GWh_Before Competition Groups_Recommissioning
Industrial | Ind ¦ SEM | 2023 | SC C | GWh | Before Competition Groups | 46.5097 | 0 | 0 | 618.653 | 0.075179 | 6 | Industrial_2023_SC C_GWh_Before Competition Groups_6 | SEM | 7.518% | 0 | 46.5097 | Industrial_2023_SC C_GWh_Before Competition Groups_SEM
Industrial | Ind ¦ High Efficiency HVAC Fans | 2023 | SC C | GWh | Before Competition Groups | 34.0435 | 0 | 0 | 618.653 | 0.055028 | 7 | Industrial_2023_SC C_GWh_Before Competition Groups_7 | High Efficiency HVAC Fans | 5.503% | 0 | 34.0435 | Industrial_2023_SC C_GWh_Before Competition Groups_High Efficiency HVAC Fans
Industrial | Ind ¦ Efficient Compressed Air Nozzles | 2023 | SC C | GWh | Before Competition Groups | 30.0373 | 0 | 0 | 618.653 | 0.048553 | 8 | Industrial_2023_SC C_GWh_Before Competition Groups_8 | Efficient Compressed Air Nozzles | 4.855% | 0 | 30.0373 | Industrial_2023_SC C_GWh_Before Competition Groups_Efficient Compressed Air Nozzles
Industrial | Ind ¦ Greenhouse Grow Lights | 2023 | SC C | GWh | Before Competition Groups | 22.9567 | 0 | 0 | 618.653 | 0.037108 | 9 | Industrial_2023_SC C_GWh_Before Competition Groups_9 | Greenhouse Grow Lights | 3.711% | 0 | 22.9567 | Industrial_2023_SC C_GWh_Before Competition Groups_Greenhouse Grow Lights
Industrial | Ind ¦ Fan System Optimization | 2023 | SC C | GWh | Before Competition Groups | 18.8365 | 0 | 0 | 618.653 | 0.030448 | 10 | Industrial_2023_SC C_GWh_Before Competition Groups_10 | Fan System Optimization | 3.045% | 0 | 18.8365 | Industrial_2023_SC C_GWh_Before Competition Groups_Fan System Optimization
Industrial | Ind ¦ Material Handling Improvements | 2023 | SC C | GWh | Before Competition Groups | 12.9428 | 0 | 0 | 618.653 | 0.020921 | 11 | Industrial_2023_SC C_GWh_Before Competition Groups_11 | Material Handling Improvements | 2.092% | 0 | 12.9428 | Industrial_2023_SC C_GWh_Before Competition Groups_Material Handling Improvements
Industrial | Ind ¦ Process Optimization (Elec) | 2023 | SC C | GWh | Before Competition Groups | 8.6622 | 0 | 0 | 618.653 | 0.014002 | 12 | Industrial_2023_SC C_GWh_Before Competition Groups_12 | Process Optimization (Elec) | 1.4% | 0 | 8.6622 | Industrial_2023_SC C_GWh_Before Competition Groups_Process Optimization (Elec)
Industrial | Ind ¦ Pulp and Paper Process Improvements | 2023 | SC C | GWh | Before Competition Groups | 6.4971 | 0 | 0 | 618.653 | 0.010502 | 13 | Industrial_2023_SC C_GWh_Before Competition Groups_13 | Pulp and Paper Process Improvements | 1.05% | 0 | 6.4971 | Industrial_2023_SC C_GWh_Before Competition Groups_Pulp and Paper Process Improvements
Industrial | Ind ¦ HE Lighting | 2023 | SC C | GWh | Before Competition Groups | 5.3909 | 0 | 0 | 618.653 | 0.0087139 | 14 | Industrial_2023_SC C_GWh_Before Competition Groups_14 | HE Lighting | 0.8714% | 0 | 5.3909 | Industrial_2023_SC C_GWh_Before Competition Groups_HE Lighting
Industrial | Ind ¦ Process Heat Recovery | 2023 | SC C | GWh | Before Competition Groups | 3.9263 | 0 | 0 | 618.653 | 0.0063466 | 15 | Industrial_2023_SC C_GWh_Before Competition Groups_15 | Process Heat Recovery | 0.6347% | 0 | 3.9263 | Industrial_2023_SC C_GWh_Before Competition Groups_Process Heat Recovery
Industrial | Ind ¦ Refiner Plate Improvements | 2023 | SC C | GWh | Before Competition Groups | 3.4823 | 0 | 0 | 618.653 | 0.0056288 | 16 | Industrial_2023_SC C_GWh_Before Competition Groups_16 | Refiner Plate Improvements | 0.5629% | 0 | 3.4823 | Industrial_2023_SC C_GWh_Before Competition Groups_Refiner Plate Improvements
Industrial | Ind ¦ Ventilation Optimization | 2023 | SC C | GWh | Before Competition Groups | 3.3647 | 0 | 0 | 618.653 | 0.0054388 | 17 | Industrial_2023_SC C_GWh_Before Competition Groups_17 | Ventilation Optimization | 0.5439% | 0 | 3.3647 | Industrial_2023_SC C_GWh_Before Competition Groups_Ventilation Optimization
Industrial | Ind ¦ VAV Conversion Project | 2023 | SC C | GWh | Before Competition Groups | 2.907 | 0 | 0 | 618.653 | 0.0046989 | 18 | Industrial_2023_SC C_GWh_Before Competition Groups_18 | VAV Conversion Project | 0.4699% | 0 | 2.907 | Industrial_2023_SC C_GWh_Before Competition Groups_VAV Conversion Project
Industrial | Ind ¦ High Efficiency Battery Charger | 2023 | SC C | GWh | Before Competition Groups | 2.6474 | 0 | 0 | 618.653 | 0.0042793 | 19 | Industrial_2023_SC C_GWh_Before Competition Groups_19 | High Efficiency Battery Charger | 0.4279% | 0 | 2.6474 | Industrial_2023_SC C_GWh_Before Competition Groups_High Efficiency Battery Charger
Industrial | Ind ¦ Cooling Tower Optimization | 2023 | SC C | GWh | Before Competition Groups | 2.5938 | 0 | 0 | 618.653 | 0.0041927 | 20 | Industrial_2023_SC C_GWh_Before Competition Groups_20 | Cooling Tower Optimization | 0.4193% | 0 | 2.5938 | Industrial_2023_SC C_GWh_Before Competition Groups_Cooling Tower Optimization
Industrial | Ind ¦ Improved Controls - Process Cooling | 2023 | SC C | GWh | Before Competition Groups | 2.3354 | 0 | 0 | 618.653 | 0.0037749 | 21 | Industrial_2023_SC C_GWh_Before Competition Groups_21 | Improved Controls - Process Cooling | 0.3775% | 0 | 2.3354 | Industrial_2023_SC C_GWh_Before Competition Groups_Improved Controls - Process Cooling
Industrial | Ind ¦ Refrigeration Compressor VFD | 2023 | SC C | GWh | Before Competition Groups | 2.2258 | 0 | 0 | 618.653 | 0.0035978 | 22 | Industrial_2023_SC C_GWh_Before Competition Groups_22 | Refrigeration Compressor VFD | 0.3598% | 0 | 2.2258 | Industrial_2023_SC C_GWh_Before Competition Groups_Refrigeration Compressor VFD
Industrial | Ind ¦ Process Improvements | 2023 | SC C | GWh | Before Competition Groups | 1.8656 | 0 | 0 | 618.653 | 0.0030155 | 23 | Industrial_2023_SC C_GWh_Before Competition Groups_23 | Process Improvements | 0.3016% | 0 | 1.8656 | Industrial_2023_SC C_GWh_Before Competition Groups_Process Improvements
Industrial | Ind ¦ Improved Controls - Process Heating | 2023 | SC C | GWh | Before Competition Groups | 1.1603 | 0 | 0 | 618.653 | 0.0018755 | 24 | Industrial_2023_SC C_GWh_Before Competition Groups_24 | Improved Controls - Process Heating | 0.1875% | 0 | 1.1603 | Industrial_2023_SC C_GWh_Before Competition Groups_Improved Controls - Process Heating
Industrial | Ind ¦ Engine Block Heater Timer | 2023 | SC C | GWh | Before Competition Groups | 0.70209 | 0 | 0 | 618.653 | 0.0011349 | 25 | Industrial_2023_SC C_GWh_Before Competition Groups_25 | Engine Block Heater Timer | 0.1135% | 0 | 0.70209 | Industrial_2023_SC C_GWh_Before Competition Groups_Engine Block Heater Timer
Industrial | Ind ¦ Free Cooling | 2023 | SC C | GWh | Before Competition Groups | 0.63396 | 0 | 0 | 618.653 | 0.0010247 | 26 | Industrial_2023_SC C_GWh_Before Competition Groups_26 | Free Cooling | 0.1025% | 0 | 0.63396 | Industrial_2023_SC C_GWh_Before Competition Groups_Free Cooling
Industrial | Ind ¦ Dairy Pre-Cooler | 2023 | SC C | GWh | Before Competition Groups | 0.53225 | 0 | 0 | 618.653 | 0.00086033 | 27 | Industrial_2023_SC C_GWh_Before Competition Groups_27 | Dairy Pre-Cooler | 0.08603% | 0 | 0.53225 | Industrial_2023_SC C_GWh_Before Competition Groups_Dairy Pre-Cooler
Industrial | Ind ¦ Air Compressor Heat Recovery | 2023 | SC C | GWh | Before Competition Groups | 0.32074 | 0 | 0 | 618.653 | 0.00051844 | 28 | Industrial_2023_SC C_GWh_Before Competition Groups_28 | Air Compressor Heat Recovery | 0.05184% | 0 | 0.32074 | Industrial_2023_SC C_GWh_Before Competition Groups_Air Compressor Heat Recovery
Industrial | Ind ¦ Efficient Refrigeration Compressor | 2023 | SC C | GWh | Before Competition Groups | 0.31133 | 0 | 0 | 618.653 | 0.00050324 | 29 | Industrial_2023_SC C_GWh_Before Competition Groups_29 | Efficient Refrigeration Compressor | 0.05032% | 0 | 0.31133 | Industrial_2023_SC C_GWh_Before Competition Groups_Efficient Refrigeration Compressor
Industrial | Ind ¦ Efficient Irrigation | 2023 | SC C | GWh | Before Competition Groups | 0.17504 | 0 | 0 | 618.653 | 0.00028293 | 30 | Industrial_2023_SC C_GWh_Before Competition Groups_30 | Efficient Irrigation | 0.02829% | 0 | 0.17504 | Industrial_2023_SC C_GWh_Before Competition Groups_Efficient Irrigation
Industrial | Ind ¦ Dairy Water Heater | 2023 | SC C | GWh | Before Competition Groups | 0.036189 | 0 | 0 | 618.653 | 5.8496e-05 | 31 | Industrial_2023_SC C_GWh_Before Competition Groups_31 | Dairy Water Heater | 0.00585% | 0 | 0.036189 | Industrial_2023_SC C_GWh_Before Competition Groups_Dairy Water Heater
Industrial | Ind ¦ Heat Lamps/Heat Pad | 2023 | SC C | GWh | Before Competition Groups | 0 | 0 | 0 | 618.653 | 0 | 32 | Industrial_2023_SC C_GWh_Before Competition Groups_32 | Heat Lamps/Heat Pad | 0% | 0 | 0 | Industrial_2023_SC C_GWh_Before Competition Groups_Heat Lamps/Heat Pad
Industrial | Ind ¦ Air Compressor Optimization | 2023 | SC D | GWh | Before Competition Groups | 125.1032 | 0 | 0 | 586.2532 | 0.21339 | 1 | Industrial_2023_SC D_GWh_Before Competition Groups_1 | Air Compressor Optimization | 21.34% | 0 | 125.1032 | Industrial_2023_SC D_GWh_Before Competition Groups_Air Compressor Optimization
Industrial | Ind ¦ Pump System Optimization | 2023 | SC D | GWh | Before Competition Groups | 109.1314 | 0 | 0 | 586.2532 | 0.18615 | 2 | Industrial_2023_SC D_GWh_Before Competition Groups_2 | Pump System Optimization | 18.62% | 0 | 109.1314 | Industrial_2023_SC D_GWh_Before Competition Groups_Pump System Optimization
Industrial | Ind ¦ Air Leak Survey and Repair | 2023 | SC D | GWh | Before Competition Groups | 65.5982 | 0 | 0 | 586.2532 | 0.11189 | 3 | Industrial_2023_SC D_GWh_Before Competition Groups_3 | Air Leak Survey and Repair | 11.19% | 0 | 65.5982 | Industrial_2023_SC D_GWh_Before Competition Groups_Air Leak Survey and Repair
Industrial | Ind ¦ Pump Equipment Upgrade | 2023 | SC D | GWh | Before Competition Groups | 51.8664 | 0 | 0 | 586.2532 | 0.088471 | 4 | Industrial_2023_SC D_GWh_Before Competition Groups_4 | Pump Equipment Upgrade | 8.847% | 0 | 51.8664 | Industrial_2023_SC D_GWh_Before Competition Groups_Pump Equipment Upgrade
Industrial | Ind ¦ SEM | 2023 | SC D | GWh | Before Competition Groups | 46.5097 | 0 | 0 | 586.2532 | 0.079334 | 5 | Industrial_2023_SC D_GWh_Before Competition Groups_5 | SEM | 7.933% | 0 | 46.5097 | Industrial_2023_SC D_GWh_Before Competition Groups_SEM
Industrial | Ind ¦ Recommissioning | 2023 | SC D | GWh | Before Competition Groups | 45.0072 | 0 | 0 | 586.2532 | 0.076771 | 6 | Industrial_2023_SC D_GWh_Before Competition Groups_6 | Recommissioning | 7.677% | 0 | 45.0072 | Industrial_2023_SC D_GWh_Before Competition Groups_Recommissioning
Industrial | Ind ¦ High Efficiency HVAC Fans | 2023 | SC D | GWh | Before Competition Groups | 32.6134 | 0 | 0 | 586.2532 | 0.05563 | 7 | Industrial_2023_SC D_GWh_Before Competition Groups_7 | High Efficiency HVAC Fans | 5.563% | 0 | 32.6134 | Industrial_2023_SC D_GWh_Before Competition Groups_High Efficiency HVAC Fans
Industrial | Ind ¦ Efficient Compressed Air Nozzles | 2023 | SC D | GWh | Before Competition Groups | 30.0373 | 0 | 0 | 586.2532 | 0.051236 | 8 | Industrial_2023_SC D_GWh_Before Competition Groups_8 | Efficient Compressed Air Nozzles | 5.124% | 0 | 30.0373 | Industrial_2023_SC D_GWh_Before Competition Groups_Efficient Compressed Air Nozzles
Industrial | Ind ¦ Fan System Optimization | 2023 | SC D | GWh | Before Competition Groups | 18.8365 | 0 | 0 | 586.2532 | 0.03213 | 9 | Industrial_2023_SC D_GWh_Before Competition Groups_9 | Fan System Optimization | 3.213% | 0 | 18.8365 | Industrial_2023_SC D_GWh_Before Competition Groups_Fan System Optimization
Industrial | Ind ¦ Greenhouse Grow Lights | 2023 | SC D | GWh | Before Competition Groups | 15.4005 | 0 | 0 | 586.2532 | 0.026269 | 10 | Industrial_2023_SC D_GWh_Before Competition Groups_10 | Greenhouse Grow Lights | 2.627% | 0 | 15.4005 | Industrial_2023_SC D_GWh_Before Competition Groups_Greenhouse Grow Lights
Industrial | Ind ¦ Material Handling Improvements | 2023 | SC D | GWh | Before Competition Groups | 12.9428 | 0 | 0 | 586.2532 | 0.022077 | 11 | Industrial_2023_SC D_GWh_Before Competition Groups_11 | Material Handling Improvements | 2.208% | 0 | 12.9428 | Industrial_2023_SC D_GWh_Before Competition Groups_Material Handling Improvements
Industrial | Ind ¦ Process Optimization (Elec) | 2023 | SC D | GWh | Before Competition Groups | 8.6622 | 0 | 0 | 586.2532 | 0.014776 | 12 | Industrial_2023_SC D_GWh_Before Competition Groups_12 | Process Optimization (Elec) | 1.478% | 0 | 8.6622 | Industrial_2023_SC D_GWh_Before Competition Groups_Process Optimization (Elec)
Industrial | Ind ¦ Refiner Plate Improvements | 2023 | SC D | GWh | Before Competition Groups | 3.4823 | 0 | 0 | 586.2532 | 0.0059399 | 13 | Industrial_2023_SC D_GWh_Before Competition Groups_13 | Refiner Plate Improvements | 0.594% | 0 | 3.4823 | Industrial_2023_SC D_GWh_Before Competition Groups_Refiner Plate Improvements
Industrial | Ind ¦ Process Heat Recovery | 2023 | SC D | GWh | Before Competition Groups | 2.971 | 0 | 0 | 586.2532 | 0.0050677 | 14 | Industrial_2023_SC D_GWh_Before Competition Groups_14 | Process Heat Recovery | 0.5068% | 0 | 2.971 | Industrial_2023_SC D_GWh_Before Competition Groups_Process Heat Recovery
Industrial | Ind ¦ Ventilation Optimization | 2023 | SC D | GWh | Before Competition Groups | 2.9186 | 0 | 0 | 586.2532 | 0.0049784 | 15 | Industrial_2023_SC D_GWh_Before Competition Groups_15 | Ventilation Optimization | 0.4978% | 0 | 2.9186 | Industrial_2023_SC D_GWh_Before Competition Groups_Ventilation Optimization
Industrial | Ind ¦ Improved Controls - Process Cooling | 2023 | SC D | GWh | Before Competition Groups | 2.3354 | 0 | 0 | 586.2532 | 0.0039835 | 16 | Industrial_2023_SC D_GWh_Before Competition Groups_16 | Improved Controls - Process Cooling | 0.3984% | 0 | 2.3354 | Industrial_2023_SC D_GWh_Before Competition Groups_Improved Controls - Process Cooling
Industrial | Ind ¦ Cooling Tower Optimization | 2023 | SC D | GWh | Before Competition Groups | 2.3321 | 0 | 0 | 586.2532 | 0.003978 | 17 | Industrial_2023_SC D_GWh_Before Competition Groups_17 | Cooling Tower Optimization | 0.3978% | 0 | 2.3321 | Industrial_2023_SC D_GWh_Before Competition Groups_Cooling Tower Optimization
Industrial | Ind ¦ VAV Conversion Project | 2023 | SC D | GWh | Before Competition Groups | 1.9948 | 0 | 0 | 586.2532 | 0.0034026 | 18 | Industrial_2023_SC D_GWh_Before Competition Groups_18 | VAV Conversion Project | 0.3403% | 0 | 1.9948 | Industrial_2023_SC D_GWh_Before Competition Groups_VAV Conversion Project
Industrial | Ind ¦ Process Improvements | 2023 | SC D | GWh | Before Competition Groups | 1.6455 | 0 | 0 | 586.2532 | 0.0028069 | 19 | Industrial_2023_SC D_GWh_Before Competition Groups_19 | Process Improvements | 0.2807% | 0 | 1.6455 | Industrial_2023_SC D_GWh_Before Competition Groups_Process Improvements
Industrial | Ind ¦ Refrigeration Compressor VFD | 2023 | SC D | GWh | Before Competition Groups | 1.3548 | 0 | 0 | 586.2532 | 0.002311 | 20 | Industrial_2023_SC D_GWh_Before Competition Groups_20 | Refrigeration Compressor VFD | 0.2311% | 0 | 1.3548 | Industrial_2023_SC D_GWh_Before Competition Groups_Refrigeration Compressor VFD
Industrial | Ind ¦ High Efficiency Battery Charger | 2023 | SC D | GWh | Before Competition Groups | 1.303 | 0 | 0 | 586.2532 | 0.0022227 | 21 | Industrial_2023_SC D_GWh_Before Competition Groups_21 | High Efficiency Battery Charger | 0.2223% | 0 | 1.303 | Industrial_2023_SC D_GWh_Before Competition Groups_High Efficiency Battery Charger
Industrial | Ind ¦ Improved Controls - Process Heating | 2023 | SC D | GWh | Before Competition Groups | 1.0424 | 0 | 0 | 586.2532 | 0.0017781 | 22 | Industrial_2023_SC D_GWh_Before Competition Groups_22 | Improved Controls - Process Heating | 0.1778% | 0 | 1.0424 | Industrial_2023_SC D_GWh_Before Competition Groups_Improved Controls - Process Heating
Industrial | Ind ¦ Pulp and Paper Process Improvements | 2023 | SC D | GWh | Before Competition Groups | 0.84988 | 0 | 0 | 586.2532 | 0.0014497 | 23 | Industrial_2023_SC D_GWh_Before Competition Groups_23 | Pulp and Paper Process Improvements | 0.145% | 0 | 0.84988 | Industrial_2023_SC D_GWh_Before Competition Groups_Pulp and Paper Process Improvements
Industrial | Ind ¦ Engine Block Heater Timer | 2023 | SC D | GWh | Before Competition Groups | 0.66687 | 0 | 0 | 586.2532 | 0.0011375 | 24 | Industrial_2023_SC D_GWh_Before Competition Groups_24 | Engine Block Heater Timer | 0.1138% | 0 | 0.66687 | Industrial_2023_SC D_GWh_Before Competition Groups_Engine Block Heater Timer
Industrial | Ind ¦ HE Lighting | 2023 | SC D | GWh | Before Competition Groups | 0.58577 | 0 | 0 | 586.2532 | 0.00099918 | 25 | Industrial_2023_SC D_GWh_Before Competition Groups_25 | HE Lighting | 0.09992% | 0 | 0.58577 | Industrial_2023_SC D_GWh_Before Competition Groups_HE Lighting
Industrial | Ind ¦ Efficient Refrigeration Compressor | 2023 | SC D | GWh | Before Competition Groups | 0.30949 | 0 | 0 | 586.2532 | 0.00052791 | 26 | Industrial_2023_SC D_GWh_Before Competition Groups_26 | Efficient Refrigeration Compressor | 0.05279% | 0 | 0.30949 | Industrial_2023_SC D_GWh_Before Competition Groups_Efficient Refrigeration Compressor
Industrial | Ind ¦ Air Compressor Heat Recovery | 2023 | SC D | GWh | Before Competition Groups | 0.29259 | 0 | 0 | 586.2532 | 0.00049908 | 27 | Industrial_2023_SC D_GWh_Before Competition Groups_27 | Air Compressor Heat Recovery | 0.04991% | 0 | 0.29259 | Industrial_2023_SC D_GWh_Before Competition Groups_Air Compressor Heat Recovery
Industrial | Ind ¦ Dairy Pre-Cooler | 2023 | SC D | GWh | Before Competition Groups | 0.25677 | 0 | 0 | 586.2532 | 0.00043799 | 28 | Industrial_2023_SC D_GWh_Before Competition Groups_28 | Dairy Pre-Cooler | 0.0438% | 0 | 0.25677 | Industrial_2023_SC D_GWh_Before Competition Groups_Dairy Pre-Cooler
Industrial | Ind ¦ Efficient Irrigation | 2023 | SC D | GWh | Before Competition Groups | 0.11217 | 0 | 0 | 586.2532 | 0.00019134 | 29 | Industrial_2023_SC D_GWh_Before Competition Groups_29 | Efficient Irrigation | 0.01913% | 0 | 0.11217 | Industrial_2023_SC D_GWh_Before Competition Groups_Efficient Irrigation
Industrial | Ind ¦ Free Cooling | 2023 | SC D | GWh | Before Competition Groups | 0.090939 | 0 | 0 | 586.2532 | 0.00015512 | 30 | Industrial_2023_SC D_GWh_Before Competition Groups_30 | Free Cooling | 0.01551% | 0 | 0.090939 | Industrial_2023_SC D_GWh_Before Competition Groups_Free Cooling
Industrial | Ind ¦ Heat Lamps/Heat Pad | 2023 | SC D | GWh | Before Competition Groups | 0 | 0 | 0 | 586.2532 | 0 | 31 | Industrial_2023_SC D_GWh_Before Competition Groups_31 | Heat Lamps/Heat Pad | 0% | 0 | 0 | Industrial_2023_SC D_GWh_Before Competition Groups_Heat Lamps/Heat Pad
Industrial | Ind ¦ Pump System Optimization | 2023 | Technical | GWh | Before Competition Groups | 636.6916 | 0 | 0 | 5024.1647 | 0.12673 | 1 | Industrial_2023_Technical_GWh_Before Competition Groups_1 | Pump System Optimization | 12.67% | 0 | 636.6916 | Industrial_2023_Technical_GWh_Before Competition Groups_Pump System Optimization
Industrial | Ind ¦ Air Leak Survey and Repair | 2023 | Technical | GWh | Before Competition Groups | 613.1255 | 0 | 0 | 5024.1647 | 0.12204 | 2 | Industrial_2023_Technical_GWh_Before Competition Groups_2 | Air Leak Survey and Repair | 12.2% | 0 | 613.1255 | Industrial_2023_Technical_GWh_Before Competition Groups_Air Leak Survey and Repair
Industrial | Ind ¦ HE Lighting | 2023 | Technical | GWh | Before Competition Groups | 532.5193 | 0 | 0 | 5024.1647 | 0.10599 | 3 | Industrial_2023_Technical_GWh_Before Competition Groups_3 | HE Lighting | 10.6% | 0 | 532.5193 | Industrial_2023_Technical_GWh_Before Competition Groups_HE Lighting
Industrial | Ind ¦ Recommissioning | 2023 | Technical | GWh | Before Competition Groups | 443.4113 | 0 | 0 | 5024.1647 | 0.088256 | 4 | Industrial_2023_Technical_GWh_Before Competition Groups_4 | Recommissioning | 8.826% | 0 | 443.4113 | Industrial_2023_Technical_GWh_Before Competition Groups_Recommissioning
Industrial | Ind ¦ SEM | 2023 | Technical | GWh | Before Competition Groups | 443.4113 | 0 | 0 | 5024.1647 | 0.088256 | 5 | Industrial_2023_Technical_GWh_Before Competition Groups_5 | SEM | 8.826% | 0 | 443.4113 | Industrial_2023_Technical_GWh_Before Competition Groups_SEM
Industrial | Ind ¦ Air Compressor Optimization | 2023 | Technical | GWh | Before Competition Groups | 367.0532 | 0 | 0 | 5024.1647 | 0.073058 | 6 | Industrial_2023_Technical_GWh_Before Competition Groups_6 | Air Compressor Optimization | 7.306% | 0 | 367.0532 | Industrial_2023_Technical_GWh_Before Competition Groups_Air Compressor Optimization
Industrial | Ind ¦ Efficient Compressed Air Nozzles | 2023 | Technical | GWh | Before Competition Groups | 349.4674 | 0 | 0 | 5024.1647 | 0.069557 | 7 | Industrial_2023_Technical_GWh_Before Competition Groups_7 | Efficient Compressed Air Nozzles | 6.956% | 0 | 349.4674 | Industrial_2023_Technical_GWh_Before Competition Groups_Efficient Compressed Air Nozzles
Industrial | Ind ¦ Pump Equipment Upgrade | 2023 | Technical | GWh | Before Competition Groups | 299.9612 | 0 | 0 | 5024.1647 | 0.059704 | 8 | Industrial_2023_Technical_GWh_Before Competition Groups_8 | Pump Equipment Upgrade | 5.97% | 0 | 299.9612 | Industrial_2023_Technical_GWh_Before Competition Groups_Pump Equipment Upgrade
Industrial | Ind ¦ High Efficiency HVAC Fans | 2023 | Technical | GWh | Before Competition Groups | 204.8259 | 0 | 0 | 5024.1647 | 0.040768 | 9 | Industrial_2023_Technical_GWh_Before Competition Groups_9 | High Efficiency HVAC Fans | 4.077% | 0 | 204.8259 | Industrial_2023_Technical_GWh_Before Competition Groups_High Efficiency HVAC Fans
Industrial | Ind ¦ Process Optimization (Elec) | 2023 | Technical | GWh | Before Competition Groups | 180.9652 | 0 | 0 | 5024.1647 | 0.036019 | 10 | Industrial_2023_Technical_GWh_Before Competition Groups_10 | Process Optimization (Elec) | 3.602% | 0 | 180.9652 | Industrial_2023_Technical_GWh_Before Competition Groups_Process Optimization (Elec)
Industrial | Ind ¦ Premium Efficient Motors | 2023 | Technical | GWh | Before Competition Groups | 150.2516 | 0 | 0 | 5024.1647 | 0.029906 | 11 | Industrial_2023_Technical_GWh_Before Competition Groups_11 | Premium Efficient Motors | 2.991% | 0 | 150.2516 | Industrial_2023_Technical_GWh_Before Competition Groups_Premium Efficient Motors
Industrial | Ind ¦ Greenhouse Grow Lights | 2023 | Technical | GWh | Before Competition Groups | 137.3683 | 0 | 0 | 5024.1647 | 0.027342 | 12 | Industrial_2023_Technical_GWh_Before Competition Groups_12 | Greenhouse Grow Lights | 2.734% | 0 | 137.3683 | Industrial_2023_Technical_GWh_Before Competition Groups_Greenhouse Grow Lights
Industrial | Ind ¦ HE HVAC Controls | 2023 | Technical | GWh | Before Competition Groups | 80.0771 | 0 | 0 | 5024.1647 | 0.015938 | 13 | Industrial_2023_Technical_GWh_Before Competition Groups_13 | HE HVAC Controls | 1.594% | 0 | 80.0771 | Industrial_2023_Technical_GWh_Before Competition Groups_HE HVAC Controls
Industrial | Ind ¦ Pulp and Paper Process Improvements | 2023 | Technical | GWh | Before Competition Groups | 66.7909 | 0 | 0 | 5024.1647 | 0.013294 | 14 | Industrial_2023_Technical_GWh_Before Competition Groups_14 | Pulp and Paper Process Improvements | 1.329% | 0 | 66.7909 | Industrial_2023_Technical_GWh_Before Competition Groups_Pulp and Paper Process Improvements
Industrial | Ind ¦ Fan System Optimization | 2023 | Technical | GWh | Before Competition Groups | 57.0287 | 0 | 0 | 5024.1647 | 0.011351 | 15 | Industrial_2023_Technical_GWh_Before Competition Groups_15 | Fan System Optimization | 1.135% | 0 | 57.0287 | Industrial_2023_Technical_GWh_Before Competition Groups_Fan System Optimization
Industrial | Ind ¦ Material Handling Improvements | 2023 | Technical | GWh | Before Competition Groups | 56.9869 | 0 | 0 | 5024.1647 | 0.011343 | 16 | Industrial_2023_Technical_GWh_Before Competition Groups_16 | Material Handling Improvements | 1.134% | 0 | 56.9869 | Industrial_2023_Technical_GWh_Before Competition Groups_Material Handling Improvements
Industrial | Ind ¦ HE HVAC Units | 2023 | Technical | GWh | Before Competition Groups | 45.1078 | 0 | 0 | 5024.1647 | 0.0089782 | 17 | Industrial_2023_Technical_GWh_Before Competition Groups_17 | HE HVAC Units | 0.8978% | 0 | 45.1078 | Industrial_2023_Technical_GWh_Before Competition Groups_HE HVAC Units
Industrial | Ind ¦ Refiner Plate Improvements | 2023 | Technical | GWh | Before Competition Groups | 42.3767 | 0 | 0 | 5024.1647 | 0.0084346 | 18 | Industrial_2023_Technical_GWh_Before Competition Groups_18 | Refiner Plate Improvements | 0.8435% | 0 | 42.3767 | Industrial_2023_Technical_GWh_Before Competition Groups_Refiner Plate Improvements
Industrial | Ind ¦ Process Heat Recovery | 2023 | Technical | GWh | Before Competition Groups | 38.3778 | 0 | 0 | 5024.1647 | 0.0076386 | 19 | Industrial_2023_Technical_GWh_Before Competition Groups_19 | Process Heat Recovery | 0.7639% | 0 | 38.3778 | Industrial_2023_Technical_GWh_Before Competition Groups_Process Heat Recovery
Industrial | Ind ¦ Ventilation Optimization | 2023 | Technical | GWh | Before Competition Groups | 27.3422 | 0 | 0 | 5024.1647 | 0.0054421 | 20 | Industrial_2023_Technical_GWh_Before Competition Groups_20 | Ventilation Optimization | 0.5442% | 0 | 27.3422 | Industrial_2023_Technical_GWh_Before Competition Groups_Ventilation Optimization
Industrial | Ind ¦ VAV Conversion Project | 2023 | Technical | GWh | Before Competition Groups | 27.2326 | 0 | 0 | 5024.1647 | 0.0054203 | 21 | Industrial_2023_Technical_GWh_Before Competition Groups_21 | VAV Conversion Project | 0.542% | 0 | 27.2326 | Industrial_2023_Technical_GWh_Before Competition Groups_VAV Conversion Project
Industrial | Ind ¦ Cold Storage Retrofit | 2023 | Technical | GWh | Before Competition Groups | 24.477 | 0 | 0 | 5024.1647 | 0.0048719 | 22 | Industrial_2023_Technical_GWh_Before Competition Groups_22 | Cold Storage Retrofit | 0.4872% | 0 | 24.477 | Industrial_2023_Technical_GWh_Before Competition Groups_Cold Storage Retrofit
Industrial | Ind ¦ Synchronous Belts | 2023 | Technical | GWh | Before Competition Groups | 22.279 | 0 | 0 | 5024.1647 | 0.0044344 | 23 | Industrial_2023_Technical_GWh_Before Competition Groups_23 | Synchronous Belts | 0.4434% | 0 | 22.279 | Industrial_2023_Technical_GWh_Before Competition Groups_Synchronous Belts
Industrial | Ind ¦ Improved Controls - Process Cooling | 2023 | Technical | GWh | Before Competition Groups | 21.9751 | 0 | 0 | 5024.1647 | 0.0043739 | 24 | Industrial_2023_Technical_GWh_Before Competition Groups_24 | Improved Controls - Process Cooling | 0.4374% | 0 | 21.9751 | Industrial_2023_Technical_GWh_Before Competition Groups_Improved Controls - Process Cooling
Industrial | Ind ¦ High Efficiency Battery Charger | 2023 | Technical | GWh | Before Competition Groups | 18.1549 | 0 | 0 | 5024.1647 | 0.0036135 | 25 | Industrial_2023_Technical_GWh_Before Competition Groups_25 | High Efficiency Battery Charger | 0.3614% | 0 | 18.1549 | Industrial_2023_Technical_GWh_Before Competition Groups_High Efficiency Battery Charger
Industrial | Ind ¦ Process Improvements | 2023 | Technical | GWh | Before Competition Groups | 17.9591 | 0 | 0 | 5024.1647 | 0.0035745 | 26 | Industrial_2023_Technical_GWh_Before Competition Groups_26 | Process Improvements | 0.3575% | 0 | 17.9591 | Industrial_2023_Technical_GWh_Before Competition Groups_Process Improvements
Industrial | Ind ¦ HVLS Fans | 2023 | Technical | GWh | Before Competition Groups | 15.1092 | 0 | 0 | 5024.1647 | 0.0030073 | 27 | Industrial_2023_Technical_GWh_Before Competition Groups_27 | HVLS Fans | 0.3007% | 0 | 15.1092 | Industrial_2023_Technical_GWh_Before Competition Groups_HVLS Fans
Industrial | Ind ¦ Efficient Irrigation | 2023 | Technical | GWh | Before Competition Groups | 14.9188 | 0 | 0 | 5024.1647 | 0.0029694 | 28 | Industrial_2023_Technical_GWh_Before Competition Groups_28 | Efficient Irrigation | 0.2969% | 0 | 14.9188 | Industrial_2023_Technical_GWh_Before Competition Groups_Efficient Irrigation
Industrial | Ind ¦ Chiller Optimization | 2023 | Technical | GWh | Before Competition Groups | 11.6862 | 0 | 0 | 5024.1647 | 0.002326 | 29 | Industrial_2023_Technical_GWh_Before Competition Groups_29 | Chiller Optimization | 0.2326% | 0 | 11.6862 | Industrial_2023_Technical_GWh_Before Competition Groups_Chiller Optimization
Industrial | Ind ¦ Improved Controls - Process Heating | 2023 | Technical | GWh | Before Competition Groups | 10.8117 | 0 | 0 | 5024.1647 | 0.0021519 | 30 | Industrial_2023_Technical_GWh_Before Competition Groups_30 | Improved Controls - Process Heating | 0.2152% | 0 | 10.8117 | Industrial_2023_Technical_GWh_Before Competition Groups_Improved Controls - Process Heating
Industrial | Ind ¦ Refrigeration Compressor VFD | 2023 | Technical | GWh | Before Competition Groups | 10.0629 | 0 | 0 | 5024.1647 | 0.0020029 | 31 | Industrial_2023_Technical_GWh_Before Competition Groups_31 | Refrigeration Compressor VFD | 0.2003% | 0 | 10.0629 | Industrial_2023_Technical_GWh_Before Competition Groups_Refrigeration Compressor VFD
Industrial | Ind ¦ Cooling Tower Optimization | 2023 | Technical | GWh | Before Competition Groups | 9.1019 | 0 | 0 | 5024.1647 | 0.0018116 | 32 | Industrial_2023_Technical_GWh_Before Competition Groups_32 | Cooling Tower Optimization | 0.1812% | 0 | 9.1019 | Industrial_2023_Technical_GWh_Before Competition Groups_Cooling Tower Optimization
Industrial | Ind ¦ Efficient Transformer | 2023 | Technical | GWh | Before Competition Groups | 9.0774 | 0 | 0 | 5024.1647 | 0.0018068 | 33 | Industrial_2023_Technical_GWh_Before Competition Groups_33 | Efficient Transformer | 0.1807% | 0 | 9.0774 | Industrial_2023_Technical_GWh_Before Competition Groups_Efficient Transformer
Industrial | Ind ¦ High Efficiency Welders | 2023 | Technical | GWh | Before Competition Groups | 7.3885 | 0 | 0 | 5024.1647 | 0.0014706 | 34 | Industrial_2023_Technical_GWh_Before Competition Groups_34 | High Efficiency Welders | 0.1471% | 0 | 7.3885 | Industrial_2023_Technical_GWh_Before Competition Groups_High Efficiency Welders
Industrial | Ind ¦ Engine Block Heater Timer | 2023 | Technical | GWh | Before Competition Groups | 6.8445 | 0 | 0 | 5024.1647 | 0.0013623 | 35 | Industrial_2023_Technical_GWh_Before Competition Groups_35 | Engine Block Heater Timer | 0.1362% | 0 | 6.8445 | Industrial_2023_Technical_GWh_Before Competition Groups_Engine Block Heater Timer
Industrial | Ind ¦ Low Energy Livestock Waterers | 2023 | Technical | GWh | Before Competition Groups | 5.525 | 0 | 0 | 5024.1647 | 0.0010997 | 36 | Industrial_2023_Technical_GWh_Before Competition Groups_36 | Low Energy Livestock Waterers | 0.11% | 0 | 5.525 | Industrial_2023_Technical_GWh_Before Competition Groups_Low Energy Livestock Waterers
Industrial | Ind ¦ Free Cooling | 2023 | Technical | GWh | Before Competition Groups | 5.4961 | 0 | 0 | 5024.1647 | 0.0010939 | 37 | Industrial_2023_Technical_GWh_Before Competition Groups_37 | Free Cooling | 0.1094% | 0 | 5.4961 | Industrial_2023_Technical_GWh_Before Competition Groups_Free Cooling
Industrial | Ind ¦ Dairy Pre-Cooler | 2023 | Technical | GWh | Before Competition Groups | 4.0527 | 0 | 0 | 5024.1647 | 0.00080664 | 38 | Industrial_2023_Technical_GWh_Before Competition Groups_38 | Dairy Pre-Cooler | 0.08066% | 0 | 4.0527 | Industrial_2023_Technical_GWh_Before Competition Groups_Dairy Pre-Cooler
Industrial | Ind ¦ Air Compressor Heat Recovery | 2023 | Technical | GWh | Before Competition Groups | 3.0235 | 0 | 0 | 5024.1647 | 0.00060179 | 39 | Industrial_2023_Technical_GWh_Before Competition Groups_39 | Air Compressor Heat Recovery | 0.06018% | 0 | 3.0235 | Industrial_2023_Technical_GWh_Before Competition Groups_Air Compressor Heat Recovery
Industrial | Ind ¦ Optimize Compressed Air Dryer | 2023 | Technical | GWh | Before Competition Groups | 2.1667 | 0 | 0 | 5024.1647 | 0.00043125 | 40 | Industrial_2023_Technical_GWh_Before Competition Groups_40 | Optimize Compressed Air Dryer | 0.04312% | 0 | 2.1667 | Industrial_2023_Technical_GWh_Before Competition Groups_Optimize Compressed Air Dryer
Industrial | Ind ¦ Heat Lamps/Heat Pad | 2023 | Technical | GWh | Before Competition Groups | 1.3382 | 0 | 0 | 5024.1647 | 0.00026635 | 41 | Industrial_2023_Technical_GWh_Before Competition Groups_41 | Heat Lamps/Heat Pad | 0.02663% | 0 | 1.3382 | Industrial_2023_Technical_GWh_Before Competition Groups_Heat Lamps/Heat Pad
Industrial | Ind ¦ Creep Heat Controller | 2023 | Technical | GWh | Before Competition Groups | 0.92356 | 0 | 0 | 5024.1647 | 0.00018382 | 42 | Industrial_2023_Technical_GWh_Before Competition Groups_42 | Creep Heat Controller | 0.01838% | 0 | 0.92356 | Industrial_2023_Technical_GWh_Before Competition Groups_Creep Heat Controller
Industrial | Ind ¦ Efficient Refrigeration Compressor | 2023 | Technical | GWh | Before Competition Groups | 0.85893 | 0 | 0 | 5024.1647 | 0.00017096 | 43 | Industrial_2023_Technical_GWh_Before Competition Groups_43 | Efficient Refrigeration Compressor | 0.0171% | 0 | 0.85893 | Industrial_2023_Technical_GWh_Before Competition Groups_Efficient Refrigeration Compressor
Industrial | Ind ¦ Dual and Natural Exhaust Ventilation Systems | 2023 | Technical | GWh | Before Competition Groups | 0.31707 | 0 | 0 | 5024.1647 | 6.3108e-05 | 44 | Industrial_2023_Technical_GWh_Before Competition Groups_44 | Dual and Natural Exhaust Ventilation Systems | 0.006311% | 0 | 0.31707 | Industrial_2023_Technical_GWh_Before Competition Groups_Dual and Natural Exhaust Ventilation Systems
Industrial | Ind ¦ Dairy Water Heater | 2023 | Technical | GWh | Before Competition Groups | 0.24415 | 0 | 0 | 5024.1647 | 4.8596e-05 | 45 | Industrial_2023_Technical_GWh_Before Competition Groups_45 | Dairy Water Heater | 0.00486% | 0 | 0.24415 | Industrial_2023_Technical_GWh_Before Competition Groups_Dairy Water Heater
Industrial | Ind ¦ Pump System Optimization | 2024 | Economic | GWh | Before Competition Groups | 652.958 | 0 | 0 | 4131.8268 | 0.15803 | 1 | Industrial_2024_Economic_GWh_Before Competition Groups_1 | Pump System Optimization | 15.8% | 0 | 652.958 | Industrial_2024_Economic_GWh_Before Competition Groups_Pump System Optimization
Industrial | Ind ¦ Air Leak Survey and Repair | 2024 | Economic | GWh | Before Competition Groups | 613.2813 | 0 | 0 | 4131.8268 | 0.14843 | 2 | Industrial_2024_Economic_GWh_Before Competition Groups_2 | Air Leak Survey and Repair | 14.84% | 0 | 613.2813 | Industrial_2024_Economic_GWh_Before Competition Groups_Air Leak Survey and Repair
Industrial | Ind ¦ Recommissioning | 2024 | Economic | GWh | Before Competition Groups | 442.5895 | 0 | 0 | 4131.8268 | 0.10712 | 3 | Industrial_2024_Economic_GWh_Before Competition Groups_3 | Recommissioning | 10.71% | 0 | 442.5895 | Industrial_2024_Economic_GWh_Before Competition Groups_Recommissioning
Industrial | Ind ¦ SEM | 2024 | Economic | GWh | Before Competition Groups | 442.5895 | 0 | 0 | 4131.8268 | 0.10712 | 4 | Industrial_2024_Economic_GWh_Before Competition Groups_4 | SEM | 10.71% | 0 | 442.5895 | Industrial_2024_Economic_GWh_Before Competition Groups_SEM
Industrial | Ind ¦ Air Compressor Optimization | 2024 | Economic | GWh | Before Competition Groups | 382.8404 | 0 | 0 | 4131.8268 | 0.092656 | 5 | Industrial_2024_Economic_GWh_Before Competition Groups_5 | Air Compressor Optimization | 9.266% | 0 | 382.8404 | Industrial_2024_Economic_GWh_Before Competition Groups_Air Compressor Optimization
Industrial | Ind ¦ Efficient Compressed Air Nozzles | 2024 | Economic | GWh | Before Competition Groups | 366.5651 | 0 | 0 | 4131.8268 | 0.088717 | 6 | Industrial_2024_Economic_GWh_Before Competition Groups_6 | Efficient Compressed Air Nozzles | 8.872% | 0 | 366.5651 | Industrial_2024_Economic_GWh_Before Competition Groups_Efficient Compressed Air Nozzles
Industrial | Ind ¦ High Efficiency HVAC Fans | 2024 | Economic | GWh | Before Competition Groups | 212.4838 | 0 | 0 | 4131.8268 | 0.051426 | 7 | Industrial_2024_Economic_GWh_Before Competition Groups_7 | High Efficiency HVAC Fans | 5.143% | 0 | 212.4838 | Industrial_2024_Economic_GWh_Before Competition Groups_High Efficiency HVAC Fans
Industrial | Ind ¦ Process Optimization (Elec) | 2024 | Economic | GWh | Before Competition Groups | 180.6071 | 0 | 0 | 4131.8268 | 0.043711 | 8 | Industrial_2024_Economic_GWh_Before Competition Groups_8 | Process Optimization (Elec) | 4.371% | 0 | 180.6071 | Industrial_2024_Economic_GWh_Before Competition Groups_Process Optimization (Elec)
Industrial | Ind ¦ HE Lighting | 2024 | Economic | GWh | Before Competition Groups | 178.4228 | 0 | 0 | 4131.8268 | 0.043183 | 9 | Industrial_2024_Economic_GWh_Before Competition Groups_9 | HE Lighting | 4.318% | 0 | 178.4228 | Industrial_2024_Economic_GWh_Before Competition Groups_HE Lighting
Industrial | Ind ¦ Greenhouse Grow Lights | 2024 | Economic | GWh | Before Competition Groups | 142.2499 | 0 | 0 | 4131.8268 | 0.034428 | 10 | Industrial_2024_Economic_GWh_Before Competition Groups_10 | Greenhouse Grow Lights | 3.443% | 0 | 142.2499 | Industrial_2024_Economic_GWh_Before Competition Groups_Greenhouse Grow Lights
Industrial | Ind ¦ Pump Equipment Upgrade | 2024 | Economic | GWh | Before Competition Groups | 101.4507 | 0 | 0 | 4131.8268 | 0.024553 | 11 | Industrial_2024_Economic_GWh_Before Competition Groups_11 | Pump Equipment Upgrade | 2.455% | 0 | 101.4507 | Industrial_2024_Economic_GWh_Before Competition Groups_Pump Equipment Upgrade
Industrial | Ind ¦ Pulp and Paper Process Improvements | 2024 | Economic | GWh | Before Competition Groups | 66.7822 | 0 | 0 | 4131.8268 | 0.016163 | 12 | Industrial_2024_Economic_GWh_Before Competition Groups_12 | Pulp and Paper Process Improvements | 1.616% | 0 | 66.7822 | Industrial_2024_Economic_GWh_Before Competition Groups_Pulp and Paper Process Improvements
Industrial | Ind ¦ Material Handling Improvements | 2024 | Economic | GWh | Before Competition Groups | 59.8874 | 0 | 0 | 4131.8268 | 0.014494 | 13 | Industrial_2024_Economic_GWh_Before Competition Groups_13 | Material Handling Improvements | 1.449% | 0 | 59.8874 | Industrial_2024_Economic_GWh_Before Competition Groups_Material Handling Improvements
Industrial | Ind ¦ Fan System Optimization | 2024 | Economic | GWh | Before Competition Groups | 58.6226 | 0 | 0 | 4131.8268 | 0.014188 | 14 | Industrial_2024_Economic_GWh_Before Competition Groups_14 | Fan System Optimization | 1.419% | 0 | 58.6226 | Industrial_2024_Economic_GWh_Before Competition Groups_Fan System Optimization
Industrial | Ind ¦ Refiner Plate Improvements | 2024 | Economic | GWh | Before Competition Groups | 44.2262 | 0 | 0 | 4131.8268 | 0.010704 | 15 | Industrial_2024_Economic_GWh_Before Competition Groups_15 | Refiner Plate Improvements | 1.07% | 0 | 44.2262 | Industrial_2024_Economic_GWh_Before Competition Groups_Refiner Plate Improvements
Industrial | Ind ¦ Process Heat Recovery | 2024 | Economic | GWh | Before Competition Groups | 38.341 | 0 | 0 | 4131.8268 | 0.0092794 | 16 | Industrial_2024_Economic_GWh_Before Competition Groups_16 | Process Heat Recovery | 0.9279% | 0 | 38.341 | Industrial_2024_Economic_GWh_Before Competition Groups_Process Heat Recovery
Industrial | Ind ¦ VAV Conversion Project | 2024 | Economic | GWh | Before Competition Groups | 26.8788 | 0 | 0 | 4131.8268 | 0.0065053 | 17 | Industrial_2024_Economic_GWh_Before Competition Groups_17 | VAV Conversion Project | 0.6505% | 0 | 26.8788 | Industrial_2024_Economic_GWh_Before Competition Groups_VAV Conversion Project
Industrial | Ind ¦ Improved Controls - Process Cooling | 2024 | Economic | GWh | Before Competition Groups | 21.8075 | 0 | 0 | 4131.8268 | 0.0052779 | 18 | Industrial_2024_Economic_GWh_Before Competition Groups_18 | Improved Controls - Process Cooling | 0.5278% | 0 | 21.8075 | Industrial_2024_Economic_GWh_Before Competition Groups_Improved Controls - Process Cooling
Industrial | Ind ¦ High Efficiency Battery Charger | 2024 | Economic | GWh | Before Competition Groups | 18.9633 | 0 | 0 | 4131.8268 | 0.0045896 | 19 | Industrial_2024_Economic_GWh_Before Competition Groups_19 | High Efficiency Battery Charger | 0.459% | 0 | 18.9633 | Industrial_2024_Economic_GWh_Before Competition Groups_High Efficiency Battery Charger
Industrial | Ind ¦ Process Improvements | 2024 | Economic | GWh | Before Competition Groups | 17.9875 | 0 | 0 | 4131.8268 | 0.0043534 | 20 | Industrial_2024_Economic_GWh_Before Competition Groups_20 | Process Improvements | 0.4353% | 0 | 17.9875 | Industrial_2024_Economic_GWh_Before Competition Groups_Process Improvements
Industrial | Ind ¦ Improved Controls - Process Heating | 2024 | Economic | GWh | Before Competition Groups | 10.8097 | 0 | 0 | 4131.8268 | 0.0026162 | 21 | Industrial_2024_Economic_GWh_Before Competition Groups_21 | Improved Controls - Process Heating | 0.2616% | 0 | 10.8097 | Industrial_2024_Economic_GWh_Before Competition Groups_Improved Controls - Process Heating
Industrial | Ind ¦ Refrigeration Compressor VFD | 2024 | Economic | GWh | Before Competition Groups | 10.4633 | 0 | 0 | 4131.8268 | 0.0025324 | 22 | Industrial_2024_Economic_GWh_Before Competition Groups_22 | Refrigeration Compressor VFD | 0.2532% | 0 | 10.4633 | Industrial_2024_Economic_GWh_Before Competition Groups_Refrigeration Compressor VFD
Industrial | Ind ¦ Cooling Tower Optimization | 2024 | Economic | GWh | Before Competition Groups | 9.0921 | 0 | 0 | 4131.8268 | 0.0022005 | 23 | Industrial_2024_Economic_GWh_Before Competition Groups_23 | Cooling Tower Optimization | 0.22% | 0 | 9.0921 | Industrial_2024_Economic_GWh_Before Competition Groups_Cooling Tower Optimization
Industrial | Ind ¦ Ventilation Optimization | 2024 | Economic | GWh | Before Competition Groups | 7.8259 | 0 | 0 | 4131.8268 | 0.0018941 | 24 | Industrial_2024_Economic_GWh_Before Competition Groups_24 | Ventilation Optimization | 0.1894% | 0 | 7.8259 | Industrial_2024_Economic_GWh_Before Competition Groups_Ventilation Optimization
Industrial | Ind ¦ Engine Block Heater Timer | 2024 | Economic | GWh | Before Competition Groups | 6.859 | 0 | 0 | 4131.8268 | 0.00166 | 25 | Industrial_2024_Economic_GWh_Before Competition Groups_25 | Engine Block Heater Timer | 0.166% | 0 | 6.859 | Industrial_2024_Economic_GWh_Before Competition Groups_Engine Block Heater Timer
Industrial | Ind ¦ Efficient Irrigation | 2024 | Economic | GWh | Before Competition Groups | 5.9389 | 0 | 0 | 4131.8268 | 0.0014374 | 26 | Industrial_2024_Economic_GWh_Before Competition Groups_26 | Efficient Irrigation | 0.1437% | 0 | 5.9389 | Industrial_2024_Economic_GWh_Before Competition Groups_Efficient Irrigation
Industrial | Ind ¦ Free Cooling | 2024 | Economic | GWh | Before Competition Groups | 5.4766 | 0 | 0 | 4131.8268 | 0.0013255 | 27 | Industrial_2024_Economic_GWh_Before Competition Groups_27 | Free Cooling | 0.1325% | 0 | 5.4766 | Industrial_2024_Economic_GWh_Before Competition Groups_Free Cooling
Industrial | Ind ¦ Air Compressor Heat Recovery | 2024 | Economic | GWh | Before Competition Groups | 3.0153 | 0 | 0 | 4131.8268 | 0.00072976 | 28 | Industrial_2024_Economic_GWh_Before Competition Groups_28 | Air Compressor Heat Recovery | 0.07298% | 0 | 3.0153 | Industrial_2024_Economic_GWh_Before Competition Groups_Air Compressor Heat Recovery
Industrial | Ind ¦ Dairy Pre-Cooler | 2024 | Economic | GWh | Before Competition Groups | 1.825 | 0 | 0 | 4131.8268 | 0.00044168 | 29 | Industrial_2024_Economic_GWh_Before Competition Groups_29 | Dairy Pre-Cooler | 0.04417% | 0 | 1.825 | Industrial_2024_Economic_GWh_Before Competition Groups_Dairy Pre-Cooler
Industrial | Ind ¦ Efficient Refrigeration Compressor | 2024 | Economic | GWh | Before Competition Groups | 0.89011 | 0 | 0 | 4131.8268 | 0.00021543 | 30 | Industrial_2024_Economic_GWh_Before Competition Groups_30 | Efficient Refrigeration Compressor | 0.02154% | 0 | 0.89011 | Industrial_2024_Economic_GWh_Before Competition Groups_Efficient Refrigeration Compressor
Industrial | Ind ¦ Dairy Water Heater | 2024 | Economic | GWh | Before Competition Groups | 0.096655 | 0 | 0 | 4131.8268 | 2.3393e-05 | 31 | Industrial_2024_Economic_GWh_Before Competition Groups_31 | Dairy Water Heater | 0.002339% | 0 | 0.096655 | Industrial_2024_Economic_GWh_Before Competition Groups_Dairy Water Heater
Industrial | Ind ¦ Heat Lamps/Heat Pad | 2024 | Economic | GWh | Before Competition Groups | 0 | 0 | 0 | 4131.8268 | 0 | 32 | Industrial_2024_Economic_GWh_Before Competition Groups_32 | Heat Lamps/Heat Pad | 0% | 0 | 0 | Industrial_2024_Economic_GWh_Before Competition Groups_Heat Lamps/Heat Pad
Industrial | Ind ¦ Air Compressor Optimization | 2024 | SC A | GWh | Before Competition Groups | 156.0142 | 0 | 0 | 750.7886 | 0.2078 | 1 | Industrial_2024_SC A_GWh_Before Competition Groups_1 | Air Compressor Optimization | 20.78% | 0 | 156.0142 | Industrial_2024_SC A_GWh_Before Competition Groups_Air Compressor Optimization
Industrial | Ind ¦ Pump System Optimization | 2024 | SC A | GWh | Before Competition Groups | 143.6252 | 0 | 0 | 750.7886 | 0.1913 | 2 | Industrial_2024_SC A_GWh_Before Competition Groups_2 | Pump System Optimization | 19.13% | 0 | 143.6252 | Industrial_2024_SC A_GWh_Before Competition Groups_Pump System Optimization
Industrial | Ind ¦ Air Leak Survey and Repair | 2024 | SC A | GWh | Before Competition Groups | 83.1364 | 0 | 0 | 750.7886 | 0.11073 | 3 | Industrial_2024_SC A_GWh_Before Competition Groups_3 | Air Leak Survey and Repair | 11.07% | 0 | 83.1364 | Industrial_2024_SC A_GWh_Before Competition Groups_Air Leak Survey and Repair
Industrial | Ind ¦ Pump Equipment Upgrade | 2024 | SC A | GWh | Before Competition Groups | 64.9499 | 0 | 0 | 750.7886 | 0.086509 | 4 | Industrial_2024_SC A_GWh_Before Competition Groups_4 | Pump Equipment Upgrade | 8.651% | 0 | 64.9499 | Industrial_2024_SC A_GWh_Before Competition Groups_Pump Equipment Upgrade
Industrial | Ind ¦ Recommissioning | 2024 | SC A | GWh | Before Competition Groups | 58.8735 | 0 | 0 | 750.7886 | 0.078416 | 5 | Industrial_2024_SC A_GWh_Before Competition Groups_5 | Recommissioning | 7.842% | 0 | 58.8735 | Industrial_2024_SC A_GWh_Before Competition Groups_Recommissioning
Industrial | Ind ¦ SEM | 2024 | SC A | GWh | Before Competition Groups | 58.8735 | 0 | 0 | 750.7886 | 0.078416 | 6 | Industrial_2024_SC A_GWh_Before Competition Groups_6 | SEM | 7.842% | 0 | 58.8735 | Industrial_2024_SC A_GWh_Before Competition Groups_SEM
Industrial | Ind ¦ High Efficiency HVAC Fans | 2024 | SC A | GWh | Before Competition Groups | 42.4419 | 0 | 0 | 750.7886 | 0.05653 | 7 | Industrial_2024_SC A_GWh_Before Competition Groups_7 | High Efficiency HVAC Fans | 5.653% | 0 | 42.4419 | Industrial_2024_SC A_GWh_Before Competition Groups_High Efficiency HVAC Fans
Industrial | Ind ¦ Efficient Compressed Air Nozzles | 2024 | SC A | GWh | Before Competition Groups | 39.3144 | 0 | 0 | 750.7886 | 0.052364 | 8 | Industrial_2024_SC A_GWh_Before Competition Groups_8 | Efficient Compressed Air Nozzles | 5.236% | 0 | 39.3144 | Industrial_2024_SC A_GWh_Before Competition Groups_Efficient Compressed Air Nozzles
Industrial | Ind ¦ Fan System Optimization | 2024 | SC A | GWh | Before Competition Groups | 21.6041 | 0 | 0 | 750.7886 | 0.028775 | 9 | Industrial_2024_SC A_GWh_Before Competition Groups_9 | Fan System Optimization | 2.878% | 0 | 21.6041 | Industrial_2024_SC A_GWh_Before Competition Groups_Fan System Optimization
Industrial | Ind ¦ Greenhouse Grow Lights | 2024 | SC A | GWh | Before Competition Groups | 21.5967 | 0 | 0 | 750.7886 | 0.028765 | 10 | Industrial_2024_SC A_GWh_Before Competition Groups_10 | Greenhouse Grow Lights | 2.877% | 0 | 21.5967 | Industrial_2024_SC A_GWh_Before Competition Groups_Greenhouse Grow Lights
Industrial | Ind ¦ Material Handling Improvements | 2024 | SC A | GWh | Before Competition Groups | 15.8333 | 0 | 0 | 750.7886 | 0.021089 | 11 | Industrial_2024_SC A_GWh_Before Competition Groups_11 | Material Handling Improvements | 2.109% | 0 | 15.8333 | Industrial_2024_SC A_GWh_Before Competition Groups_Material Handling Improvements
Industrial | Ind ¦ Process Optimization (Elec) | 2024 | SC A | GWh | Before Competition Groups | 10.8418 | 0 | 0 | 750.7886 | 0.014441 | 12 | Industrial_2024_SC A_GWh_Before Competition Groups_12 | Process Optimization (Elec) | 1.444% | 0 | 10.8418 | Industrial_2024_SC A_GWh_Before Competition Groups_Process Optimization (Elec)
Industrial | Ind ¦ Process Heat Recovery | 2024 | SC A | GWh | Before Competition Groups | 4.9656 | 0 | 0 | 750.7886 | 0.0066139 | 13 | Industrial_2024_SC A_GWh_Before Competition Groups_13 | Process Heat Recovery | 0.6614% | 0 | 4.9656 | Industrial_2024_SC A_GWh_Before Competition Groups_Process Heat Recovery
Industrial | Ind ¦ Refiner Plate Improvements | 2024 | SC A | GWh | Before Competition Groups | 4.5226 | 0 | 0 | 750.7886 | 0.0060238 | 14 | Industrial_2024_SC A_GWh_Before Competition Groups_14 | Refiner Plate Improvements | 0.6024% | 0 | 4.5226 | Industrial_2024_SC A_GWh_Before Competition Groups_Refiner Plate Improvements
Industrial | Ind ¦ VAV Conversion Project | 2024 | SC A | GWh | Before Competition Groups | 3.6002 | 0 | 0 | 750.7886 | 0.0047952 | 15 | Industrial_2024_SC A_GWh_Before Competition Groups_15 | VAV Conversion Project | 0.4795% | 0 | 3.6002 | Industrial_2024_SC A_GWh_Before Competition Groups_VAV Conversion Project
Industrial | Ind ¦ Pulp and Paper Process Improvements | 2024 | SC A | GWh | Before Competition Groups | 3.3086 | 0 | 0 | 750.7886 | 0.0044068 | 16 | Industrial_2024_SC A_GWh_Before Competition Groups_16 | Pulp and Paper Process Improvements | 0.4407% | 0 | 3.3086 | Industrial_2024_SC A_GWh_Before Competition Groups_Pulp and Paper Process Improvements
Industrial | Ind ¦ Improved Controls - Process Cooling | 2024 | SC A | GWh | Before Competition Groups | 2.9518 | 0 | 0 | 750.7886 | 0.0039316 | 17 | Industrial_2024_SC A_GWh_Before Competition Groups_17 | Improved Controls - Process Cooling | 0.3932% | 0 | 2.9518 | Industrial_2024_SC A_GWh_Before Competition Groups_Improved Controls - Process Cooling
Industrial | Ind ¦ High Efficiency Battery Charger | 2024 | SC A | GWh | Before Competition Groups | 2.2933 | 0 | 0 | 750.7886 | 0.0030546 | 18 | Industrial_2024_SC A_GWh_Before Competition Groups_18 | High Efficiency Battery Charger | 0.3055% | 0 | 2.2933 | Industrial_2024_SC A_GWh_Before Competition Groups_High Efficiency Battery Charger
Industrial | Ind ¦ Process Improvements | 2024 | SC A | GWh | Before Competition Groups | 2.2568 | 0 | 0 | 750.7886 | 0.0030059 | 19 | Industrial_2024_SC A_GWh_Before Competition Groups_19 | Process Improvements | 0.3006% | 0 | 2.2568 | Industrial_2024_SC A_GWh_Before Competition Groups_Process Improvements
Industrial | Ind ¦ Refrigeration Compressor VFD | 2024 | SC A | GWh | Before Competition Groups | 2.153 | 0 | 0 | 750.7886 | 0.0028677 | 20 | Industrial_2024_SC A_GWh_Before Competition Groups_20 | Refrigeration Compressor VFD | 0.2868% | 0 | 2.153 | Industrial_2024_SC A_GWh_Before Competition Groups_Refrigeration Compressor VFD
Industrial | Ind ¦ Ventilation Optimization | 2024 | SC A | GWh | Before Competition Groups | 1.68 | 0 | 0 | 750.7886 | 0.0022376 | 21 | Industrial_2024_SC A_GWh_Before Competition Groups_21 | Ventilation Optimization | 0.2238% | 0 | 1.68 | Industrial_2024_SC A_GWh_Before Competition Groups_Ventilation Optimization
Industrial | Ind ¦ HE Lighting | 2024 | SC A | GWh | Before Competition Groups | 1.6688 | 0 | 0 | 750.7886 | 0.0022228 | 22 | Industrial_2024_SC A_GWh_Before Competition Groups_22 | HE Lighting | 0.2223% | 0 | 1.6688 | Industrial_2024_SC A_GWh_Before Competition Groups_HE Lighting
Industrial | Ind ¦ Improved Controls - Process Heating | 2024 | SC A | GWh | Before Competition Groups | 1.4708 | 0 | 0 | 750.7886 | 0.0019591 | 23 | Industrial_2024_SC A_GWh_Before Competition Groups_23 | Improved Controls - Process Heating | 0.1959% | 0 | 1.4708 | Industrial_2024_SC A_GWh_Before Competition Groups_Improved Controls - Process Heating
Industrial | Ind ¦ Engine Block Heater Timer | 2024 | SC A | GWh | Before Competition Groups | 0.88671 | 0 | 0 | 750.7886 | 0.001181 | 24 | Industrial_2024_SC A_GWh_Before Competition Groups_24 | Engine Block Heater Timer | 0.1181% | 0 | 0.88671 | Industrial_2024_SC A_GWh_Before Competition Groups_Engine Block Heater Timer
Industrial | Ind ¦ Dairy Pre-Cooler | 2024 | SC A | GWh | Before Competition Groups | 0.53144 | 0 | 0 | 750.7886 | 0.00070784 | 25 | Industrial_2024_SC A_GWh_Before Competition Groups_25 | Dairy Pre-Cooler | 0.07078% | 0 | 0.53144 | Industrial_2024_SC A_GWh_Before Competition Groups_Dairy Pre-Cooler
Industrial | Ind ¦ Air Compressor Heat Recovery | 2024 | SC A | GWh | Before Competition Groups | 0.40567 | 0 | 0 | 750.7886 | 0.00054032 | 26 | Industrial_2024_SC A_GWh_Before Competition Groups_26 | Air Compressor Heat Recovery | 0.05403% | 0 | 0.40567 | Industrial_2024_SC A_GWh_Before Competition Groups_Air Compressor Heat Recovery
Industrial | Ind ¦ Efficient Refrigeration Compressor | 2024 | SC A | GWh | Before Competition Groups | 0.35544 | 0 | 0 | 750.7886 | 0.00047343 | 27 | Industrial_2024_SC A_GWh_Before Competition Groups_27 | Efficient Refrigeration Compressor | 0.04734% | 0 | 0.35544 | Industrial_2024_SC A_GWh_Before Competition Groups_Efficient Refrigeration Compressor
Industrial | Ind ¦ Cooling Tower Optimization | 2024 | SC A | GWh | Before Competition Groups | 0.33991 | 0 | 0 | 750.7886 | 0.00045273 | 28 | Industrial_2024_SC A_GWh_Before Competition Groups_28 | Cooling Tower Optimization | 0.04527% | 0 | 0.33991 | Industrial_2024_SC A_GWh_Before Competition Groups_Cooling Tower Optimization
Industrial | Ind ¦ Efficient Irrigation | 2024 | SC A | GWh | Before Competition Groups | 0.25533 | 0 | 0 | 750.7886 | 0.00034009 | 29 | Industrial_2024_SC A_GWh_Before Competition Groups_29 | Efficient Irrigation | 0.03401% | 0 | 0.25533 | Industrial_2024_SC A_GWh_Before Competition Groups_Efficient Irrigation
Industrial | Ind ¦ Dairy Water Heater | 2024 | SC A | GWh | Before Competition Groups | 0.03196 | 0 | 0 | 750.7886 | 4.2569e-05 | 30 | Industrial_2024_SC A_GWh_Before Competition Groups_30 | Dairy Water Heater | 0.004257% | 0 | 0.03196 | Industrial_2024_SC A_GWh_Before Competition Groups_Dairy Water Heater
Industrial | Ind ¦ Free Cooling | 2024 | SC A | GWh | Before Competition Groups | 0.0056464 | 0 | 0 | 750.7886 | 7.5207e-06 | 31 | Industrial_2024_SC A_GWh_Before Competition Groups_31 | Free Cooling | 0.0007521% | 0 | 0.0056464 | Industrial_2024_SC A_GWh_Before Competition Groups_Free Cooling
Industrial | Ind ¦ Heat Lamps/Heat Pad | 2024 | SC A | GWh | Before Competition Groups | 0 | 0 | 0 | 750.7886 | 0 | 32 | Industrial_2024_SC A_GWh_Before Competition Groups_32 | Heat Lamps/Heat Pad | 0% | 0 | 0 | Industrial_2024_SC A_GWh_Before Competition Groups_Heat Lamps/Heat Pad
Industrial | Ind ¦ Air Leak Survey and Repair | 2024 | SC B | GWh | Before Competition Groups | 220.6111 | 0 | 0 | 1317.9489 | 0.16739 | 1 | Industrial_2024_SC B_GWh_Before Competition Groups_1 | Air Leak Survey and Repair | 16.74% | 0 | 220.6111 | Industrial_2024_SC B_GWh_Before Competition Groups_Air Leak Survey and Repair
Industrial | Ind ¦ Pump System Optimization | 2024 | SC B | GWh | Before Competition Groups | 156.3533 | 0 | 0 | 1317.9489 | 0.11863 | 2 | Industrial_2024_SC B_GWh_Before Competition Groups_2 | Pump System Optimization | 11.86% | 0 | 156.3533 | Industrial_2024_SC B_GWh_Before Competition Groups_Pump System Optimization
Industrial | Ind ¦ Recommissioning | 2024 | SC B | GWh | Before Competition Groups | 156.2191 | 0 | 0 | 1317.9489 | 0.11853 | 3 | Industrial_2024_SC B_GWh_Before Competition Groups_3 | Recommissioning | 11.85% | 0 | 156.2191 | Industrial_2024_SC B_GWh_Before Competition Groups_Recommissioning
Industrial | Ind ¦ SEM | 2024 | SC B | GWh | Before Competition Groups | 156.2191 | 0 | 0 | 1317.9489 | 0.11853 | 4 | Industrial_2024_SC B_GWh_Before Competition Groups_4 | SEM | 11.85% | 0 | 156.2191 | Industrial_2024_SC B_GWh_Before Competition Groups_SEM
Industrial | Ind ¦ Air Compressor Optimization | 2024 | SC B | GWh | Before Competition Groups | 156.0142 | 0 | 0 | 1317.9489 | 0.11838 | 5 | Industrial_2024_SC B_GWh_Before Competition Groups_5 | Air Compressor Optimization | 11.84% | 0 | 156.0142 | Industrial_2024_SC B_GWh_Before Competition Groups_Air Compressor Optimization
Industrial | Ind ¦ Efficient Compressed Air Nozzles | 2024 | SC B | GWh | Before Competition Groups | 104.1073 | 0 | 0 | 1317.9489 | 0.078992 | 6 | Industrial_2024_SC B_GWh_Before Competition Groups_6 | Efficient Compressed Air Nozzles | 7.899% | 0 | 104.1073 | Industrial_2024_SC B_GWh_Before Competition Groups_Efficient Compressed Air Nozzles
Industrial | Ind ¦ High Efficiency HVAC Fans | 2024 | SC B | GWh | Before Competition Groups | 77.8796 | 0 | 0 | 1317.9489 | 0.059091 | 7 | Industrial_2024_SC B_GWh_Before Competition Groups_7 | High Efficiency HVAC Fans | 5.909% | 0 | 77.8796 | Industrial_2024_SC B_GWh_Before Competition Groups_High Efficiency HVAC Fans
Industrial | Ind ¦ Pump Equipment Upgrade | 2024 | SC B | GWh | Before Competition Groups | 64.9499 | 0 | 0 | 1317.9489 | 0.049281 | 8 | Industrial_2024_SC B_GWh_Before Competition Groups_8 | Pump Equipment Upgrade | 4.928% | 0 | 64.9499 | Industrial_2024_SC B_GWh_Before Competition Groups_Pump Equipment Upgrade
Industrial | Ind ¦ Greenhouse Grow Lights | 2024 | SC B | GWh | Before Competition Groups | 42.8198 | 0 | 0 | 1317.9489 | 0.03249 | 9 | Industrial_2024_SC B_GWh_Before Competition Groups_9 | Greenhouse Grow Lights | 3.249% | 0 | 42.8198 | Industrial_2024_SC B_GWh_Before Competition Groups_Greenhouse Grow Lights
Industrial | Ind ¦ Material Handling Improvements | 2024 | SC B | GWh | Before Competition Groups | 25.1352 | 0 | 0 | 1317.9489 | 0.019071 | 10 | Industrial_2024_SC B_GWh_Before Competition Groups_10 | Material Handling Improvements | 1.907% | 0 | 25.1352 | Industrial_2024_SC B_GWh_Before Competition Groups_Material Handling Improvements
Industrial | Ind ¦ Fan System Optimization | 2024 | SC B | GWh | Before Competition Groups | 23.462 | 0 | 0 | 1317.9489 | 0.017802 | 11 | Industrial_2024_SC B_GWh_Before Competition Groups_11 | Fan System Optimization | 1.78% | 0 | 23.462 | Industrial_2024_SC B_GWh_Before Competition Groups_Fan System Optimization
Industrial | Ind ¦ HE Lighting | 2024 | SC B | GWh | Before Competition Groups | 22.9726 | 0 | 0 | 1317.9489 | 0.017431 | 12 | Industrial_2024_SC B_GWh_Before Competition Groups_12 | HE Lighting | 1.743% | 0 | 22.9726 | Industrial_2024_SC B_GWh_Before Competition Groups_HE Lighting
Industrial | Ind ¦ Pulp and Paper Process Improvements | 2024 | SC B | GWh | Before Competition Groups | 21.8195 | 0 | 0 | 1317.9489 | 0.016556 | 13 | Industrial_2024_SC B_GWh_Before Competition Groups_13 | Pulp and Paper Process Improvements | 1.656% | 0 | 21.8195 | Industrial_2024_SC B_GWh_Before Competition Groups_Pulp and Paper Process Improvements
Industrial | Ind ¦ Process Heat Recovery | 2024 | SC B | GWh | Before Competition Groups | 13.1971 | 0 | 0 | 1317.9489 | 0.010013 | 14 | Industrial_2024_SC B_GWh_Before Competition Groups_14 | Process Heat Recovery | 1.001% | 0 | 13.1971 | Industrial_2024_SC B_GWh_Before Competition Groups_Process Heat Recovery
Industrial | Ind ¦ Refiner Plate Improvements | 2024 | SC B | GWh | Before Competition Groups | 12.0383 | 0 | 0 | 1317.9489 | 0.0091341 | 15 | Industrial_2024_SC B_GWh_Before Competition Groups_15 | Refiner Plate Improvements | 0.9134% | 0 | 12.0383 | Industrial_2024_SC B_GWh_Before Competition Groups_Refiner Plate Improvements
Industrial | Ind ¦ Process Optimization (Elec) | 2024 | SC B | GWh | Before Competition Groups | 10.8418 | 0 | 0 | 1317.9489 | 0.0082263 | 16 | Industrial_2024_SC B_GWh_Before Competition Groups_16 | Process Optimization (Elec) | 0.8226% | 0 | 10.8418 | Industrial_2024_SC B_GWh_Before Competition Groups_Process Optimization (Elec)
Industrial | Ind ¦ VAV Conversion Project | 2024 | SC B | GWh | Before Competition Groups | 9.7647 | 0 | 0 | 1317.9489 | 0.007409 | 17 | Industrial_2024_SC B_GWh_Before Competition Groups_17 | VAV Conversion Project | 0.7409% | 0 | 9.7647 | Industrial_2024_SC B_GWh_Before Competition Groups_VAV Conversion Project
Industrial | Ind ¦ Improved Controls - Process Cooling | 2024 | SC B | GWh | Before Competition Groups | 7.8476 | 0 | 0 | 1317.9489 | 0.0059544 | 18 | Industrial_2024_SC B_GWh_Before Competition Groups_18 | Improved Controls - Process Cooling | 0.5954% | 0 | 7.8476 | Industrial_2024_SC B_GWh_Before Competition Groups_Improved Controls - Process Cooling
Industrial | Ind ¦ High Efficiency Battery Charger | 2024 | SC B | GWh | Before Competition Groups | 6.6626 | 0 | 0 | 1317.9489 | 0.0050553 | 19 | Industrial_2024_SC B_GWh_Before Competition Groups_19 | High Efficiency Battery Charger | 0.5055% | 0 | 6.6626 | Industrial_2024_SC B_GWh_Before Competition Groups_High Efficiency Battery Charger
Industrial | Ind ¦ Process Improvements | 2024 | SC B | GWh | Before Competition Groups | 6.2677 | 0 | 0 | 1317.9489 | 0.0047557 | 20 | Industrial_2024_SC B_GWh_Before Competition Groups_20 | Process Improvements | 0.4756% | 0 | 6.2677 | Industrial_2024_SC B_GWh_Before Competition Groups_Process Improvements
Industrial | Ind ¦ Ventilation Optimization | 2024 | SC B | GWh | Before Competition Groups | 4.2129 | 0 | 0 | 1317.9489 | 0.0031966 | 21 | Industrial_2024_SC B_GWh_Before Competition Groups_21 | Ventilation Optimization | 0.3197% | 0 | 4.2129 | Industrial_2024_SC B_GWh_Before Competition Groups_Ventilation Optimization
Industrial | Ind ¦ Improved Controls - Process Heating | 2024 | SC B | GWh | Before Competition Groups | 3.9025 | 0 | 0 | 1317.9489 | 0.002961 | 22 | Industrial_2024_SC B_GWh_Before Competition Groups_22 | Improved Controls - Process Heating | 0.2961% | 0 | 3.9025 | Industrial_2024_SC B_GWh_Before Competition Groups_Improved Controls - Process Heating
Industrial | Ind ¦ Refrigeration Compressor VFD | 2024 | SC B | GWh | Before Competition Groups | 3.7961 | 0 | 0 | 1317.9489 | 0.0028803 | 23 | Industrial_2024_SC B_GWh_Before Competition Groups_23 | Refrigeration Compressor VFD | 0.288% | 0 | 3.7961 | Industrial_2024_SC B_GWh_Before Competition Groups_Refrigeration Compressor VFD
Industrial | Ind ¦ Cooling Tower Optimization | 2024 | SC B | GWh | Before Competition Groups | 3.2512 | 0 | 0 | 1317.9489 | 0.0024669 | 24 | Industrial_2024_SC B_GWh_Before Competition Groups_24 | Cooling Tower Optimization | 0.2467% | 0 | 3.2512 | Industrial_2024_SC B_GWh_Before Competition Groups_Cooling Tower Optimization
Industrial | Ind ¦ Engine Block Heater Timer | 2024 | SC B | GWh | Before Competition Groups | 2.3594 | 0 | 0 | 1317.9489 | 0.0017902 | 25 | Industrial_2024_SC B_GWh_Before Competition Groups_25 | Engine Block Heater Timer | 0.179% | 0 | 2.3594 | Industrial_2024_SC B_GWh_Before Competition Groups_Engine Block Heater Timer
Industrial | Ind ¦ Free Cooling | 2024 | SC B | GWh | Before Competition Groups | 2.1302 | 0 | 0 | 1317.9489 | 0.0016163 | 26 | Industrial_2024_SC B_GWh_Before Competition Groups_26 | Free Cooling | 0.1616% | 0 | 2.1302 | Industrial_2024_SC B_GWh_Before Competition Groups_Free Cooling
Industrial | Ind ¦ Air Compressor Heat Recovery | 2024 | SC B | GWh | Before Competition Groups | 1.076 | 0 | 0 | 1317.9489 | 0.00081638 | 27 | Industrial_2024_SC B_GWh_Before Competition Groups_27 | Air Compressor Heat Recovery | 0.08164% | 0 | 1.076 | Industrial_2024_SC B_GWh_Before Competition Groups_Air Compressor Heat Recovery
Industrial | Ind ¦ Dairy Pre-Cooler | 2024 | SC B | GWh | Before Competition Groups | 0.77504 | 0 | 0 | 1317.9489 | 0.00058806 | 28 | Industrial_2024_SC B_GWh_Before Competition Groups_28 | Dairy Pre-Cooler | 0.05881% | 0 | 0.77504 | Industrial_2024_SC B_GWh_Before Competition Groups_Dairy Pre-Cooler
Industrial | Ind ¦ Efficient Irrigation | 2024 | SC B | GWh | Before Competition Groups | 0.72502 | 0 | 0 | 1317.9489 | 0.00055011 | 29 | Industrial_2024_SC B_GWh_Before Competition Groups_29 | Efficient Irrigation | 0.05501% | 0 | 0.72502 | Industrial_2024_SC B_GWh_Before Competition Groups_Efficient Irrigation
Industrial | Ind ¦ Efficient Refrigeration Compressor | 2024 | SC B | GWh | Before Competition Groups | 0.48786 | 0 | 0 | 1317.9489 | 0.00037017 | 30 | Industrial_2024_SC B_GWh_Before Competition Groups_30 | Efficient Refrigeration Compressor | 0.03702% | 0 | 0.48786 | Industrial_2024_SC B_GWh_Before Competition Groups_Efficient Refrigeration Compressor
Industrial | Ind ¦ Dairy Water Heater | 2024 | SC B | GWh | Before Competition Groups | 0.050221 | 0 | 0 | 1317.9489 | 3.8105e-05 | 31 | Industrial_2024_SC B_GWh_Before Competition Groups_31 | Dairy Water Heater | 0.003811% | 0 | 0.050221 | Industrial_2024_SC B_GWh_Before Competition Groups_Dairy Water Heater
Industrial | Ind ¦ Heat Lamps/Heat Pad | 2024 | SC B | GWh | Before Competition Groups | 0 | 0 | 0 | 1317.9489 | 0 | 32 | Industrial_2024_SC B_GWh_Before Competition Groups_32 | Heat Lamps/Heat Pad | 0% | 0 | 0 | Industrial_2024_SC B_GWh_Before Competition Groups_Heat Lamps/Heat Pad
Industrial | Ind ¦ Pump System Optimization | 2024 | SC C | GWh | Before Competition Groups | 156.3533 | 0 | 0 | 791.8855 | 0.19744 | 1 | Industrial_2024_SC C_GWh_Before Competition Groups_1 | Pump System Optimization | 19.74% | 0 | 156.3533 | Industrial_2024_SC C_GWh_Before Competition Groups_Pump System Optimization
Industrial | Ind ¦ Air Compressor Optimization | 2024 | SC C | GWh | Before Competition Groups | 156.0142 | 0 | 0 | 791.8855 | 0.19702 | 2 | Industrial_2024_SC C_GWh_Before Competition Groups_2 | Air Compressor Optimization | 19.7% | 0 | 156.0142 | Industrial_2024_SC C_GWh_Before Competition Groups_Air Compressor Optimization
Industrial | Ind ¦ Air Leak Survey and Repair | 2024 | SC C | GWh | Before Competition Groups | 83.1364 | 0 | 0 | 791.8855 | 0.10499 | 3 | Industrial_2024_SC C_GWh_Before Competition Groups_3 | Air Leak Survey and Repair | 10.5% | 0 | 83.1364 | Industrial_2024_SC C_GWh_Before Competition Groups_Air Leak Survey and Repair
Industrial | Ind ¦ Pump Equipment Upgrade | 2024 | SC C | GWh | Before Competition Groups | 64.9499 | 0 | 0 | 791.8855 | 0.082019 | 4 | Industrial_2024_SC C_GWh_Before Competition Groups_4 | Pump Equipment Upgrade | 8.202% | 0 | 64.9499 | Industrial_2024_SC C_GWh_Before Competition Groups_Pump Equipment Upgrade
Industrial | Ind ¦ Recommissioning | 2024 | SC C | GWh | Before Competition Groups | 58.8735 | 0 | 0 | 791.8855 | 0.074346 | 5 | Industrial_2024_SC C_GWh_Before Competition Groups_5 | Recommissioning | 7.435% | 0 | 58.8735 | Industrial_2024_SC C_GWh_Before Competition Groups_Recommissioning
Industrial | Ind ¦ SEM | 2024 | SC C | GWh | Before Competition Groups | 58.8735 | 0 | 0 | 791.8855 | 0.074346 | 6 | Industrial_2024_SC C_GWh_Before Competition Groups_6 | SEM | 7.435% | 0 | 58.8735 | Industrial_2024_SC C_GWh_Before Competition Groups_SEM
Industrial | Ind ¦ High Efficiency HVAC Fans | 2024 | SC C | GWh | Before Competition Groups | 42.4419 | 0 | 0 | 791.8855 | 0.053596 | 7 | Industrial_2024_SC C_GWh_Before Competition Groups_7 | High Efficiency HVAC Fans | 5.36% | 0 | 42.4419 | Industrial_2024_SC C_GWh_Before Competition Groups_High Efficiency HVAC Fans
Industrial | Ind ¦ Efficient Compressed Air Nozzles | 2024 | SC C | GWh | Before Competition Groups | 39.3144 | 0 | 0 | 791.8855 | 0.049647 | 8 | Industrial_2024_SC C_GWh_Before Competition Groups_8 | Efficient Compressed Air Nozzles | 4.965% | 0 | 39.3144 | Industrial_2024_SC C_GWh_Before Competition Groups_Efficient Compressed Air Nozzles
Industrial | Ind ¦ Greenhouse Grow Lights | 2024 | SC C | GWh | Before Competition Groups | 28.0165 | 0 | 0 | 791.8855 | 0.03538 | 9 | Industrial_2024_SC C_GWh_Before Competition Groups_9 | Greenhouse Grow Lights | 3.538% | 0 | 28.0165 | Industrial_2024_SC C_GWh_Before Competition Groups_Greenhouse Grow Lights
Industrial | Ind ¦ Fan System Optimization | 2024 | SC C | GWh | Before Competition Groups | 23.462 | 0 | 0 | 791.8855 | 0.029628 | 10 | Industrial_2024_SC C_GWh_Before Competition Groups_10 | Fan System Optimization | 2.963% | 0 | 23.462 | Industrial_2024_SC C_GWh_Before Competition Groups_Fan System Optimization
Industrial | Ind ¦ Material Handling Improvements | 2024 | SC C | GWh | Before Competition Groups | 15.8333 | 0 | 0 | 791.8855 | 0.019994 | 11 | Industrial_2024_SC C_GWh_Before Competition Groups_11 | Material Handling Improvements | 1.999% | 0 | 15.8333 | Industrial_2024_SC C_GWh_Before Competition Groups_Material Handling Improvements
Industrial | Ind ¦ Process Optimization (Elec) | 2024 | SC C | GWh | Before Competition Groups | 10.8418 | 0 | 0 | 791.8855 | 0.013691 | 12 | Industrial_2024_SC C_GWh_Before Competition Groups_12 | Process Optimization (Elec) | 1.369% | 0 | 10.8418 | Industrial_2024_SC C_GWh_Before Competition Groups_Process Optimization (Elec)
Industrial | Ind ¦ HE Lighting | 2024 | SC C | GWh | Before Competition Groups | 8.6458 | 0 | 0 | 791.8855 | 0.010918 | 13 | Industrial_2024_SC C_GWh_Before Competition Groups_13 | HE Lighting | 1.092% | 0 | 8.6458 | Industrial_2024_SC C_GWh_Before Competition Groups_HE Lighting
Industrial | Ind ¦ Pulp and Paper Process Improvements | 2024 | SC C | GWh | Before Competition Groups | 8.1965 | 0 | 0 | 791.8855 | 0.010351 | 14 | Industrial_2024_SC C_GWh_Before Competition Groups_14 | Pulp and Paper Process Improvements | 1.035% | 0 | 8.1965 | Industrial_2024_SC C_GWh_Before Competition Groups_Pulp and Paper Process Improvements
Industrial | Ind ¦ Process Heat Recovery | 2024 | SC C | GWh | Before Competition Groups | 4.9656 | 0 | 0 | 791.8855 | 0.0062706 | 15 | Industrial_2024_SC C_GWh_Before Competition Groups_15 | Process Heat Recovery | 0.6271% | 0 | 4.9656 | Industrial_2024_SC C_GWh_Before Competition Groups_Process Heat Recovery
Industrial | Ind ¦ Refiner Plate Improvements | 2024 | SC C | GWh | Before Competition Groups | 4.5226 | 0 | 0 | 791.8855 | 0.0057112 | 16 | Industrial_2024_SC C_GWh_Before Competition Groups_16 | Refiner Plate Improvements | 0.5711% | 0 | 4.5226 | Industrial_2024_SC C_GWh_Before Competition Groups_Refiner Plate Improvements
Industrial | Ind ¦ Ventilation Optimization | 2024 | SC C | GWh | Before Competition Groups | 4.2129 | 0 | 0 | 791.8855 | 0.0053201 | 17 | Industrial_2024_SC C_GWh_Before Competition Groups_17 | Ventilation Optimization | 0.532% | 0 | 4.2129 | Industrial_2024_SC C_GWh_Before Competition Groups_Ventilation Optimization
Industrial | Ind ¦ VAV Conversion Project | 2024 | SC C | GWh | Before Competition Groups | 3.6791 | 0 | 0 | 791.8855 | 0.004646 | 18 | Industrial_2024_SC C_GWh_Before Competition Groups_18 | VAV Conversion Project | 0.4646% | 0 | 3.6791 | Industrial_2024_SC C_GWh_Before Competition Groups_VAV Conversion Project
Industrial | Ind ¦ High Efficiency Battery Charger | 2024 | SC C | GWh | Before Competition Groups | 3.3639 | 0 | 0 | 791.8855 | 0.004248 | 19 | Industrial_2024_SC C_GWh_Before Competition Groups_19 | High Efficiency Battery Charger | 0.4248% | 0 | 3.3639 | Industrial_2024_SC C_GWh_Before Competition Groups_High Efficiency Battery Charger
Industrial | Ind ¦ Cooling Tower Optimization | 2024 | SC C | GWh | Before Competition Groups | 3.2512 | 0 | 0 | 791.8855 | 0.0041056 | 20 | Industrial_2024_SC C_GWh_Before Competition Groups_20 | Cooling Tower Optimization | 0.4106% | 0 | 3.2512 | Industrial_2024_SC C_GWh_Before Competition Groups_Cooling Tower Optimization
Industrial | Ind ¦ Improved Controls - Process Cooling | 2024 | SC C | GWh | Before Competition Groups | 2.9568 | 0 | 0 | 791.8855 | 0.0037339 | 21 | Industrial_2024_SC C_GWh_Before Competition Groups_21 | Improved Controls - Process Cooling | 0.3734% | 0 | 2.9568 | Industrial_2024_SC C_GWh_Before Competition Groups_Improved Controls - Process Cooling
Industrial | Ind ¦ Refrigeration Compressor VFD | 2024 | SC C | GWh | Before Competition Groups | 2.732 | 0 | 0 | 791.8855 | 0.00345 | 22 | Industrial_2024_SC C_GWh_Before Competition Groups_22 | Refrigeration Compressor VFD | 0.345% | 0 | 2.732 | Industrial_2024_SC C_GWh_Before Competition Groups_Refrigeration Compressor VFD
Industrial | Ind ¦ Process Improvements | 2024 | SC C | GWh | Before Competition Groups | 2.3621 | 0 | 0 | 791.8855 | 0.0029828 | 23 | Industrial_2024_SC C_GWh_Before Competition Groups_23 | Process Improvements | 0.2983% | 0 | 2.3621 | Industrial_2024_SC C_GWh_Before Competition Groups_Process Improvements
Industrial | Ind ¦ Improved Controls - Process Heating | 2024 | SC C | GWh | Before Competition Groups | 1.4733 | 0 | 0 | 791.8855 | 0.0018605 | 24 | Industrial_2024_SC C_GWh_Before Competition Groups_24 | Improved Controls - Process Heating | 0.1861% | 0 | 1.4733 | Industrial_2024_SC C_GWh_Before Competition Groups_Improved Controls - Process Heating
Industrial | Ind ¦ Engine Block Heater Timer | 2024 | SC C | GWh | Before Competition Groups | 0.88848 | 0 | 0 | 791.8855 | 0.001122 | 25 | Industrial_2024_SC C_GWh_Before Competition Groups_25 | Engine Block Heater Timer | 0.1122% | 0 | 0.88848 | Industrial_2024_SC C_GWh_Before Competition Groups_Engine Block Heater Timer
Industrial | Ind ¦ Free Cooling | 2024 | SC C | GWh | Before Competition Groups | 0.80574 | 0 | 0 | 791.8855 | 0.0010175 | 26 | Industrial_2024_SC C_GWh_Before Competition Groups_26 | Free Cooling | 0.1018% | 0 | 0.80574 | Industrial_2024_SC C_GWh_Before Competition Groups_Free Cooling
Industrial | Ind ¦ Dairy Pre-Cooler | 2024 | SC C | GWh | Before Competition Groups | 0.63948 | 0 | 0 | 791.8855 | 0.00080754 | 27 | Industrial_2024_SC C_GWh_Before Competition Groups_27 | Dairy Pre-Cooler | 0.08075% | 0 | 0.63948 | Industrial_2024_SC C_GWh_Before Competition Groups_Dairy Pre-Cooler
Industrial | Ind ¦ Air Compressor Heat Recovery | 2024 | SC C | GWh | Before Competition Groups | 0.40567 | 0 | 0 | 791.8855 | 0.00051228 | 28 | Industrial_2024_SC C_GWh_Before Competition Groups_28 | Air Compressor Heat Recovery | 0.05123% | 0 | 0.40567 | Industrial_2024_SC C_GWh_Before Competition Groups_Air Compressor Heat Recovery
Industrial | Ind ¦ Efficient Refrigeration Compressor | 2024 | SC C | GWh | Before Competition Groups | 0.35544 | 0 | 0 | 791.8855 | 0.00044886 | 29 | Industrial_2024_SC C_GWh_Before Competition Groups_29 | Efficient Refrigeration Compressor | 0.04489% | 0 | 0.35544 | Industrial_2024_SC C_GWh_Before Competition Groups_Efficient Refrigeration Compressor
Industrial | Ind ¦ Efficient Irrigation | 2024 | SC C | GWh | Before Competition Groups | 0.27283 | 0 | 0 | 791.8855 | 0.00034453 | 30 | Industrial_2024_SC C_GWh_Before Competition Groups_30 | Efficient Irrigation | 0.03445% | 0 | 0.27283 | Industrial_2024_SC C_GWh_Before Competition Groups_Efficient Irrigation
Industrial | Ind ¦ Dairy Water Heater | 2024 | SC C | GWh | Before Competition Groups | 0.04523 | 0 | 0 | 791.8855 | 5.7116e-05 | 31 | Industrial_2024_SC C_GWh_Before Competition Groups_31 | Dairy Water Heater | 0.005712% | 0 | 0.04523 | Industrial_2024_SC C_GWh_Before Competition Groups_Dairy Water Heater
Industrial | Ind ¦ Heat Lamps/Heat Pad | 2024 | SC C | GWh | Before Competition Groups | 0 | 0 | 0 | 791.8855 | 0 | 32 | Industrial_2024_SC C_GWh_Before Competition Groups_32 | Heat Lamps/Heat Pad | 0% | 0 | 0 | Industrial_2024_SC C_GWh_Before Competition Groups_Heat Lamps/Heat Pad
Industrial | Ind ¦ Air Compressor Optimization | 2024 | SC D | GWh | Before Competition Groups | 156.0142 | 0 | 0 | 732.4917 | 0.21299 | 1 | Industrial_2024_SC D_GWh_Before Competition Groups_1 | Air Compressor Optimization | 21.3% | 0 | 156.0142 | Industrial_2024_SC D_GWh_Before Competition Groups_Air Compressor Optimization
Industrial | Ind ¦ Pump System Optimization | 2024 | SC D | GWh | Before Competition Groups | 136.7796 | 0 | 0 | 732.4917 | 0.18673 | 2 | Industrial_2024_SC D_GWh_Before Competition Groups_2 | Pump System Optimization | 18.67% | 0 | 136.7796 | Industrial_2024_SC D_GWh_Before Competition Groups_Pump System Optimization
Industrial | Ind ¦ Air Leak Survey and Repair | 2024 | SC D | GWh | Before Competition Groups | 82.9914 | 0 | 0 | 732.4917 | 0.1133 | 3 | Industrial_2024_SC D_GWh_Before Competition Groups_3 | Air Leak Survey and Repair | 11.33% | 0 | 82.9914 | Industrial_2024_SC D_GWh_Before Competition Groups_Air Leak Survey and Repair
Industrial | Ind ¦ Pump Equipment Upgrade | 2024 | SC D | GWh | Before Competition Groups | 61.4887 | 0 | 0 | 732.4917 | 0.083945 | 4 | Industrial_2024_SC D_GWh_Before Competition Groups_4 | Pump Equipment Upgrade | 8.394% | 0 | 61.4887 | Industrial_2024_SC D_GWh_Before Competition Groups_Pump Equipment Upgrade
Industrial | Ind ¦ SEM | 2024 | SC D | GWh | Before Competition Groups | 58.8735 | 0 | 0 | 732.4917 | 0.080374 | 5 | Industrial_2024_SC D_GWh_Before Competition Groups_5 | SEM | 8.037% | 0 | 58.8735 | Industrial_2024_SC D_GWh_Before Competition Groups_SEM
Industrial | Ind ¦ Recommissioning | 2024 | SC D | GWh | Before Competition Groups | 56.9152 | 0 | 0 | 732.4917 | 0.077701 | 6 | Industrial_2024_SC D_GWh_Before Competition Groups_6 | Recommissioning | 7.77% | 0 | 56.9152 | Industrial_2024_SC D_GWh_Before Competition Groups_Recommissioning
Industrial | Ind ¦ High Efficiency HVAC Fans | 2024 | SC D | GWh | Before Competition Groups | 40.586 | 0 | 0 | 732.4917 | 0.055408 | 7 | Industrial_2024_SC D_GWh_Before Competition Groups_7 | High Efficiency HVAC Fans | 5.541% | 0 | 40.586 | Industrial_2024_SC D_GWh_Before Competition Groups_High Efficiency HVAC Fans
Industrial | Ind ¦ Efficient Compressed Air Nozzles | 2024 | SC D | GWh | Before Competition Groups | 39.3144 | 0 | 0 | 732.4917 | 0.053672 | 8 | Industrial_2024_SC D_GWh_Before Competition Groups_8 | Efficient Compressed Air Nozzles | 5.367% | 0 | 39.3144 | Industrial_2024_SC D_GWh_Before Competition Groups_Efficient Compressed Air Nozzles
Industrial | Ind ¦ Fan System Optimization | 2024 | SC D | GWh | Before Competition Groups | 23.462 | 0 | 0 | 732.4917 | 0.03203 | 9 | Industrial_2024_SC D_GWh_Before Competition Groups_9 | Fan System Optimization | 3.203% | 0 | 23.462 | Industrial_2024_SC D_GWh_Before Competition Groups_Fan System Optimization
Industrial | Ind ¦ Greenhouse Grow Lights | 2024 | SC D | GWh | Before Competition Groups | 18.2151 | 0 | 0 | 732.4917 | 0.024867 | 10 | Industrial_2024_SC D_GWh_Before Competition Groups_10 | Greenhouse Grow Lights | 2.487% | 0 | 18.2151 | Industrial_2024_SC D_GWh_Before Competition Groups_Greenhouse Grow Lights
Industrial | Ind ¦ Material Handling Improvements | 2024 | SC D | GWh | Before Competition Groups | 15.8333 | 0 | 0 | 732.4917 | 0.021616 | 11 | Industrial_2024_SC D_GWh_Before Competition Groups_11 | Material Handling Improvements | 2.162% | 0 | 15.8333 | Industrial_2024_SC D_GWh_Before Competition Groups_Material Handling Improvements
Industrial | Ind ¦ Process Optimization (Elec) | 2024 | SC D | GWh | Before Competition Groups | 10.8418 | 0 | 0 | 732.4917 | 0.014801 | 12 | Industrial_2024_SC D_GWh_Before Competition Groups_12 | Process Optimization (Elec) | 1.48% | 0 | 10.8418 | Industrial_2024_SC D_GWh_Before Competition Groups_Process Optimization (Elec)
Industrial | Ind ¦ Refiner Plate Improvements | 2024 | SC D | GWh | Before Competition Groups | 4.5226 | 0 | 0 | 732.4917 | 0.0061742 | 13 | Industrial_2024_SC D_GWh_Before Competition Groups_13 | Refiner Plate Improvements | 0.6174% | 0 | 4.5226 | Industrial_2024_SC D_GWh_Before Competition Groups_Refiner Plate Improvements
Industrial | Ind ¦ Process Heat Recovery | 2024 | SC D | GWh | Before Competition Groups | 3.7451 | 0 | 0 | 732.4917 | 0.0051128 | 14 | Industrial_2024_SC D_GWh_Before Competition Groups_14 | Process Heat Recovery | 0.5113% | 0 | 3.7451 | Industrial_2024_SC D_GWh_Before Competition Groups_Process Heat Recovery
Industrial | Ind ¦ Ventilation Optimization | 2024 | SC D | GWh | Before Competition Groups | 3.6719 | 0 | 0 | 732.4917 | 0.0050129 | 15 | Industrial_2024_SC D_GWh_Before Competition Groups_15 | Ventilation Optimization | 0.5013% | 0 | 3.6719 | Industrial_2024_SC D_GWh_Before Competition Groups_Ventilation Optimization
Industrial | Ind ¦ Improved Controls - Process Cooling | 2024 | SC D | GWh | Before Competition Groups | 2.9568 | 0 | 0 | 732.4917 | 0.0040366 | 16 | Industrial_2024_SC D_GWh_Before Competition Groups_16 | Improved Controls - Process Cooling | 0.4037% | 0 | 2.9568 | Industrial_2024_SC D_GWh_Before Competition Groups_Improved Controls - Process Cooling
Industrial | Ind ¦ Cooling Tower Optimization | 2024 | SC D | GWh | Before Competition Groups | 2.9289 | 0 | 0 | 732.4917 | 0.0039986 | 17 | Industrial_2024_SC D_GWh_Before Competition Groups_17 | Cooling Tower Optimization | 0.3999% | 0 | 2.9289 | Industrial_2024_SC D_GWh_Before Competition Groups_Cooling Tower Optimization
Industrial | Ind ¦ VAV Conversion Project | 2024 | SC D | GWh | Before Competition Groups | 2.5112 | 0 | 0 | 732.4917 | 0.0034283 | 18 | Industrial_2024_SC D_GWh_Before Competition Groups_18 | VAV Conversion Project | 0.3428% | 0 | 2.5112 | Industrial_2024_SC D_GWh_Before Competition Groups_VAV Conversion Project
Industrial | Ind ¦ Process Improvements | 2024 | SC D | GWh | Before Competition Groups | 2.0764 | 0 | 0 | 732.4917 | 0.0028347 | 19 | Industrial_2024_SC D_GWh_Before Competition Groups_19 | Process Improvements | 0.2835% | 0 | 2.0764 | Industrial_2024_SC D_GWh_Before Competition Groups_Process Improvements
Industrial | Ind ¦ High Efficiency Battery Charger | 2024 | SC D | GWh | Before Competition Groups | 1.6582 | 0 | 0 | 732.4917 | 0.0022638 | 20 | Industrial_2024_SC D_GWh_Before Competition Groups_20 | High Efficiency Battery Charger | 0.2264% | 0 | 1.6582 | Industrial_2024_SC D_GWh_Before Competition Groups_High Efficiency Battery Charger
Industrial | Ind ¦ Refrigeration Compressor VFD | 2024 | SC D | GWh | Before Competition Groups | 1.6249 | 0 | 0 | 732.4917 | 0.0022184 | 21 | Industrial_2024_SC D_GWh_Before Competition Groups_21 | Refrigeration Compressor VFD | 0.2218% | 0 | 1.6249 | Industrial_2024_SC D_GWh_Before Competition Groups_Refrigeration Compressor VFD
Industrial | Ind ¦ Improved Controls - Process Heating | 2024 | SC D | GWh | Before Competition Groups | 1.3198 | 0 | 0 | 732.4917 | 0.0018017 | 22 | Industrial_2024_SC D_GWh_Before Competition Groups_22 | Improved Controls - Process Heating | 0.1802% | 0 | 1.3198 | Industrial_2024_SC D_GWh_Before Competition Groups_Improved Controls - Process Heating
Industrial | Ind ¦ Pulp and Paper Process Improvements | 2024 | SC D | GWh | Before Competition Groups | 1.0418 | 0 | 0 | 732.4917 | 0.0014222 | 23 | Industrial_2024_SC D_GWh_Before Competition Groups_23 | Pulp and Paper Process Improvements | 0.1422% | 0 | 1.0418 | Industrial_2024_SC D_GWh_Before Competition Groups_Pulp and Paper Process Improvements
Industrial | Ind ¦ HE Lighting | 2024 | SC D | GWh | Before Competition Groups | 0.95121 | 0 | 0 | 732.4917 | 0.0012986 | 24 | Industrial_2024_SC D_GWh_Before Competition Groups_24 | HE Lighting | 0.1299% | 0 | 0.95121 | Industrial_2024_SC D_GWh_Before Competition Groups_HE Lighting
Industrial | Ind ¦ Engine Block Heater Timer | 2024 | SC D | GWh | Before Competition Groups | 0.84283 | 0 | 0 | 732.4917 | 0.0011506 | 25 | Industrial_2024_SC D_GWh_Before Competition Groups_25 | Engine Block Heater Timer | 0.1151% | 0 | 0.84283 | Industrial_2024_SC D_GWh_Before Competition Groups_Engine Block Heater Timer
Industrial | Ind ¦ Air Compressor Heat Recovery | 2024 | SC D | GWh | Before Competition Groups | 0.36916 | 0 | 0 | 732.4917 | 0.00050398 | 26 | Industrial_2024_SC D_GWh_Before Competition Groups_26 | Air Compressor Heat Recovery | 0.0504% | 0 | 0.36916 | Industrial_2024_SC D_GWh_Before Competition Groups_Air Compressor Heat Recovery
Industrial | Ind ¦ Efficient Refrigeration Compressor | 2024 | SC D | GWh | Before Competition Groups | 0.35302 | 0 | 0 | 732.4917 | 0.00048195 | 27 | Industrial_2024_SC D_GWh_Before Competition Groups_27 | Efficient Refrigeration Compressor | 0.0482% | 0 | 0.35302 | Industrial_2024_SC D_GWh_Before Competition Groups_Efficient Refrigeration Compressor
Industrial | Ind ¦ Dairy Pre-Cooler | 2024 | SC D | GWh | Before Competition Groups | 0.31457 | 0 | 0 | 732.4917 | 0.00042945 | 28 | Industrial_2024_SC D_GWh_Before Competition Groups_28 | Dairy Pre-Cooler | 0.04294% | 0 | 0.31457 | Industrial_2024_SC D_GWh_Before Competition Groups_Dairy Pre-Cooler
Industrial | Ind ¦ Efficient Irrigation | 2024 | SC D | GWh | Before Competition Groups | 0.17637 | 0 | 0 | 732.4917 | 0.00024078 | 29 | Industrial_2024_SC D_GWh_Before Competition Groups_29 | Efficient Irrigation | 0.02408% | 0 | 0.17637 | Industrial_2024_SC D_GWh_Before Competition Groups_Efficient Irrigation
Industrial | Ind ¦ Free Cooling | 2024 | SC D | GWh | Before Competition Groups | 0.11188 | 0 | 0 | 732.4917 | 0.00015274 | 30 | Industrial_2024_SC D_GWh_Before Competition Groups_30 | Free Cooling | 0.01527% | 0 | 0.11188 | Industrial_2024_SC D_GWh_Before Competition Groups_Free Cooling
Industrial | Ind ¦ Heat Lamps/Heat Pad | 2024 | SC D | GWh | Before Competition Groups | 0 | 0 | 0 | 732.4917 | 0 | 31 | Industrial_2024_SC D_GWh_Before Competition Groups_31 | Heat Lamps/Heat Pad | 0% | 0 | 0 | Industrial_2024_SC D_GWh_Before Competition Groups_Heat Lamps/Heat Pad
Industrial | Ind ¦ Pump System Optimization | 2024 | Technical | GWh | Before Competition Groups | 674.458 | 0 | 0 | 5157.8344 | 0.13076 | 1 | Industrial_2024_Technical_GWh_Before Competition Groups_1 | Pump System Optimization | 13.08% | 0 | 674.458 | Industrial_2024_Technical_GWh_Before Competition Groups_Pump System Optimization
Industrial | Ind ¦ Air Leak Survey and Repair | 2024 | Technical | GWh | Before Competition Groups | 613.2813 | 0 | 0 | 5157.8344 | 0.1189 | 2 | Industrial_2024_Technical_GWh_Before Competition Groups_2 | Air Leak Survey and Repair | 11.89% | 0 | 613.2813 | Industrial_2024_Technical_GWh_Before Competition Groups_Air Leak Survey and Repair
Industrial | Ind ¦ HE Lighting | 2024 | Technical | GWh | Before Competition Groups | 556.7153 | 0 | 0 | 5157.8344 | 0.10794 | 3 | Industrial_2024_Technical_GWh_Before Competition Groups_3 | HE Lighting | 10.79% | 0 | 556.7153 | Industrial_2024_Technical_GWh_Before Competition Groups_HE Lighting
Industrial | Ind ¦ Recommissioning | 2024 | Technical | GWh | Before Competition Groups | 442.5895 | 0 | 0 | 5157.8344 | 0.085809 | 4 | Industrial_2024_Technical_GWh_Before Competition Groups_4 | Recommissioning | 8.581% | 0 | 442.5895 | Industrial_2024_Technical_GWh_Before Competition Groups_Recommissioning
Industrial | Ind ¦ SEM | 2024 | Technical | GWh | Before Competition Groups | 442.5895 | 0 | 0 | 5157.8344 | 0.085809 | 5 | Industrial_2024_Technical_GWh_Before Competition Groups_5 | SEM | 8.581% | 0 | 442.5895 | Industrial_2024_Technical_GWh_Before Competition Groups_SEM
Industrial | Ind ¦ Air Compressor Optimization | 2024 | Technical | GWh | Before Competition Groups | 382.8404 | 0 | 0 | 5157.8344 | 0.074225 | 6 | Industrial_2024_Technical_GWh_Before Competition Groups_6 | Air Compressor Optimization | 7.423% | 0 | 382.8404 | Industrial_2024_Technical_GWh_Before Competition Groups_Air Compressor Optimization
Industrial | Ind ¦ Efficient Compressed Air Nozzles | 2024 | Technical | GWh | Before Competition Groups | 366.5651 | 0 | 0 | 5157.8344 | 0.07107 | 7 | Industrial_2024_Technical_GWh_Before Competition Groups_7 | Efficient Compressed Air Nozzles | 7.107% | 0 | 366.5651 | Industrial_2024_Technical_GWh_Before Competition Groups_Efficient Compressed Air Nozzles
Industrial | Ind ¦ Pump Equipment Upgrade | 2024 | Technical | GWh | Before Competition Groups | 312.4198 | 0 | 0 | 5157.8344 | 0.060572 | 8 | Industrial_2024_Technical_GWh_Before Competition Groups_8 | Pump Equipment Upgrade | 6.057% | 0 | 312.4198 | Industrial_2024_Technical_GWh_Before Competition Groups_Pump Equipment Upgrade
Industrial | Ind ¦ High Efficiency HVAC Fans | 2024 | Technical | GWh | Before Competition Groups | 212.4838 | 0 | 0 | 5157.8344 | 0.041196 | 9 | Industrial_2024_Technical_GWh_Before Competition Groups_9 | High Efficiency HVAC Fans | 4.12% | 0 | 212.4838 | Industrial_2024_Technical_GWh_Before Competition Groups_High Efficiency HVAC Fans
Industrial | Ind ¦ Process Optimization (Elec) | 2024 | Technical | GWh | Before Competition Groups | 180.6071 | 0 | 0 | 5157.8344 | 0.035016 | 10 | Industrial_2024_Technical_GWh_Before Competition Groups_10 | Process Optimization (Elec) | 3.502% | 0 | 180.6071 | Industrial_2024_Technical_GWh_Before Competition Groups_Process Optimization (Elec)
Industrial | Ind ¦ Premium Efficient Motors | 2024 | Technical | GWh | Before Competition Groups | 154.5281 | 0 | 0 | 5157.8344 | 0.02996 | 11 | Industrial_2024_Technical_GWh_Before Competition Groups_11 | Premium Efficient Motors | 2.996% | 0 | 154.5281 | Industrial_2024_Technical_GWh_Before Competition Groups_Premium Efficient Motors
Industrial | Ind ¦ Greenhouse Grow Lights | 2024 | Technical | GWh | Before Competition Groups | 142.2499 | 0 | 0 | 5157.8344 | 0.027579 | 12 | Industrial_2024_Technical_GWh_Before Competition Groups_12 | Greenhouse Grow Lights | 2.758% | 0 | 142.2499 | Industrial_2024_Technical_GWh_Before Competition Groups_Greenhouse Grow Lights
Industrial | Ind ¦ HE HVAC Controls | 2024 | Technical | GWh | Before Competition Groups | 79.9202 | 0 | 0 | 5157.8344 | 0.015495 | 13 | Industrial_2024_Technical_GWh_Before Competition Groups_13 | HE HVAC Controls | 1.549% | 0 | 79.9202 | Industrial_2024_Technical_GWh_Before Competition Groups_HE HVAC Controls
Industrial | Ind ¦ Pulp and Paper Process Improvements | 2024 | Technical | GWh | Before Competition Groups | 66.7822 | 0 | 0 | 5157.8344 | 0.012948 | 14 | Industrial_2024_Technical_GWh_Before Competition Groups_14 | Pulp and Paper Process Improvements | 1.295% | 0 | 66.7822 | Industrial_2024_Technical_GWh_Before Competition Groups_Pulp and Paper Process Improvements
Industrial | Ind ¦ Material Handling Improvements | 2024 | Technical | GWh | Before Competition Groups | 59.8874 | 0 | 0 | 5157.8344 | 0.011611 | 15 | Industrial_2024_Technical_GWh_Before Competition Groups_15 | Material Handling Improvements | 1.161% | 0 | 59.8874 | Industrial_2024_Technical_GWh_Before Competition Groups_Material Handling Improvements
Industrial | Ind ¦ Fan System Optimization | 2024 | Technical | GWh | Before Competition Groups | 58.6226 | 0 | 0 | 5157.8344 | 0.011366 | 16 | Industrial_2024_Technical_GWh_Before Competition Groups_16 | Fan System Optimization | 1.137% | 0 | 58.6226 | Industrial_2024_Technical_GWh_Before Competition Groups_Fan System Optimization
Industrial | Ind ¦ HE HVAC Units | 2024 | Technical | GWh | Before Competition Groups | 46.1727 | 0 | 0 | 5157.8344 | 0.008952 | 17 | Industrial_2024_Technical_GWh_Before Competition Groups_17 | HE HVAC Units | 0.8952% | 0 | 46.1727 | Industrial_2024_Technical_GWh_Before Competition Groups_HE HVAC Units
Industrial | Ind ¦ Refiner Plate Improvements | 2024 | Technical | GWh | Before Competition Groups | 44.2262 | 0 | 0 | 5157.8344 | 0.0085746 | 18 | Industrial_2024_Technical_GWh_Before Competition Groups_18 | Refiner Plate Improvements | 0.8575% | 0 | 44.2262 | Industrial_2024_Technical_GWh_Before Competition Groups_Refiner Plate Improvements
Industrial | Ind ¦ Process Heat Recovery | 2024 | Technical | GWh | Before Competition Groups | 38.341 | 0 | 0 | 5157.8344 | 0.0074336 | 19 | Industrial_2024_Technical_GWh_Before Competition Groups_19 | Process Heat Recovery | 0.7434% | 0 | 38.341 | Industrial_2024_Technical_GWh_Before Competition Groups_Process Heat Recovery
Industrial | Ind ¦ Ventilation Optimization | 2024 | Technical | GWh | Before Competition Groups | 28.5071 | 0 | 0 | 5157.8344 | 0.005527 | 20 | Industrial_2024_Technical_GWh_Before Competition Groups_20 | Ventilation Optimization | 0.5527% | 0 | 28.5071 | Industrial_2024_Technical_GWh_Before Competition Groups_Ventilation Optimization
Industrial | Ind ¦ VAV Conversion Project | 2024 | Technical | GWh | Before Competition Groups | 26.8788 | 0 | 0 | 5157.8344 | 0.0052113 | 21 | Industrial_2024_Technical_GWh_Before Competition Groups_21 | VAV Conversion Project | 0.5211% | 0 | 26.8788 | Industrial_2024_Technical_GWh_Before Competition Groups_VAV Conversion Project
Industrial | Ind ¦ Cold Storage Retrofit | 2024 | Technical | GWh | Before Competition Groups | 24.4538 | 0 | 0 | 5157.8344 | 0.0047411 | 22 | Industrial_2024_Technical_GWh_Before Competition Groups_22 | Cold Storage Retrofit | 0.4741% | 0 | 24.4538 | Industrial_2024_Technical_GWh_Before Competition Groups_Cold Storage Retrofit
Industrial | Ind ¦ Synchronous Belts | 2024 | Technical | GWh | Before Competition Groups | 22.2363 | 0 | 0 | 5157.8344 | 0.0043112 | 23 | Industrial_2024_Technical_GWh_Before Competition Groups_23 | Synchronous Belts | 0.4311% | 0 | 22.2363 | Industrial_2024_Technical_GWh_Before Competition Groups_Synchronous Belts
Industrial | Ind ¦ Improved Controls - Process Cooling | 2024 | Technical | GWh | Before Competition Groups | 21.8075 | 0 | 0 | 5157.8344 | 0.004228 | 24 | Industrial_2024_Technical_GWh_Before Competition Groups_24 | Improved Controls - Process Cooling | 0.4228% | 0 | 21.8075 | Industrial_2024_Technical_GWh_Before Competition Groups_Improved Controls - Process Cooling
Industrial | Ind ¦ High Efficiency Battery Charger | 2024 | Technical | GWh | Before Competition Groups | 18.9633 | 0 | 0 | 5157.8344 | 0.0036766 | 25 | Industrial_2024_Technical_GWh_Before Competition Groups_25 | High Efficiency Battery Charger | 0.3677% | 0 | 18.9633 | Industrial_2024_Technical_GWh_Before Competition Groups_High Efficiency Battery Charger
Industrial | Ind ¦ Process Improvements | 2024 | Technical | GWh | Before Competition Groups | 17.9875 | 0 | 0 | 5157.8344 | 0.0034874 | 26 | Industrial_2024_Technical_GWh_Before Competition Groups_26 | Process Improvements | 0.3487% | 0 | 17.9875 | Industrial_2024_Technical_GWh_Before Competition Groups_Process Improvements
Industrial | Ind ¦ HVLS Fans | 2024 | Technical | GWh | Before Competition Groups | 15.7914 | 0 | 0 | 5157.8344 | 0.0030616 | 27 | Industrial_2024_Technical_GWh_Before Competition Groups_27 | HVLS Fans | 0.3062% | 0 | 15.7914 | Industrial_2024_Technical_GWh_Before Competition Groups_HVLS Fans
Industrial | Ind ¦ Efficient Irrigation | 2024 | Technical | GWh | Before Competition Groups | 15.4747 | 0 | 0 | 5157.8344 | 0.0030002 | 28 | Industrial_2024_Technical_GWh_Before Competition Groups_28 | Efficient Irrigation | 0.3% | 0 | 15.4747 | Industrial_2024_Technical_GWh_Before Competition Groups_Efficient Irrigation
Industrial | Ind ¦ Chiller Optimization | 2024 | Technical | GWh | Before Competition Groups | 11.6665 | 0 | 0 | 5157.8344 | 0.0022619 | 29 | Industrial_2024_Technical_GWh_Before Competition Groups_29 | Chiller Optimization | 0.2262% | 0 | 11.6665 | Industrial_2024_Technical_GWh_Before Competition Groups_Chiller Optimization
Industrial | Ind ¦ Improved Controls - Process Heating | 2024 | Technical | GWh | Before Competition Groups | 10.8097 | 0 | 0 | 5157.8344 | 0.0020958 | 30 | Industrial_2024_Technical_GWh_Before Competition Groups_30 | Improved Controls - Process Heating | 0.2096% | 0 | 10.8097 | Industrial_2024_Technical_GWh_Before Competition Groups_Improved Controls - Process Heating
Industrial | Ind ¦ Refrigeration Compressor VFD | 2024 | Technical | GWh | Before Competition Groups | 10.4633 | 0 | 0 | 5157.8344 | 0.0020286 | 31 | Industrial_2024_Technical_GWh_Before Competition Groups_31 | Refrigeration Compressor VFD | 0.2029% | 0 | 10.4633 | Industrial_2024_Technical_GWh_Before Competition Groups_Refrigeration Compressor VFD
Industrial | Ind ¦ Efficient Transformer | 2024 | Technical | GWh | Before Competition Groups | 9.4816 | 0 | 0 | 5157.8344 | 0.0018383 | 32 | Industrial_2024_Technical_GWh_Before Competition Groups_32 | Efficient Transformer | 0.1838% | 0 | 9.4816 | Industrial_2024_Technical_GWh_Before Competition Groups_Efficient Transformer
Industrial | Ind ¦ Cooling Tower Optimization | 2024 | Technical | GWh | Before Competition Groups | 9.0921 | 0 | 0 | 5157.8344 | 0.0017628 | 33 | Industrial_2024_Technical_GWh_Before Competition Groups_33 | Cooling Tower Optimization | 0.1763% | 0 | 9.0921 | Industrial_2024_Technical_GWh_Before Competition Groups_Cooling Tower Optimization
Industrial | Ind ¦ High Efficiency Welders | 2024 | Technical | GWh | Before Competition Groups | 7.672 | 0 | 0 | 5157.8344 | 0.0014874 | 34 | Industrial_2024_Technical_GWh_Before Competition Groups_34 | High Efficiency Welders | 0.1487% | 0 | 7.672 | Industrial_2024_Technical_GWh_Before Competition Groups_High Efficiency Welders
Industrial | Ind ¦ Engine Block Heater Timer | 2024 | Technical | GWh | Before Competition Groups | 6.859 | 0 | 0 | 5157.8344 | 0.0013298 | 35 | Industrial_2024_Technical_GWh_Before Competition Groups_35 | Engine Block Heater Timer | 0.133% | 0 | 6.859 | Industrial_2024_Technical_GWh_Before Competition Groups_Engine Block Heater Timer
Industrial | Ind ¦ Low Energy Livestock Waterers | 2024 | Technical | GWh | Before Competition Groups | 5.7495 | 0 | 0 | 5157.8344 | 0.0011147 | 36 | Industrial_2024_Technical_GWh_Before Competition Groups_36 | Low Energy Livestock Waterers | 0.1115% | 0 | 5.7495 | Industrial_2024_Technical_GWh_Before Competition Groups_Low Energy Livestock Waterers
Industrial | Ind ¦ Free Cooling | 2024 | Technical | GWh | Before Competition Groups | 5.4766 | 0 | 0 | 5157.8344 | 0.0010618 | 37 | Industrial_2024_Technical_GWh_Before Competition Groups_37 | Free Cooling | 0.1062% | 0 | 5.4766 | Industrial_2024_Technical_GWh_Before Competition Groups_Free Cooling
Industrial | Ind ¦ Dairy Pre-Cooler | 2024 | Technical | GWh | Before Competition Groups | 4.2228 | 0 | 0 | 5157.8344 | 0.00081871 | 38 | Industrial_2024_Technical_GWh_Before Competition Groups_38 | Dairy Pre-Cooler | 0.08187% | 0 | 4.2228 | Industrial_2024_Technical_GWh_Before Competition Groups_Dairy Pre-Cooler
Industrial | Ind ¦ Air Compressor Heat Recovery | 2024 | Technical | GWh | Before Competition Groups | 3.0153 | 0 | 0 | 5157.8344 | 0.0005846 | 39 | Industrial_2024_Technical_GWh_Before Competition Groups_39 | Air Compressor Heat Recovery | 0.05846% | 0 | 3.0153 | Industrial_2024_Technical_GWh_Before Competition Groups_Air Compressor Heat Recovery
Industrial | Ind ¦ Optimize Compressed Air Dryer | 2024 | Technical | GWh | Before Competition Groups | 2.1647 | 0 | 0 | 5157.8344 | 0.00041968 | 40 | Industrial_2024_Technical_GWh_Before Competition Groups_40 | Optimize Compressed Air Dryer | 0.04197% | 0 | 2.1647 | Industrial_2024_Technical_GWh_Before Competition Groups_Optimize Compressed Air Dryer
Industrial | Ind ¦ Heat Lamps/Heat Pad | 2024 | Technical | GWh | Before Competition Groups | 1.3861 | 0 | 0 | 5157.8344 | 0.00026873 | 41 | Industrial_2024_Technical_GWh_Before Competition Groups_41 | Heat Lamps/Heat Pad | 0.02687% | 0 | 1.3861 | Industrial_2024_Technical_GWh_Before Competition Groups_Heat Lamps/Heat Pad
Industrial | Ind ¦ Creep Heat Controller | 2024 | Technical | GWh | Before Competition Groups | 0.92313 | 0 | 0 | 5157.8344 | 0.00017898 | 42 | Industrial_2024_Technical_GWh_Before Competition Groups_42 | Creep Heat Controller | 0.0179% | 0 | 0.92313 | Industrial_2024_Technical_GWh_Before Competition Groups_Creep Heat Controller
Industrial | Ind ¦ Efficient Refrigeration Compressor | 2024 | Technical | GWh | Before Competition Groups | 0.89011 | 0 | 0 | 5157.8344 | 0.00017258 | 43 | Industrial_2024_Technical_GWh_Before Competition Groups_43 | Efficient Refrigeration Compressor | 0.01726% | 0 | 0.89011 | Industrial_2024_Technical_GWh_Before Competition Groups_Efficient Refrigeration Compressor
Industrial | Ind ¦ Dual and Natural Exhaust Ventilation Systems | 2024 | Technical | GWh | Before Competition Groups | 0.32888 | 0 | 0 | 5157.8344 | 6.3763e-05 | 44 | Industrial_2024_Technical_GWh_Before Competition Groups_44 | Dual and Natural Exhaust Ventilation Systems | 0.006376% | 0 | 0.32888 | Industrial_2024_Technical_GWh_Before Competition Groups_Dual and Natural Exhaust Ventilation Systems
Industrial | Ind ¦ Dairy Water Heater | 2024 | Technical | GWh | Before Competition Groups | 0.25272 | 0 | 0 | 5157.8344 | 4.8997e-05 | 45 | Industrial_2024_Technical_GWh_Before Competition Groups_45 | Dairy Water Heater | 0.0049% | 0 | 0.25272 | Industrial_2024_Technical_GWh_Before Competition Groups_Dairy Water Heater
Industrial | Ind ¦ Pump System Optimization | 2025 | Economic | GWh | Before Competition Groups | 679.1935 | 0 | 0 | 4430.1959 | 0.15331 | 1 | Industrial_2025_Economic_GWh_Before Competition Groups_1 | Pump System Optimization | 15.33% | 0 | 679.1935 | Industrial_2025_Economic_GWh_Before Competition Groups_Pump System Optimization
Industrial | Ind ¦ Air Leak Survey and Repair | 2025 | Economic | GWh | Before Competition Groups | 611.9903 | 0 | 0 | 4430.1959 | 0.13814 | 2 | Industrial_2025_Economic_GWh_Before Competition Groups_2 | Air Leak Survey and Repair | 13.81% | 0 | 611.9903 | Industrial_2025_Economic_GWh_Before Competition Groups_Air Leak Survey and Repair
Industrial | Ind ¦ Recommissioning | 2025 | Economic | GWh | Before Competition Groups | 440.2278 | 0 | 0 | 4430.1959 | 0.09937 | 3 | Industrial_2025_Economic_GWh_Before Competition Groups_3 | Recommissioning | 9.937% | 0 | 440.2278 | Industrial_2025_Economic_GWh_Before Competition Groups_Recommissioning
Industrial | Ind ¦ SEM | 2025 | Economic | GWh | Before Competition Groups | 440.2278 | 0 | 0 | 4430.1959 | 0.09937 | 4 | Industrial_2025_Economic_GWh_Before Competition Groups_4 | SEM | 9.937% | 0 | 440.2278 | Industrial_2025_Economic_GWh_Before Competition Groups_SEM
Industrial | Ind ¦ Air Compressor Optimization | 2025 | Economic | GWh | Before Competition Groups | 394.8304 | 0 | 0 | 4430.1959 | 0.089123 | 5 | Industrial_2025_Economic_GWh_Before Competition Groups_5 | Air Compressor Optimization | 8.912% | 0 | 394.8304 | Industrial_2025_Economic_GWh_Before Competition Groups_Air Compressor Optimization
Industrial | Ind ¦ Efficient Compressed Air Nozzles | 2025 | Economic | GWh | Before Competition Groups | 380.3914 | 0 | 0 | 4430.1959 | 0.085863 | 6 | Industrial_2025_Economic_GWh_Before Competition Groups_6 | Efficient Compressed Air Nozzles | 8.586% | 0 | 380.3914 | Industrial_2025_Economic_GWh_Before Competition Groups_Efficient Compressed Air Nozzles
Industrial | Ind ¦ Pump Equipment Upgrade | 2025 | Economic | GWh | Before Competition Groups | 322.3402 | 0 | 0 | 4430.1959 | 0.07276 | 7 | Industrial_2025_Economic_GWh_Before Competition Groups_7 | Pump Equipment Upgrade | 7.276% | 0 | 322.3402 | Industrial_2025_Economic_GWh_Before Competition Groups_Pump Equipment Upgrade
Industrial | Ind ¦ High Efficiency HVAC Fans | 2025 | Economic | GWh | Before Competition Groups | 217.2208 | 0 | 0 | 4430.1959 | 0.049032 | 8 | Industrial_2025_Economic_GWh_Before Competition Groups_8 | High Efficiency HVAC Fans | 4.903% | 0 | 217.2208 | Industrial_2025_Economic_GWh_Before Competition Groups_High Efficiency HVAC Fans
Industrial | Ind ¦ HE Lighting | 2025 | Economic | GWh | Before Competition Groups | 197.4574 | 0 | 0 | 4430.1959 | 0.044571 | 9 | Industrial_2025_Economic_GWh_Before Competition Groups_9 | HE Lighting | 4.457% | 0 | 197.4574 | Industrial_2025_Economic_GWh_Before Competition Groups_HE Lighting
Industrial | Ind ¦ Process Optimization (Elec) | 2025 | Economic | GWh | Before Competition Groups | 179.6461 | 0 | 0 | 4430.1959 | 0.04055 | 10 | Industrial_2025_Economic_GWh_Before Competition Groups_10 | Process Optimization (Elec) | 4.055% | 0 | 179.6461 | Industrial_2025_Economic_GWh_Before Competition Groups_Process Optimization (Elec)
Industrial | Ind ¦ Greenhouse Grow Lights | 2025 | Economic | GWh | Before Competition Groups | 145.6669 | 0 | 0 | 4430.1959 | 0.03288 | 11 | Industrial_2025_Economic_GWh_Before Competition Groups_11 | Greenhouse Grow Lights | 3.288% | 0 | 145.6669 | Industrial_2025_Economic_GWh_Before Competition Groups_Greenhouse Grow Lights
Industrial | Ind ¦ Pulp and Paper Process Improvements | 2025 | Economic | GWh | Before Competition Groups | 66.0926 | 0 | 0 | 4430.1959 | 0.014919 | 12 | Industrial_2025_Economic_GWh_Before Competition Groups_12 | Pulp and Paper Process Improvements | 1.492% | 0 | 66.0926 | Industrial_2025_Economic_GWh_Before Competition Groups_Pulp and Paper Process Improvements
Industrial | Ind ¦ Material Handling Improvements | 2025 | Economic | GWh | Before Competition Groups | 62.0552 | 0 | 0 | 4430.1959 | 0.014007 | 13 | Industrial_2025_Economic_GWh_Before Competition Groups_13 | Material Handling Improvements | 1.401% | 0 | 62.0552 | Industrial_2025_Economic_GWh_Before Competition Groups_Material Handling Improvements
Industrial | Ind ¦ Fan System Optimization | 2025 | Economic | GWh | Before Competition Groups | 59.7966 | 0 | 0 | 4430.1959 | 0.013498 | 14 | Industrial_2025_Economic_GWh_Before Competition Groups_14 | Fan System Optimization | 1.35% | 0 | 59.7966 | Industrial_2025_Economic_GWh_Before Competition Groups_Fan System Optimization
Industrial | Ind ¦ Refiner Plate Improvements | 2025 | Economic | GWh | Before Competition Groups | 45.3057 | 0 | 0 | 4430.1959 | 0.010227 | 15 | Industrial_2025_Economic_GWh_Before Competition Groups_15 | Refiner Plate Improvements | 1.023% | 0 | 45.3057 | Industrial_2025_Economic_GWh_Before Competition Groups_Refiner Plate Improvements
Industrial | Ind ¦ Process Heat Recovery | 2025 | Economic | GWh | Before Competition Groups | 38.1971 | 0 | 0 | 4430.1959 | 0.008622 | 16 | Industrial_2025_Economic_GWh_Before Competition Groups_16 | Process Heat Recovery | 0.8622% | 0 | 38.1971 | Industrial_2025_Economic_GWh_Before Competition Groups_Process Heat Recovery
Industrial | Ind ¦ VAV Conversion Project | 2025 | Economic | GWh | Before Competition Groups | 26.4112 | 0 | 0 | 4430.1959 | 0.0059616 | 17 | Industrial_2025_Economic_GWh_Before Competition Groups_17 | VAV Conversion Project | 0.5962% | 0 | 26.4112 | Industrial_2025_Economic_GWh_Before Competition Groups_VAV Conversion Project
Industrial | Ind ¦ Improved Controls - Process Cooling | 2025 | Economic | GWh | Before Competition Groups | 21.5402 | 0 | 0 | 4430.1959 | 0.0048621 | 18 | Industrial_2025_Economic_GWh_Before Competition Groups_18 | Improved Controls - Process Cooling | 0.4862% | 0 | 21.5402 | Industrial_2025_Economic_GWh_Before Competition Groups_Improved Controls - Process Cooling
Industrial | Ind ¦ High Efficiency Battery Charger | 2025 | Economic | GWh | Before Competition Groups | 19.5417 | 0 | 0 | 4430.1959 | 0.004411 | 19 | Industrial_2025_Economic_GWh_Before Competition Groups_19 | High Efficiency Battery Charger | 0.4411% | 0 | 19.5417 | Industrial_2025_Economic_GWh_Before Competition Groups_High Efficiency Battery Charger
Industrial | Ind ¦ Process Improvements | 2025 | Economic | GWh | Before Competition Groups | 17.9619 | 0 | 0 | 4430.1959 | 0.0040544 | 20 | Industrial_2025_Economic_GWh_Before Competition Groups_20 | Process Improvements | 0.4054% | 0 | 17.9619 | Industrial_2025_Economic_GWh_Before Competition Groups_Process Improvements
Industrial | Ind ¦ Improved Controls - Process Heating | 2025 | Economic | GWh | Before Competition Groups | 10.7912 | 0 | 0 | 4430.1959 | 0.0024358 | 21 | Industrial_2025_Economic_GWh_Before Competition Groups_21 | Improved Controls - Process Heating | 0.2436% | 0 | 10.7912 | Industrial_2025_Economic_GWh_Before Competition Groups_Improved Controls - Process Heating
Industrial | Ind ¦ Refrigeration Compressor VFD | 2025 | Economic | GWh | Before Competition Groups | 10.7336 | 0 | 0 | 4430.1959 | 0.0024228 | 22 | Industrial_2025_Economic_GWh_Before Competition Groups_22 | Refrigeration Compressor VFD | 0.2423% | 0 | 10.7336 | Industrial_2025_Economic_GWh_Before Competition Groups_Refrigeration Compressor VFD
Industrial | Ind ¦ Cooling Tower Optimization | 2025 | Economic | GWh | Before Competition Groups | 9.0174 | 0 | 0 | 4430.1959 | 0.0020354 | 23 | Industrial_2025_Economic_GWh_Before Competition Groups_23 | Cooling Tower Optimization | 0.2035% | 0 | 9.0174 | Industrial_2025_Economic_GWh_Before Competition Groups_Cooling Tower Optimization
Industrial | Ind ¦ Ventilation Optimization | 2025 | Economic | GWh | Before Competition Groups | 8.8504 | 0 | 0 | 4430.1959 | 0.0019978 | 24 | Industrial_2025_Economic_GWh_Before Competition Groups_24 | Ventilation Optimization | 0.1998% | 0 | 8.8504 | Industrial_2025_Economic_GWh_Before Competition Groups_Ventilation Optimization
Industrial | Ind ¦ Engine Block Heater Timer | 2025 | Economic | GWh | Before Competition Groups | 6.852 | 0 | 0 | 4430.1959 | 0.0015467 | 25 | Industrial_2025_Economic_GWh_Before Competition Groups_25 | Engine Block Heater Timer | 0.1547% | 0 | 6.852 | Industrial_2025_Economic_GWh_Before Competition Groups_Engine Block Heater Timer
Industrial | Ind ¦ Efficient Irrigation | 2025 | Economic | GWh | Before Competition Groups | 6.4142 | 0 | 0 | 4430.1959 | 0.0014478 | 26 | Industrial_2025_Economic_GWh_Before Competition Groups_26 | Efficient Irrigation | 0.1448% | 0 | 6.4142 | Industrial_2025_Economic_GWh_Before Competition Groups_Efficient Irrigation
Industrial | Ind ¦ Free Cooling | 2025 | Economic | GWh | Before Competition Groups | 5.4434 | 0 | 0 | 4430.1959 | 0.0012287 | 27 | Industrial_2025_Economic_GWh_Before Competition Groups_27 | Free Cooling | 0.1229% | 0 | 5.4434 | Industrial_2025_Economic_GWh_Before Competition Groups_Free Cooling
Industrial | Ind ¦ Air Compressor Heat Recovery | 2025 | Economic | GWh | Before Competition Groups | 2.9894 | 0 | 0 | 4430.1959 | 0.00067477 | 28 | Industrial_2025_Economic_GWh_Before Competition Groups_28 | Air Compressor Heat Recovery | 0.06748% | 0 | 2.9894 | Industrial_2025_Economic_GWh_Before Competition Groups_Air Compressor Heat Recovery
Industrial | Ind ¦ Dairy Pre-Cooler | 2025 | Economic | GWh | Before Competition Groups | 1.9677 | 0 | 0 | 4430.1959 | 0.00044416 | 29 | Industrial_2025_Economic_GWh_Before Competition Groups_29 | Dairy Pre-Cooler | 0.04442% | 0 | 1.9677 | Industrial_2025_Economic_GWh_Before Competition Groups_Dairy Pre-Cooler
Industrial | Ind ¦ Efficient Refrigeration Compressor | 2025 | Economic | GWh | Before Competition Groups | 0.91428 | 0 | 0 | 4430.1959 | 0.00020638 | 30 | Industrial_2025_Economic_GWh_Before Competition Groups_30 | Efficient Refrigeration Compressor | 0.02064% | 0 | 0.91428 | Industrial_2025_Economic_GWh_Before Competition Groups_Efficient Refrigeration Compressor
Industrial | Ind ¦ Dairy Water Heater | 2025 | Economic | GWh | Before Competition Groups | 0.10153 | 0 | 0 | 4430.1959 | 2.2919e-05 | 31 | Industrial_2025_Economic_GWh_Before Competition Groups_31 | Dairy Water Heater | 0.002292% | 0 | 0.10153 | Industrial_2025_Economic_GWh_Before Competition Groups_Dairy Water Heater
Industrial | Ind ¦ Heat Lamps/Heat Pad | 2025 | Economic | GWh | Before Competition Groups | 0.025761 | 0 | 0 | 4430.1959 | 5.8148e-06 | 32 | Industrial_2025_Economic_GWh_Before Competition Groups_32 | Heat Lamps/Heat Pad | 0.0005815% | 0 | 0.025761 | Industrial_2025_Economic_GWh_Before Competition Groups_Heat Lamps/Heat Pad
Industrial | Ind ¦ Air Compressor Optimization | 2025 | SC A | GWh | Before Competition Groups | 186.1904 | 0 | 0 | 907.6346 | 0.20514 | 1 | Industrial_2025_SC A_GWh_Before Competition Groups_1 | Air Compressor Optimization | 20.51% | 0 | 186.1904 | Industrial_2025_SC A_GWh_Before Competition Groups_Air Compressor Optimization
Industrial | Ind ¦ Pump System Optimization | 2025 | SC A | GWh | Before Competition Groups | 172.7991 | 0 | 0 | 907.6346 | 0.19038 | 2 | Industrial_2025_SC A_GWh_Before Competition Groups_2 | Pump System Optimization | 19.04% | 0 | 172.7991 | Industrial_2025_SC A_GWh_Before Competition Groups_Pump System Optimization
Industrial | Ind ¦ Air Leak Survey and Repair | 2025 | SC A | GWh | Before Competition Groups | 102.1124 | 0 | 0 | 907.6346 | 0.1125 | 3 | Industrial_2025_SC A_GWh_Before Competition Groups_3 | Air Leak Survey and Repair | 11.25% | 0 | 102.1124 | Industrial_2025_SC A_GWh_Before Competition Groups_Air Leak Survey and Repair
Industrial | Ind ¦ Pump Equipment Upgrade | 2025 | SC A | GWh | Before Competition Groups | 77.5497 | 0 | 0 | 907.6346 | 0.085442 | 4 | Industrial_2025_SC A_GWh_Before Competition Groups_4 | Pump Equipment Upgrade | 8.544% | 0 | 77.5497 | Industrial_2025_SC A_GWh_Before Competition Groups_Pump Equipment Upgrade
Industrial | Ind ¦ Recommissioning | 2025 | SC A | GWh | Before Competition Groups | 72.3027 | 0 | 0 | 907.6346 | 0.079661 | 5 | Industrial_2025_SC A_GWh_Before Competition Groups_5 | Recommissioning | 7.966% | 0 | 72.3027 | Industrial_2025_SC A_GWh_Before Competition Groups_Recommissioning
Industrial | Ind ¦ SEM | 2025 | SC A | GWh | Before Competition Groups | 72.3027 | 0 | 0 | 907.6346 | 0.079661 | 6 | Industrial_2025_SC A_GWh_Before Competition Groups_6 | SEM | 7.966% | 0 | 72.3027 | Industrial_2025_SC A_GWh_Before Competition Groups_SEM
Industrial | Ind ¦ High Efficiency HVAC Fans | 2025 | SC A | GWh | Before Competition Groups | 50.6734 | 0 | 0 | 907.6346 | 0.05583 | 7 | Industrial_2025_SC A_GWh_Before Competition Groups_7 | High Efficiency HVAC Fans | 5.583% | 0 | 50.6734 | Industrial_2025_SC A_GWh_Before Competition Groups_High Efficiency HVAC Fans
Industrial | Ind ¦ Efficient Compressed Air Nozzles | 2025 | SC A | GWh | Before Competition Groups | 49.6731 | 0 | 0 | 907.6346 | 0.054728 | 8 | Industrial_2025_SC A_GWh_Before Competition Groups_8 | Efficient Compressed Air Nozzles | 5.473% | 0 | 49.6731 | Industrial_2025_SC A_GWh_Before Competition Groups_Efficient Compressed Air Nozzles
Industrial | Ind ¦ Fan System Optimization | 2025 | SC A | GWh | Before Competition Groups | 25.9802 | 0 | 0 | 907.6346 | 0.028624 | 9 | Industrial_2025_SC A_GWh_Before Competition Groups_9 | Fan System Optimization | 2.862% | 0 | 25.9802 | Industrial_2025_SC A_GWh_Before Competition Groups_Fan System Optimization
Industrial | Ind ¦ Greenhouse Grow Lights | 2025 | SC A | GWh | Before Competition Groups | 24.5769 | 0 | 0 | 907.6346 | 0.027078 | 10 | Industrial_2025_SC A_GWh_Before Competition Groups_10 | Greenhouse Grow Lights | 2.708% | 0 | 24.5769 | Industrial_2025_SC A_GWh_Before Competition Groups_Greenhouse Grow Lights
Industrial | Ind ¦ Material Handling Improvements | 2025 | SC A | GWh | Before Competition Groups | 18.5739 | 0 | 0 | 907.6346 | 0.020464 | 11 | Industrial_2025_SC A_GWh_Before Competition Groups_11 | Material Handling Improvements | 2.046% | 0 | 18.5739 | Industrial_2025_SC A_GWh_Before Competition Groups_Material Handling Improvements
Industrial | Ind ¦ Process Optimization (Elec) | 2025 | SC A | GWh | Before Competition Groups | 13.1847 | 0 | 0 | 907.6346 | 0.014526 | 12 | Industrial_2025_SC A_GWh_Before Competition Groups_12 | Process Optimization (Elec) | 1.453% | 0 | 13.1847 | Industrial_2025_SC A_GWh_Before Competition Groups_Process Optimization (Elec)
Industrial | Ind ¦ Process Heat Recovery | 2025 | SC A | GWh | Before Competition Groups | 6.0889 | 0 | 0 | 907.6346 | 0.0067085 | 13 | Industrial_2025_SC A_GWh_Before Competition Groups_13 | Process Heat Recovery | 0.6709% | 0 | 6.0889 | Industrial_2025_SC A_GWh_Before Competition Groups_Process Heat Recovery
Industrial | Ind ¦ Refiner Plate Improvements | 2025 | SC A | GWh | Before Competition Groups | 5.656 | 0 | 0 | 907.6346 | 0.0062316 | 14 | Industrial_2025_SC A_GWh_Before Competition Groups_14 | Refiner Plate Improvements | 0.6232% | 0 | 5.656 | Industrial_2025_SC A_GWh_Before Competition Groups_Refiner Plate Improvements
Industrial | Ind ¦ VAV Conversion Project | 2025 | SC A | GWh | Before Competition Groups | 4.414 | 0 | 0 | 907.6346 | 0.0048631 | 15 | Industrial_2025_SC A_GWh_Before Competition Groups_15 | VAV Conversion Project | 0.4863% | 0 | 4.414 | Industrial_2025_SC A_GWh_Before Competition Groups_VAV Conversion Project
Industrial | Ind ¦ Pulp and Paper Process Improvements | 2025 | SC A | GWh | Before Competition Groups | 4.0442 | 0 | 0 | 907.6346 | 0.0044558 | 16 | Industrial_2025_SC A_GWh_Before Competition Groups_16 | Pulp and Paper Process Improvements | 0.4456% | 0 | 4.0442 | Industrial_2025_SC A_GWh_Before Competition Groups_Pulp and Paper Process Improvements
Industrial | Ind ¦ Improved Controls - Process Cooling | 2025 | SC A | GWh | Before Competition Groups | 3.6266 | 0 | 0 | 907.6346 | 0.0039957 | 17 | Industrial_2025_SC A_GWh_Before Competition Groups_17 | Improved Controls - Process Cooling | 0.3996% | 0 | 3.6266 | Industrial_2025_SC A_GWh_Before Competition Groups_Improved Controls - Process Cooling
Industrial | Ind ¦ Process Improvements | 2025 | SC A | GWh | Before Competition Groups | 2.7681 | 0 | 0 | 907.6346 | 0.0030498 | 18 | Industrial_2025_SC A_GWh_Before Competition Groups_18 | Process Improvements | 0.305% | 0 | 2.7681 | Industrial_2025_SC A_GWh_Before Competition Groups_Process Improvements
Industrial | Ind ¦ High Efficiency Battery Charger | 2025 | SC A | GWh | Before Competition Groups | 2.7576 | 0 | 0 | 907.6346 | 0.0030382 | 19 | Industrial_2025_SC A_GWh_Before Competition Groups_19 | High Efficiency Battery Charger | 0.3038% | 0 | 2.7576 | Industrial_2025_SC A_GWh_Before Competition Groups_High Efficiency Battery Charger
Industrial | Ind ¦ HE Lighting | 2025 | SC A | GWh | Before Competition Groups | 2.5199 | 0 | 0 | 907.6346 | 0.0027763 | 20 | Industrial_2025_SC A_GWh_Before Competition Groups_20 | HE Lighting | 0.2776% | 0 | 2.5199 | Industrial_2025_SC A_GWh_Before Competition Groups_HE Lighting
Industrial | Ind ¦ Refrigeration Compressor VFD | 2025 | SC A | GWh | Before Competition Groups | 2.4394 | 0 | 0 | 907.6346 | 0.0026876 | 21 | Industrial_2025_SC A_GWh_Before Competition Groups_21 | Refrigeration Compressor VFD | 0.2688% | 0 | 2.4394 | Industrial_2025_SC A_GWh_Before Competition Groups_Refrigeration Compressor VFD
Industrial | Ind ¦ Ventilation Optimization | 2025 | SC A | GWh | Before Competition Groups | 2.0928 | 0 | 0 | 907.6346 | 0.0023058 | 22 | Industrial_2025_SC A_GWh_Before Competition Groups_22 | Ventilation Optimization | 0.2306% | 0 | 2.0928 | Industrial_2025_SC A_GWh_Before Competition Groups_Ventilation Optimization
Industrial | Ind ¦ Improved Controls - Process Heating | 2025 | SC A | GWh | Before Competition Groups | 1.8125 | 0 | 0 | 907.6346 | 0.001997 | 23 | Industrial_2025_SC A_GWh_Before Competition Groups_23 | Improved Controls - Process Heating | 0.1997% | 0 | 1.8125 | Industrial_2025_SC A_GWh_Before Competition Groups_Improved Controls - Process Heating
Industrial | Ind ¦ Engine Block Heater Timer | 2025 | SC A | GWh | Before Competition Groups | 1.0877 | 0 | 0 | 907.6346 | 0.0011984 | 24 | Industrial_2025_SC A_GWh_Before Competition Groups_24 | Engine Block Heater Timer | 0.1198% | 0 | 1.0877 | Industrial_2025_SC A_GWh_Before Competition Groups_Engine Block Heater Timer
Industrial | Ind ¦ Dairy Pre-Cooler | 2025 | SC A | GWh | Before Competition Groups | 0.62618 | 0 | 0 | 907.6346 | 0.0006899 | 25 | Industrial_2025_SC A_GWh_Before Competition Groups_25 | Dairy Pre-Cooler | 0.06899% | 0 | 0.62618 | Industrial_2025_SC A_GWh_Before Competition Groups_Dairy Pre-Cooler
Industrial | Ind ¦ Air Compressor Heat Recovery | 2025 | SC A | GWh | Before Competition Groups | 0.49808 | 0 | 0 | 907.6346 | 0.00054876 | 26 | Industrial_2025_SC A_GWh_Before Competition Groups_26 | Air Compressor Heat Recovery | 0.05488% | 0 | 0.49808 | Industrial_2025_SC A_GWh_Before Competition Groups_Air Compressor Heat Recovery
Industrial | Ind ¦ Cooling Tower Optimization | 2025 | SC A | GWh | Before Competition Groups | 0.4158 | 0 | 0 | 907.6346 | 0.00045812 | 27 | Industrial_2025_SC A_GWh_Before Competition Groups_27 | Cooling Tower Optimization | 0.04581% | 0 | 0.4158 | Industrial_2025_SC A_GWh_Before Competition Groups_Cooling Tower Optimization
Industrial | Ind ¦ Efficient Refrigeration Compressor | 2025 | SC A | GWh | Before Competition Groups | 0.39601 | 0 | 0 | 907.6346 | 0.00043631 | 28 | Industrial_2025_SC A_GWh_Before Competition Groups_28 | Efficient Refrigeration Compressor | 0.04363% | 0 | 0.39601 | Industrial_2025_SC A_GWh_Before Competition Groups_Efficient Refrigeration Compressor
Industrial | Ind ¦ Efficient Irrigation | 2025 | SC A | GWh | Before Competition Groups | 0.36461 | 0 | 0 | 907.6346 | 0.00040171 | 29 | Industrial_2025_SC A_GWh_Before Competition Groups_29 | Efficient Irrigation | 0.04017% | 0 | 0.36461 | Industrial_2025_SC A_GWh_Before Competition Groups_Efficient Irrigation
Industrial | Ind ¦ Heat Lamps/Heat Pad | 2025 | SC A | GWh | Before Competition Groups | 0.062446 | 0 | 0 | 907.6346 | 6.8801e-05 | 30 | Industrial_2025_SC A_GWh_Before Competition Groups_30 | Heat Lamps/Heat Pad | 0.00688% | 0 | 0.062446 | Industrial_2025_SC A_GWh_Before Competition Groups_Heat Lamps/Heat Pad
Industrial | Ind ¦ Dairy Water Heater | 2025 | SC A | GWh | Before Competition Groups | 0.037439 | 0 | 0 | 907.6346 | 4.1249e-05 | 31 | Industrial_2025_SC A_GWh_Before Competition Groups_31 | Dairy Water Heater | 0.004125% | 0 | 0.037439 | Industrial_2025_SC A_GWh_Before Competition Groups_Dairy Water Heater
Industrial | Ind ¦ Free Cooling | 2025 | SC A | GWh | Before Competition Groups | 0.0069944 | 0 | 0 | 907.6346 | 7.7061e-06 | 32 | Industrial_2025_SC A_GWh_Before Competition Groups_32 | Free Cooling | 0.0007706% | 0 | 0.0069944 | Industrial_2025_SC A_GWh_Before Competition Groups_Free Cooling
Industrial | Ind ¦ Air Leak Survey and Repair | 2025 | SC B | GWh | Before Competition Groups | 266.4579 | 0 | 0 | 1613.1446 | 0.16518 | 1 | Industrial_2025_SC B_GWh_Before Competition Groups_1 | Air Leak Survey and Repair | 16.52% | 0 | 266.4579 | Industrial_2025_SC B_GWh_Before Competition Groups_Air Leak Survey and Repair
Industrial | Ind ¦ Pump System Optimization | 2025 | SC B | GWh | Before Competition Groups | 199.4042 | 0 | 0 | 1613.1446 | 0.12361 | 2 | Industrial_2025_SC B_GWh_Before Competition Groups_2 | Pump System Optimization | 12.36% | 0 | 199.4042 | Industrial_2025_SC B_GWh_Before Competition Groups_Pump System Optimization
Industrial | Ind ¦ Recommissioning | 2025 | SC B | GWh | Before Competition Groups | 188.6581 | 0 | 0 | 1613.1446 | 0.11695 | 3 | Industrial_2025_SC B_GWh_Before Competition Groups_3 | Recommissioning | 11.7% | 0 | 188.6581 | Industrial_2025_SC B_GWh_Before Competition Groups_Recommissioning
Industrial | Ind ¦ SEM | 2025 | SC B | GWh | Before Competition Groups | 188.6581 | 0 | 0 | 1613.1446 | 0.11695 | 4 | Industrial_2025_SC B_GWh_Before Competition Groups_4 | SEM | 11.7% | 0 | 188.6581 | Industrial_2025_SC B_GWh_Before Competition Groups_SEM
Industrial | Ind ¦ Air Compressor Optimization | 2025 | SC B | GWh | Before Competition Groups | 186.1904 | 0 | 0 | 1613.1446 | 0.11542 | 5 | Industrial_2025_SC B_GWh_Before Competition Groups_5 | Air Compressor Optimization | 11.54% | 0 | 186.1904 | Industrial_2025_SC B_GWh_Before Competition Groups_Air Compressor Optimization
Industrial | Ind ¦ Efficient Compressed Air Nozzles | 2025 | SC B | GWh | Before Competition Groups | 129.5293 | 0 | 0 | 1613.1446 | 0.080296 | 6 | Industrial_2025_SC B_GWh_Before Competition Groups_6 | Efficient Compressed Air Nozzles | 8.03% | 0 | 129.5293 | Industrial_2025_SC B_GWh_Before Competition Groups_Efficient Compressed Air Nozzles
Industrial | Ind ¦ High Efficiency HVAC Fans | 2025 | SC B | GWh | Before Competition Groups | 93.4018 | 0 | 0 | 1613.1446 | 0.0579 | 7 | Industrial_2025_SC B_GWh_Before Competition Groups_7 | High Efficiency HVAC Fans | 5.79% | 0 | 93.4018 | Industrial_2025_SC B_GWh_Before Competition Groups_High Efficiency HVAC Fans
Industrial | Ind ¦ Pump Equipment Upgrade | 2025 | SC B | GWh | Before Competition Groups | 83.6319 | 0 | 0 | 1613.1446 | 0.051844 | 8 | Industrial_2025_SC B_GWh_Before Competition Groups_8 | Pump Equipment Upgrade | 5.184% | 0 | 83.6319 | Industrial_2025_SC B_GWh_Before Competition Groups_Pump Equipment Upgrade
Industrial | Ind ¦ Greenhouse Grow Lights | 2025 | SC B | GWh | Before Competition Groups | 52.3033 | 0 | 0 | 1613.1446 | 0.032423 | 9 | Industrial_2025_SC B_GWh_Before Competition Groups_9 | Greenhouse Grow Lights | 3.242% | 0 | 52.3033 | Industrial_2025_SC B_GWh_Before Competition Groups_Greenhouse Grow Lights
Industrial | Ind ¦ HE Lighting | 2025 | SC B | GWh | Before Competition Groups | 32.3027 | 0 | 0 | 1613.1446 | 0.020025 | 10 | Industrial_2025_SC B_GWh_Before Competition Groups_10 | HE Lighting | 2.002% | 0 | 32.3027 | Industrial_2025_SC B_GWh_Before Competition Groups_HE Lighting
Industrial | Ind ¦ Material Handling Improvements | 2025 | SC B | GWh | Before Competition Groups | 29.6996 | 0 | 0 | 1613.1446 | 0.018411 | 11 | Industrial_2025_SC B_GWh_Before Competition Groups_11 | Material Handling Improvements | 1.841% | 0 | 29.6996 | Industrial_2025_SC B_GWh_Before Competition Groups_Material Handling Improvements
Industrial | Ind ¦ Fan System Optimization | 2025 | SC B | GWh | Before Competition Groups | 28.0909 | 0 | 0 | 1613.1446 | 0.017414 | 12 | Industrial_2025_SC B_GWh_Before Competition Groups_12 | Fan System Optimization | 1.741% | 0 | 28.0909 | Industrial_2025_SC B_GWh_Before Competition Groups_Fan System Optimization
Industrial | Ind ¦ Pulp and Paper Process Improvements | 2025 | SC B | GWh | Before Competition Groups | 26.3608 | 0 | 0 | 1613.1446 | 0.016341 | 13 | Industrial_2025_SC B_GWh_Before Competition Groups_13 | Pulp and Paper Process Improvements | 1.634% | 0 | 26.3608 | Industrial_2025_SC B_GWh_Before Competition Groups_Pulp and Paper Process Improvements
Industrial | Ind ¦ Process Heat Recovery | 2025 | SC B | GWh | Before Competition Groups | 15.935 | 0 | 0 | 1613.1446 | 0.0098782 | 14 | Industrial_2025_SC B_GWh_Before Competition Groups_14 | Process Heat Recovery | 0.9878% | 0 | 15.935 | Industrial_2025_SC B_GWh_Before Competition Groups_Process Heat Recovery
Industrial | Ind ¦ Refiner Plate Improvements | 2025 | SC B | GWh | Before Competition Groups | 14.8546 | 0 | 0 | 1613.1446 | 0.0092085 | 15 | Industrial_2025_SC B_GWh_Before Competition Groups_15 | Refiner Plate Improvements | 0.9208% | 0 | 14.8546 | Industrial_2025_SC B_GWh_Before Competition Groups_Refiner Plate Improvements
Industrial | Ind ¦ Process Optimization (Elec) | 2025 | SC B | GWh | Before Competition Groups | 13.1847 | 0 | 0 | 1613.1446 | 0.0081733 | 16 | Industrial_2025_SC B_GWh_Before Competition Groups_16 | Process Optimization (Elec) | 0.8173% | 0 | 13.1847 | Industrial_2025_SC B_GWh_Before Competition Groups_Process Optimization (Elec)
Industrial | Ind ¦ VAV Conversion Project | 2025 | SC B | GWh | Before Competition Groups | 11.7809 | 0 | 0 | 1613.1446 | 0.0073031 | 17 | Industrial_2025_SC B_GWh_Before Competition Groups_17 | VAV Conversion Project | 0.7303% | 0 | 11.7809 | Industrial_2025_SC B_GWh_Before Competition Groups_VAV Conversion Project
Industrial | Ind ¦ Improved Controls - Process Cooling | 2025 | SC B | GWh | Before Competition Groups | 9.4826 | 0 | 0 | 1613.1446 | 0.0058784 | 18 | Industrial_2025_SC B_GWh_Before Competition Groups_18 | Improved Controls - Process Cooling | 0.5878% | 0 | 9.4826 | Industrial_2025_SC B_GWh_Before Competition Groups_Improved Controls - Process Cooling
Industrial | Ind ¦ High Efficiency Battery Charger | 2025 | SC B | GWh | Before Competition Groups | 8.0491 | 0 | 0 | 1613.1446 | 0.0049897 | 19 | Industrial_2025_SC B_GWh_Before Competition Groups_19 | High Efficiency Battery Charger | 0.499% | 0 | 8.0491 | Industrial_2025_SC B_GWh_Before Competition Groups_High Efficiency Battery Charger
Industrial | Ind ¦ Process Improvements | 2025 | SC B | GWh | Before Competition Groups | 7.5645 | 0 | 0 | 1613.1446 | 0.0046893 | 20 | Industrial_2025_SC B_GWh_Before Competition Groups_20 | Process Improvements | 0.4689% | 0 | 7.5645 | Industrial_2025_SC B_GWh_Before Competition Groups_Process Improvements
Industrial | Ind ¦ Ventilation Optimization | 2025 | SC B | GWh | Before Competition Groups | 5.002 | 0 | 0 | 1613.1446 | 0.0031008 | 21 | Industrial_2025_SC B_GWh_Before Competition Groups_21 | Ventilation Optimization | 0.3101% | 0 | 5.002 | Industrial_2025_SC B_GWh_Before Competition Groups_Ventilation Optimization
Industrial | Ind ¦ Improved Controls - Process Heating | 2025 | SC B | GWh | Before Competition Groups | 4.7216 | 0 | 0 | 1613.1446 | 0.002927 | 22 | Industrial_2025_SC B_GWh_Before Competition Groups_22 | Improved Controls - Process Heating | 0.2927% | 0 | 4.7216 | Industrial_2025_SC B_GWh_Before Competition Groups_Improved Controls - Process Heating
Industrial | Ind ¦ Refrigeration Compressor VFD | 2025 | SC B | GWh | Before Competition Groups | 4.5807 | 0 | 0 | 1613.1446 | 0.0028396 | 23 | Industrial_2025_SC B_GWh_Before Competition Groups_23 | Refrigeration Compressor VFD | 0.284% | 0 | 4.5807 | Industrial_2025_SC B_GWh_Before Competition Groups_Refrigeration Compressor VFD
Industrial | Ind ¦ Cooling Tower Optimization | 2025 | SC B | GWh | Before Competition Groups | 3.9273 | 0 | 0 | 1613.1446 | 0.0024345 | 24 | Industrial_2025_SC B_GWh_Before Competition Groups_24 | Cooling Tower Optimization | 0.2435% | 0 | 3.9273 | Industrial_2025_SC B_GWh_Before Competition Groups_Cooling Tower Optimization
Industrial | Ind ¦ Engine Block Heater Timer | 2025 | SC B | GWh | Before Competition Groups | 2.8481 | 0 | 0 | 1613.1446 | 0.0017656 | 25 | Industrial_2025_SC B_GWh_Before Competition Groups_25 | Engine Block Heater Timer | 0.1766% | 0 | 2.8481 | Industrial_2025_SC B_GWh_Before Competition Groups_Engine Block Heater Timer
Industrial | Ind ¦ Free Cooling | 2025 | SC B | GWh | Before Competition Groups | 2.5755 | 0 | 0 | 1613.1446 | 0.0015966 | 26 | Industrial_2025_SC B_GWh_Before Competition Groups_26 | Free Cooling | 0.1597% | 0 | 2.5755 | Industrial_2025_SC B_GWh_Before Competition Groups_Free Cooling
Industrial | Ind ¦ Air Compressor Heat Recovery | 2025 | SC B | GWh | Before Competition Groups | 1.2986 | 0 | 0 | 1613.1446 | 0.000805 | 27 | Industrial_2025_SC B_GWh_Before Competition Groups_27 | Air Compressor Heat Recovery | 0.0805% | 0 | 1.2986 | Industrial_2025_SC B_GWh_Before Competition Groups_Air Compressor Heat Recovery
Industrial | Ind ¦ Efficient Irrigation | 2025 | SC B | GWh | Before Competition Groups | 1.0235 | 0 | 0 | 1613.1446 | 0.0006345 | 28 | Industrial_2025_SC B_GWh_Before Competition Groups_28 | Efficient Irrigation | 0.06345% | 0 | 1.0235 | Industrial_2025_SC B_GWh_Before Competition Groups_Efficient Irrigation
Industrial | Ind ¦ Dairy Pre-Cooler | 2025 | SC B | GWh | Before Competition Groups | 0.91817 | 0 | 0 | 1613.1446 | 0.00056918 | 29 | Industrial_2025_SC B_GWh_Before Competition Groups_29 | Dairy Pre-Cooler | 0.05692% | 0 | 0.91817 | Industrial_2025_SC B_GWh_Before Competition Groups_Dairy Pre-Cooler
Industrial | Ind ¦ Efficient Refrigeration Compressor | 2025 | SC B | GWh | Before Competition Groups | 0.55366 | 0 | 0 | 1613.1446 | 0.00034322 | 30 | Industrial_2025_SC B_GWh_Before Competition Groups_30 | Efficient Refrigeration Compressor | 0.03432% | 0 | 0.55366 | Industrial_2025_SC B_GWh_Before Competition Groups_Efficient Refrigeration Compressor
Industrial | Ind ¦ Heat Lamps/Heat Pad | 2025 | SC B | GWh | Before Competition Groups | 0.096925 | 0 | 0 | 1613.1446 | 6.0085e-05 | 31 | Industrial_2025_SC B_GWh_Before Competition Groups_31 | Heat Lamps/Heat Pad | 0.006008% | 0 | 0.096925 | Industrial_2025_SC B_GWh_Before Competition Groups_Heat Lamps/Heat Pad
Industrial | Ind ¦ Dairy Water Heater | 2025 | SC B | GWh | Before Competition Groups | 0.058161 | 0 | 0 | 1613.1446 | 3.6055e-05 | 32 | Industrial_2025_SC B_GWh_Before Competition Groups_32 | Dairy Water Heater | 0.003605% | 0 | 0.058161 | Industrial_2025_SC B_GWh_Before Competition Groups_Dairy Water Heater
Industrial | Ind ¦ Pump System Optimization | 2025 | SC C | GWh | Before Competition Groups | 199.4042 | 0 | 0 | 976.4966 | 0.2042 | 1 | Industrial_2025_SC C_GWh_Before Competition Groups_1 | Pump System Optimization | 20.42% | 0 | 199.4042 | Industrial_2025_SC C_GWh_Before Competition Groups_Pump System Optimization
Industrial | Ind ¦ Air Compressor Optimization | 2025 | SC C | GWh | Before Competition Groups | 186.1904 | 0 | 0 | 976.4966 | 0.19067 | 2 | Industrial_2025_SC C_GWh_Before Competition Groups_2 | Air Compressor Optimization | 19.07% | 0 | 186.1904 | Industrial_2025_SC C_GWh_Before Competition Groups_Air Compressor Optimization
Industrial | Ind ¦ Air Leak Survey and Repair | 2025 | SC C | GWh | Before Competition Groups | 102.1124 | 0 | 0 | 976.4966 | 0.10457 | 3 | Industrial_2025_SC C_GWh_Before Competition Groups_3 | Air Leak Survey and Repair | 10.46% | 0 | 102.1124 | Industrial_2025_SC C_GWh_Before Competition Groups_Air Leak Survey and Repair
Industrial | Ind ¦ Pump Equipment Upgrade | 2025 | SC C | GWh | Before Competition Groups | 83.6319 | 0 | 0 | 976.4966 | 0.085645 | 4 | Industrial_2025_SC C_GWh_Before Competition Groups_4 | Pump Equipment Upgrade | 8.564% | 0 | 83.6319 | Industrial_2025_SC C_GWh_Before Competition Groups_Pump Equipment Upgrade
Industrial | Ind ¦ Recommissioning | 2025 | SC C | GWh | Before Competition Groups | 72.3027 | 0 | 0 | 976.4966 | 0.074043 | 5 | Industrial_2025_SC C_GWh_Before Competition Groups_5 | Recommissioning | 7.404% | 0 | 72.3027 | Industrial_2025_SC C_GWh_Before Competition Groups_Recommissioning
Industrial | Ind ¦ SEM | 2025 | SC C | GWh | Before Competition Groups | 72.3027 | 0 | 0 | 976.4966 | 0.074043 | 6 | Industrial_2025_SC C_GWh_Before Competition Groups_6 | SEM | 7.404% | 0 | 72.3027 | Industrial_2025_SC C_GWh_Before Competition Groups_SEM
Industrial | Ind ¦ High Efficiency HVAC Fans | 2025 | SC C | GWh | Before Competition Groups | 50.6734 | 0 | 0 | 976.4966 | 0.051893 | 7 | Industrial_2025_SC C_GWh_Before Competition Groups_7 | High Efficiency HVAC Fans | 5.189% | 0 | 50.6734 | Industrial_2025_SC C_GWh_Before Competition Groups_High Efficiency HVAC Fans
Industrial | Ind ¦ Efficient Compressed Air Nozzles | 2025 | SC C | GWh | Before Competition Groups | 49.6731 | 0 | 0 | 976.4966 | 0.050869 | 8 | Industrial_2025_SC C_GWh_Before Competition Groups_8 | Efficient Compressed Air Nozzles | 5.087% | 0 | 49.6731 | Industrial_2025_SC C_GWh_Before Competition Groups_Efficient Compressed Air Nozzles
Industrial | Ind ¦ Greenhouse Grow Lights | 2025 | SC C | GWh | Before Competition Groups | 32.9974 | 0 | 0 | 976.4966 | 0.033792 | 9 | Industrial_2025_SC C_GWh_Before Competition Groups_9 | Greenhouse Grow Lights | 3.379% | 0 | 32.9974 | Industrial_2025_SC C_GWh_Before Competition Groups_Greenhouse Grow Lights
Industrial | Ind ¦ Fan System Optimization | 2025 | SC C | GWh | Before Competition Groups | 28.0909 | 0 | 0 | 976.4966 | 0.028767 | 10 | Industrial_2025_SC C_GWh_Before Competition Groups_10 | Fan System Optimization | 2.877% | 0 | 28.0909 | Industrial_2025_SC C_GWh_Before Competition Groups_Fan System Optimization
Industrial | Ind ¦ Material Handling Improvements | 2025 | SC C | GWh | Before Competition Groups | 18.5739 | 0 | 0 | 976.4966 | 0.019021 | 11 | Industrial_2025_SC C_GWh_Before Competition Groups_11 | Material Handling Improvements | 1.902% | 0 | 18.5739 | Industrial_2025_SC C_GWh_Before Competition Groups_Material Handling Improvements
Industrial | Ind ¦ Process Optimization (Elec) | 2025 | SC C | GWh | Before Competition Groups | 13.1847 | 0 | 0 | 976.4966 | 0.013502 | 12 | Industrial_2025_SC C_GWh_Before Competition Groups_12 | Process Optimization (Elec) | 1.35% | 0 | 13.1847 | Industrial_2025_SC C_GWh_Before Competition Groups_Process Optimization (Elec)
Industrial | Ind ¦ HE Lighting | 2025 | SC C | GWh | Before Competition Groups | 12.2788 | 0 | 0 | 976.4966 | 0.012574 | 13 | Industrial_2025_SC C_GWh_Before Competition Groups_13 | HE Lighting | 1.257% | 0 | 12.2788 | Industrial_2025_SC C_GWh_Before Competition Groups_HE Lighting
Industrial | Ind ¦ Pulp and Paper Process Improvements | 2025 | SC C | GWh | Before Competition Groups | 10.0424 | 0 | 0 | 976.4966 | 0.010284 | 14 | Industrial_2025_SC C_GWh_Before Competition Groups_14 | Pulp and Paper Process Improvements | 1.028% | 0 | 10.0424 | Industrial_2025_SC C_GWh_Before Competition Groups_Pulp and Paper Process Improvements
Industrial | Ind ¦ Process Heat Recovery | 2025 | SC C | GWh | Before Competition Groups | 6.0889 | 0 | 0 | 976.4966 | 0.0062355 | 15 | Industrial_2025_SC C_GWh_Before Competition Groups_15 | Process Heat Recovery | 0.6235% | 0 | 6.0889 | Industrial_2025_SC C_GWh_Before Competition Groups_Process Heat Recovery
Industrial | Ind ¦ Refiner Plate Improvements | 2025 | SC C | GWh | Before Competition Groups | 5.656 | 0 | 0 | 976.4966 | 0.0057922 | 16 | Industrial_2025_SC C_GWh_Before Competition Groups_16 | Refiner Plate Improvements | 0.5792% | 0 | 5.656 | Industrial_2025_SC C_GWh_Before Competition Groups_Refiner Plate Improvements
Industrial | Ind ¦ Ventilation Optimization | 2025 | SC C | GWh | Before Competition Groups | 5.002 | 0 | 0 | 976.4966 | 0.0051224 | 17 | Industrial_2025_SC C_GWh_Before Competition Groups_17 | Ventilation Optimization | 0.5122% | 0 | 5.002 | Industrial_2025_SC C_GWh_Before Competition Groups_Ventilation Optimization
Industrial | Ind ¦ VAV Conversion Project | 2025 | SC C | GWh | Before Competition Groups | 4.5127 | 0 | 0 | 976.4966 | 0.0046214 | 18 | Industrial_2025_SC C_GWh_Before Competition Groups_18 | VAV Conversion Project | 0.4621% | 0 | 4.5127 | Industrial_2025_SC C_GWh_Before Competition Groups_VAV Conversion Project
Industrial | Ind ¦ High Efficiency Battery Charger | 2025 | SC C | GWh | Before Competition Groups | 4.0732 | 0 | 0 | 976.4966 | 0.0041713 | 19 | Industrial_2025_SC C_GWh_Before Competition Groups_19 | High Efficiency Battery Charger | 0.4171% | 0 | 4.0732 | Industrial_2025_SC C_GWh_Before Competition Groups_High Efficiency Battery Charger
Industrial | Ind ¦ Cooling Tower Optimization | 2025 | SC C | GWh | Before Competition Groups | 3.9273 | 0 | 0 | 976.4966 | 0.0040218 | 20 | Industrial_2025_SC C_GWh_Before Competition Groups_20 | Cooling Tower Optimization | 0.4022% | 0 | 3.9273 | Industrial_2025_SC C_GWh_Before Competition Groups_Cooling Tower Optimization
Industrial | Ind ¦ Improved Controls - Process Cooling | 2025 | SC C | GWh | Before Competition Groups | 3.6329 | 0 | 0 | 976.4966 | 0.0037203 | 21 | Industrial_2025_SC C_GWh_Before Competition Groups_21 | Improved Controls - Process Cooling | 0.372% | 0 | 3.6329 | Industrial_2025_SC C_GWh_Before Competition Groups_Improved Controls - Process Cooling
Industrial | Ind ¦ Refrigeration Compressor VFD | 2025 | SC C | GWh | Before Competition Groups | 3.1929 | 0 | 0 | 976.4966 | 0.0032697 | 22 | Industrial_2025_SC C_GWh_Before Competition Groups_22 | Refrigeration Compressor VFD | 0.327% | 0 | 3.1929 | Industrial_2025_SC C_GWh_Before Competition Groups_Refrigeration Compressor VFD
Industrial | Ind ¦ Process Improvements | 2025 | SC C | GWh | Before Competition Groups | 2.8989 | 0 | 0 | 976.4966 | 0.0029687 | 23 | Industrial_2025_SC C_GWh_Before Competition Groups_23 | Process Improvements | 0.2969% | 0 | 2.8989 | Industrial_2025_SC C_GWh_Before Competition Groups_Process Improvements
Industrial | Ind ¦ Improved Controls - Process Heating | 2025 | SC C | GWh | Before Competition Groups | 1.8156 | 0 | 0 | 976.4966 | 0.0018593 | 24 | Industrial_2025_SC C_GWh_Before Competition Groups_24 | Improved Controls - Process Heating | 0.1859% | 0 | 1.8156 | Industrial_2025_SC C_GWh_Before Competition Groups_Improved Controls - Process Heating
Industrial | Ind ¦ Engine Block Heater Timer | 2025 | SC C | GWh | Before Competition Groups | 1.0899 | 0 | 0 | 976.4966 | 0.0011162 | 25 | Industrial_2025_SC C_GWh_Before Competition Groups_25 | Engine Block Heater Timer | 0.1116% | 0 | 1.0899 | Industrial_2025_SC C_GWh_Before Competition Groups_Engine Block Heater Timer
Industrial | Ind ¦ Free Cooling | 2025 | SC C | GWh | Before Competition Groups | 0.99377 | 0 | 0 | 976.4966 | 0.0010177 | 26 | Industrial_2025_SC C_GWh_Before Competition Groups_26 | Free Cooling | 0.1018% | 0 | 0.99377 | Industrial_2025_SC C_GWh_Before Competition Groups_Free Cooling
Industrial | Ind ¦ Dairy Pre-Cooler | 2025 | SC C | GWh | Before Competition Groups | 0.74544 | 0 | 0 | 976.4966 | 0.00076338 | 27 | Industrial_2025_SC C_GWh_Before Competition Groups_27 | Dairy Pre-Cooler | 0.07634% | 0 | 0.74544 | Industrial_2025_SC C_GWh_Before Competition Groups_Dairy Pre-Cooler
Industrial | Ind ¦ Air Compressor Heat Recovery | 2025 | SC C | GWh | Before Competition Groups | 0.49808 | 0 | 0 | 976.4966 | 0.00051006 | 28 | Industrial_2025_SC C_GWh_Before Competition Groups_28 | Air Compressor Heat Recovery | 0.05101% | 0 | 0.49808 | Industrial_2025_SC C_GWh_Before Competition Groups_Air Compressor Heat Recovery
Industrial | Ind ¦ Efficient Refrigeration Compressor | 2025 | SC C | GWh | Before Competition Groups | 0.39601 | 0 | 0 | 976.4966 | 0.00040554 | 29 | Industrial_2025_SC C_GWh_Before Competition Groups_29 | Efficient Refrigeration Compressor | 0.04055% | 0 | 0.39601 | Industrial_2025_SC C_GWh_Before Competition Groups_Efficient Refrigeration Compressor
Industrial | Ind ¦ Efficient Irrigation | 2025 | SC C | GWh | Before Competition Groups | 0.389 | 0 | 0 | 976.4966 | 0.00039837 | 30 | Industrial_2025_SC C_GWh_Before Competition Groups_30 | Efficient Irrigation | 0.03984% | 0 | 0.389 | Industrial_2025_SC C_GWh_Before Competition Groups_Efficient Irrigation
Industrial | Ind ¦ Heat Lamps/Heat Pad | 2025 | SC C | GWh | Before Competition Groups | 0.07269 | 0 | 0 | 976.4966 | 7.444e-05 | 31 | Industrial_2025_SC C_GWh_Before Competition Groups_31 | Heat Lamps/Heat Pad | 0.007444% | 0 | 0.07269 | Industrial_2025_SC C_GWh_Before Competition Groups_Heat Lamps/Heat Pad
Industrial | Ind ¦ Dairy Water Heater | 2025 | SC C | GWh | Before Competition Groups | 0.052285 | 0 | 0 | 976.4966 | 5.3543e-05 | 32 | Industrial_2025_SC C_GWh_Before Competition Groups_32 | Dairy Water Heater | 0.005354% | 0 | 0.052285 | Industrial_2025_SC C_GWh_Before Competition Groups_Dairy Water Heater
Industrial | Ind ¦ Air Compressor Optimization | 2025 | SC D | GWh | Before Competition Groups | 186.1904 | 0 | 0 | 879.1288 | 0.21179 | 1 | Industrial_2025_SC D_GWh_Before Competition Groups_1 | Air Compressor Optimization | 21.18% | 0 | 186.1904 | Industrial_2025_SC D_GWh_Before Competition Groups_Air Compressor Optimization
Industrial | Ind ¦ Pump System Optimization | 2025 | SC D | GWh | Before Competition Groups | 160.2311 | 0 | 0 | 879.1288 | 0.18226 | 2 | Industrial_2025_SC D_GWh_Before Competition Groups_2 | Pump System Optimization | 18.23% | 0 | 160.2311 | Industrial_2025_SC D_GWh_Before Competition Groups_Pump System Optimization
Industrial | Ind ¦ Air Leak Survey and Repair | 2025 | SC D | GWh | Before Competition Groups | 101.9306 | 0 | 0 | 879.1288 | 0.11594 | 3 | Industrial_2025_SC D_GWh_Before Competition Groups_3 | Air Leak Survey and Repair | 11.59% | 0 | 101.9306 | Industrial_2025_SC D_GWh_Before Competition Groups_Air Leak Survey and Repair
Industrial | Ind ¦ SEM | 2025 | SC D | GWh | Before Competition Groups | 72.3027 | 0 | 0 | 879.1288 | 0.082244 | 4 | Industrial_2025_SC D_GWh_Before Competition Groups_4 | SEM | 8.224% | 0 | 72.3027 | Industrial_2025_SC D_GWh_Before Competition Groups_SEM
Industrial | Ind ¦ Pump Equipment Upgrade | 2025 | SC D | GWh | Before Competition Groups | 71.6181 | 0 | 0 | 879.1288 | 0.081465 | 5 | Industrial_2025_SC D_GWh_Before Competition Groups_5 | Pump Equipment Upgrade | 8.146% | 0 | 71.6181 | Industrial_2025_SC D_GWh_Before Competition Groups_Pump Equipment Upgrade
Industrial | Ind ¦ Recommissioning | 2025 | SC D | GWh | Before Competition Groups | 69.849 | 0 | 0 | 879.1288 | 0.079452 | 6 | Industrial_2025_SC D_GWh_Before Competition Groups_6 | Recommissioning | 7.945% | 0 | 69.849 | Industrial_2025_SC D_GWh_Before Competition Groups_Recommissioning
Industrial | Ind ¦ Efficient Compressed Air Nozzles | 2025 | SC D | GWh | Before Competition Groups | 49.6731 | 0 | 0 | 879.1288 | 0.056503 | 7 | Industrial_2025_SC D_GWh_Before Competition Groups_7 | Efficient Compressed Air Nozzles | 5.65% | 0 | 49.6731 | Industrial_2025_SC D_GWh_Before Competition Groups_Efficient Compressed Air Nozzles
Industrial | Ind ¦ High Efficiency HVAC Fans | 2025 | SC D | GWh | Before Competition Groups | 48.3617 | 0 | 0 | 879.1288 | 0.055011 | 8 | Industrial_2025_SC D_GWh_Before Competition Groups_8 | High Efficiency HVAC Fans | 5.501% | 0 | 48.3617 | Industrial_2025_SC D_GWh_Before Competition Groups_High Efficiency HVAC Fans
Industrial | Ind ¦ Fan System Optimization | 2025 | SC D | GWh | Before Competition Groups | 28.0909 | 0 | 0 | 879.1288 | 0.031953 | 9 | Industrial_2025_SC D_GWh_Before Competition Groups_9 | Fan System Optimization | 3.195% | 0 | 28.0909 | Industrial_2025_SC D_GWh_Before Competition Groups_Fan System Optimization
Industrial | Ind ¦ Greenhouse Grow Lights | 2025 | SC D | GWh | Before Competition Groups | 20.8707 | 0 | 0 | 879.1288 | 0.02374 | 10 | Industrial_2025_SC D_GWh_Before Competition Groups_10 | Greenhouse Grow Lights | 2.374% | 0 | 20.8707 | Industrial_2025_SC D_GWh_Before Competition Groups_Greenhouse Grow Lights
Industrial | Ind ¦ Material Handling Improvements | 2025 | SC D | GWh | Before Competition Groups | 18.5739 | 0 | 0 | 879.1288 | 0.021128 | 11 | Industrial_2025_SC D_GWh_Before Competition Groups_11 | Material Handling Improvements | 2.113% | 0 | 18.5739 | Industrial_2025_SC D_GWh_Before Competition Groups_Material Handling Improvements
Industrial | Ind ¦ Process Optimization (Elec) | 2025 | SC D | GWh | Before Competition Groups | 13.1847 | 0 | 0 | 879.1288 | 0.014997 | 12 | Industrial_2025_SC D_GWh_Before Competition Groups_12 | Process Optimization (Elec) | 1.5% | 0 | 13.1847 | Industrial_2025_SC D_GWh_Before Competition Groups_Process Optimization (Elec)
Industrial | Ind ¦ Refiner Plate Improvements | 2025 | SC D | GWh | Before Competition Groups | 5.656 | 0 | 0 | 879.1288 | 0.0064337 | 13 | Industrial_2025_SC D_GWh_Before Competition Groups_13 | Refiner Plate Improvements | 0.6434% | 0 | 5.656 | Industrial_2025_SC D_GWh_Before Competition Groups_Refiner Plate Improvements
Industrial | Ind ¦ Process Heat Recovery | 2025 | SC D | GWh | Before Competition Groups | 4.5989 | 0 | 0 | 879.1288 | 0.0052312 | 14 | Industrial_2025_SC D_GWh_Before Competition Groups_14 | Process Heat Recovery | 0.5231% | 0 | 4.5989 | Industrial_2025_SC D_GWh_Before Competition Groups_Process Heat Recovery
Industrial | Ind ¦ Ventilation Optimization | 2025 | SC D | GWh | Before Competition Groups | 4.3857 | 0 | 0 | 879.1288 | 0.0049887 | 15 | Industrial_2025_SC D_GWh_Before Competition Groups_15 | Ventilation Optimization | 0.4989% | 0 | 4.3857 | Industrial_2025_SC D_GWh_Before Competition Groups_Ventilation Optimization
Industrial | Ind ¦ Improved Controls - Process Cooling | 2025 | SC D | GWh | Before Competition Groups | 3.6329 | 0 | 0 | 879.1288 | 0.0041323 | 16 | Industrial_2025_SC D_GWh_Before Competition Groups_16 | Improved Controls - Process Cooling | 0.4132% | 0 | 3.6329 | Industrial_2025_SC D_GWh_Before Competition Groups_Improved Controls - Process Cooling
Industrial | Ind ¦ Cooling Tower Optimization | 2025 | SC D | GWh | Before Competition Groups | 3.5562 | 0 | 0 | 879.1288 | 0.0040452 | 17 | Industrial_2025_SC D_GWh_Before Competition Groups_17 | Cooling Tower Optimization | 0.4045% | 0 | 3.5562 | Industrial_2025_SC D_GWh_Before Competition Groups_Cooling Tower Optimization
Industrial | Ind ¦ VAV Conversion Project | 2025 | SC D | GWh | Before Competition Groups | 3.0813 | 0 | 0 | 879.1288 | 0.0035049 | 18 | Industrial_2025_SC D_GWh_Before Competition Groups_18 | VAV Conversion Project | 0.3505% | 0 | 3.0813 | Industrial_2025_SC D_GWh_Before Competition Groups_VAV Conversion Project
Industrial | Ind ¦ Process Improvements | 2025 | SC D | GWh | Before Competition Groups | 2.5428 | 0 | 0 | 879.1288 | 0.0028924 | 19 | Industrial_2025_SC D_GWh_Before Competition Groups_19 | Process Improvements | 0.2892% | 0 | 2.5428 | Industrial_2025_SC D_GWh_Before Competition Groups_Process Improvements
Industrial | Ind ¦ High Efficiency Battery Charger | 2025 | SC D | GWh | Before Competition Groups | 1.984 | 0 | 0 | 879.1288 | 0.0022568 | 20 | Industrial_2025_SC D_GWh_Before Competition Groups_20 | High Efficiency Battery Charger | 0.2257% | 0 | 1.984 | Industrial_2025_SC D_GWh_Before Competition Groups_High Efficiency Battery Charger
Industrial | Ind ¦ Refrigeration Compressor VFD | 2025 | SC D | GWh | Before Competition Groups | 1.858 | 0 | 0 | 879.1288 | 0.0021134 | 21 | Industrial_2025_SC D_GWh_Before Competition Groups_21 | Refrigeration Compressor VFD | 0.2113% | 0 | 1.858 | Industrial_2025_SC D_GWh_Before Competition Groups_Refrigeration Compressor VFD
Industrial | Ind ¦ Improved Controls - Process Heating | 2025 | SC D | GWh | Before Competition Groups | 1.6233 | 0 | 0 | 879.1288 | 0.0018465 | 22 | Industrial_2025_SC D_GWh_Before Competition Groups_22 | Improved Controls - Process Heating | 0.1847% | 0 | 1.6233 | Industrial_2025_SC D_GWh_Before Competition Groups_Improved Controls - Process Heating
Industrial | Ind ¦ HE Lighting | 2025 | SC D | GWh | Before Competition Groups | 1.3897 | 0 | 0 | 879.1288 | 0.0015807 | 23 | Industrial_2025_SC D_GWh_Before Competition Groups_23 | HE Lighting | 0.1581% | 0 | 1.3897 | Industrial_2025_SC D_GWh_Before Competition Groups_HE Lighting
Industrial | Ind ¦ Pulp and Paper Process Improvements | 2025 | SC D | GWh | Before Competition Groups | 1.2518 | 0 | 0 | 879.1288 | 0.0014239 | 24 | Industrial_2025_SC D_GWh_Before Competition Groups_24 | Pulp and Paper Process Improvements | 0.1424% | 0 | 1.2518 | Industrial_2025_SC D_GWh_Before Competition Groups_Pulp and Paper Process Improvements
Industrial | Ind ¦ Engine Block Heater Timer | 2025 | SC D | GWh | Before Competition Groups | 1.0332 | 0 | 0 | 879.1288 | 0.0011753 | 25 | Industrial_2025_SC D_GWh_Before Competition Groups_25 | Engine Block Heater Timer | 0.1175% | 0 | 1.0332 | Industrial_2025_SC D_GWh_Before Competition Groups_Engine Block Heater Timer
Industrial | Ind ¦ Air Compressor Heat Recovery | 2025 | SC D | GWh | Before Competition Groups | 0.45256 | 0 | 0 | 879.1288 | 0.00051478 | 26 | Industrial_2025_SC D_GWh_Before Competition Groups_26 | Air Compressor Heat Recovery | 0.05148% | 0 | 0.45256 | Industrial_2025_SC D_GWh_Before Competition Groups_Air Compressor Heat Recovery
Industrial | Ind ¦ Efficient Refrigeration Compressor | 2025 | SC D | GWh | Before Competition Groups | 0.39296 | 0 | 0 | 879.1288 | 0.00044698 | 27 | Industrial_2025_SC D_GWh_Before Competition Groups_27 | Efficient Refrigeration Compressor | 0.0447% | 0 | 0.39296 | Industrial_2025_SC D_GWh_Before Competition Groups_Efficient Refrigeration Compressor
Industrial | Ind ¦ Dairy Pre-Cooler | 2025 | SC D | GWh | Before Competition Groups | 0.37731 | 0 | 0 | 879.1288 | 0.00042919 | 28 | Industrial_2025_SC D_GWh_Before Competition Groups_28 | Dairy Pre-Cooler | 0.04292% | 0 | 0.37731 | Industrial_2025_SC D_GWh_Before Competition Groups_Dairy Pre-Cooler
Industrial | Ind ¦ Efficient Irrigation | 2025 | SC D | GWh | Before Competition Groups | 0.25662 | 0 | 0 | 879.1288 | 0.0002919 | 29 | Industrial_2025_SC D_GWh_Before Competition Groups_29 | Efficient Irrigation | 0.02919% | 0 | 0.25662 | Industrial_2025_SC D_GWh_Before Competition Groups_Efficient Irrigation
Industrial | Ind ¦ Free Cooling | 2025 | SC D | GWh | Before Competition Groups | 0.13484 | 0 | 0 | 879.1288 | 0.00015338 | 30 | Industrial_2025_SC D_GWh_Before Competition Groups_30 | Free Cooling | 0.01534% | 0 | 0.13484 | Industrial_2025_SC D_GWh_Before Competition Groups_Free Cooling
Industrial | Ind ¦ Heat Lamps/Heat Pad | 2025 | SC D | GWh | Before Competition Groups | 0.043976 | 0 | 0 | 879.1288 | 5.0023e-05 | 31 | Industrial_2025_SC D_GWh_Before Competition Groups_31 | Heat Lamps/Heat Pad | 0.005002% | 0 | 0.043976 | Industrial_2025_SC D_GWh_Before Competition Groups_Heat Lamps/Heat Pad
Industrial | Ind ¦ Pump System Optimization | 2025 | Technical | GWh | Before Competition Groups | 701.3823 | 0 | 0 | 5248.5858 | 0.13363 | 1 | Industrial_2025_Technical_GWh_Before Competition Groups_1 | Pump System Optimization | 13.36% | 0 | 701.3823 | Industrial_2025_Technical_GWh_Before Competition Groups_Pump System Optimization
Industrial | Ind ¦ Air Leak Survey and Repair | 2025 | Technical | GWh | Before Competition Groups | 611.9903 | 0 | 0 | 5248.5858 | 0.1166 | 2 | Industrial_2025_Technical_GWh_Before Competition Groups_2 | Air Leak Survey and Repair | 11.66% | 0 | 611.9903 | Industrial_2025_Technical_GWh_Before Competition Groups_Air Leak Survey and Repair
Industrial | Ind ¦ HE Lighting | 2025 | Technical | GWh | Before Competition Groups | 574.298 | 0 | 0 | 5248.5858 | 0.10942 | 3 | Industrial_2025_Technical_GWh_Before Competition Groups_3 | HE Lighting | 10.94% | 0 | 574.298 | Industrial_2025_Technical_GWh_Before Competition Groups_HE Lighting
Industrial | Ind ¦ Recommissioning | 2025 | Technical | GWh | Before Competition Groups | 440.2278 | 0 | 0 | 5248.5858 | 0.083876 | 4 | Industrial_2025_Technical_GWh_Before Competition Groups_4 | Recommissioning | 8.388% | 0 | 440.2278 | Industrial_2025_Technical_GWh_Before Competition Groups_Recommissioning
Industrial | Ind ¦ SEM | 2025 | Technical | GWh | Before Competition Groups | 440.2278 | 0 | 0 | 5248.5858 | 0.083876 | 5 | Industrial_2025_Technical_GWh_Before Competition Groups_5 | SEM | 8.388% | 0 | 440.2278 | Industrial_2025_Technical_GWh_Before Competition Groups_SEM
Industrial | Ind ¦ Air Compressor Optimization | 2025 | Technical | GWh | Before Competition Groups | 394.8304 | 0 | 0 | 5248.5858 | 0.075226 | 6 | Industrial_2025_Technical_GWh_Before Competition Groups_6 | Air Compressor Optimization | 7.523% | 0 | 394.8304 | Industrial_2025_Technical_GWh_Before Competition Groups_Air Compressor Optimization
Industrial | Ind ¦ Efficient Compressed Air Nozzles | 2025 | Technical | GWh | Before Competition Groups | 380.3914 | 0 | 0 | 5248.5858 | 0.072475 | 7 | Industrial_2025_Technical_GWh_Before Competition Groups_7 | Efficient Compressed Air Nozzles | 7.248% | 0 | 380.3914 | Industrial_2025_Technical_GWh_Before Competition Groups_Efficient Compressed Air Nozzles
Industrial | Ind ¦ Pump Equipment Upgrade | 2025 | Technical | GWh | Before Competition Groups | 322.3402 | 0 | 0 | 5248.5858 | 0.061415 | 8 | Industrial_2025_Technical_GWh_Before Competition Groups_8 | Pump Equipment Upgrade | 6.141% | 0 | 322.3402 | Industrial_2025_Technical_GWh_Before Competition Groups_Pump Equipment Upgrade
Industrial | Ind ¦ High Efficiency HVAC Fans | 2025 | Technical | GWh | Before Competition Groups | 217.2208 | 0 | 0 | 5248.5858 | 0.041387 | 9 | Industrial_2025_Technical_GWh_Before Competition Groups_9 | High Efficiency HVAC Fans | 4.139% | 0 | 217.2208 | Industrial_2025_Technical_GWh_Before Competition Groups_High Efficiency HVAC Fans
Industrial | Ind ¦ Process Optimization (Elec) | 2025 | Technical | GWh | Before Competition Groups | 179.6461 | 0 | 0 | 5248.5858 | 0.034228 | 10 | Industrial_2025_Technical_GWh_Before Competition Groups_10 | Process Optimization (Elec) | 3.423% | 0 | 179.6461 | Industrial_2025_Technical_GWh_Before Competition Groups_Process Optimization (Elec)
Industrial | Ind ¦ Premium Efficient Motors | 2025 | Technical | GWh | Before Competition Groups | 157.4179 | 0 | 0 | 5248.5858 | 0.029992 | 11 | Industrial_2025_Technical_GWh_Before Competition Groups_11 | Premium Efficient Motors | 2.999% | 0 | 157.4179 | Industrial_2025_Technical_GWh_Before Competition Groups_Premium Efficient Motors
Industrial | Ind ¦ Greenhouse Grow Lights | 2025 | Technical | GWh | Before Competition Groups | 145.6669 | 0 | 0 | 5248.5858 | 0.027754 | 12 | Industrial_2025_Technical_GWh_Before Competition Groups_12 | Greenhouse Grow Lights | 2.775% | 0 | 145.6669 | Industrial_2025_Technical_GWh_Before Competition Groups_Greenhouse Grow Lights
Industrial | Ind ¦ HE HVAC Controls | 2025 | Technical | GWh | Before Competition Groups | 79.578 | 0 | 0 | 5248.5858 | 0.015162 | 13 | Industrial_2025_Technical_GWh_Before Competition Groups_13 | HE HVAC Controls | 1.516% | 0 | 79.578 | Industrial_2025_Technical_GWh_Before Competition Groups_HE HVAC Controls
Industrial | Ind ¦ Pulp and Paper Process Improvements | 2025 | Technical | GWh | Before Competition Groups | 66.0926 | 0 | 0 | 5248.5858 | 0.012592 | 14 | Industrial_2025_Technical_GWh_Before Competition Groups_14 | Pulp and Paper Process Improvements | 1.259% | 0 | 66.0926 | Industrial_2025_Technical_GWh_Before Competition Groups_Pulp and Paper Process Improvements
Industrial | Ind ¦ Material Handling Improvements | 2025 | Technical | GWh | Before Competition Groups | 62.0552 | 0 | 0 | 5248.5858 | 0.011823 | 15 | Industrial_2025_Technical_GWh_Before Competition Groups_15 | Material Handling Improvements | 1.182% | 0 | 62.0552 | Industrial_2025_Technical_GWh_Before Competition Groups_Material Handling Improvements
Industrial | Ind ¦ Fan System Optimization | 2025 | Technical | GWh | Before Competition Groups | 59.7966 | 0 | 0 | 5248.5858 | 0.011393 | 16 | Industrial_2025_Technical_GWh_Before Competition Groups_16 | Fan System Optimization | 1.139% | 0 | 59.7966 | Industrial_2025_Technical_GWh_Before Competition Groups_Fan System Optimization
Industrial | Ind ¦ HE HVAC Units | 2025 | Technical | GWh | Before Competition Groups | 47.0257 | 0 | 0 | 5248.5858 | 0.0089597 | 17 | Industrial_2025_Technical_GWh_Before Competition Groups_17 | HE HVAC Units | 0.896% | 0 | 47.0257 | Industrial_2025_Technical_GWh_Before Competition Groups_HE HVAC Units
Industrial | Ind ¦ Refiner Plate Improvements | 2025 | Technical | GWh | Before Competition Groups | 45.3057 | 0 | 0 | 5248.5858 | 0.008632 | 18 | Industrial_2025_Technical_GWh_Before Competition Groups_18 | Refiner Plate Improvements | 0.8632% | 0 | 45.3057 | Industrial_2025_Technical_GWh_Before Competition Groups_Refiner Plate Improvements
Industrial | Ind ¦ Process Heat Recovery | 2025 | Technical | GWh | Before Competition Groups | 38.1971 | 0 | 0 | 5248.5858 | 0.0072776 | 19 | Industrial_2025_Technical_GWh_Before Competition Groups_19 | Process Heat Recovery | 0.7278% | 0 | 38.1971 | Industrial_2025_Technical_GWh_Before Competition Groups_Process Heat Recovery
Industrial | Ind ¦ Ventilation Optimization | 2025 | Technical | GWh | Before Competition Groups | 29.3869 | 0 | 0 | 5248.5858 | 0.005599 | 20 | Industrial_2025_Technical_GWh_Before Competition Groups_20 | Ventilation Optimization | 0.5599% | 0 | 29.3869 | Industrial_2025_Technical_GWh_Before Competition Groups_Ventilation Optimization
Industrial | Ind ¦ VAV Conversion Project | 2025 | Technical | GWh | Before Competition Groups | 26.4112 | 0 | 0 | 5248.5858 | 0.0050321 | 21 | Industrial_2025_Technical_GWh_Before Competition Groups_21 | VAV Conversion Project | 0.5032% | 0 | 26.4112 | Industrial_2025_Technical_GWh_Before Competition Groups_VAV Conversion Project
Industrial | Ind ¦ Cold Storage Retrofit | 2025 | Technical | GWh | Before Competition Groups | 24.3488 | 0 | 0 | 5248.5858 | 0.0046391 | 22 | Industrial_2025_Technical_GWh_Before Competition Groups_22 | Cold Storage Retrofit | 0.4639% | 0 | 24.3488 | Industrial_2025_Technical_GWh_Before Competition Groups_Cold Storage Retrofit
Industrial | Ind ¦ Synchronous Belts | 2025 | Technical | GWh | Before Competition Groups | 22.0726 | 0 | 0 | 5248.5858 | 0.0042054 | 23 | Industrial_2025_Technical_GWh_Before Competition Groups_23 | Synchronous Belts | 0.4205% | 0 | 22.0726 | Industrial_2025_Technical_GWh_Before Competition Groups_Synchronous Belts
Industrial | Ind ¦ Improved Controls - Process Cooling | 2025 | Technical | GWh | Before Competition Groups | 21.5402 | 0 | 0 | 5248.5858 | 0.004104 | 24 | Industrial_2025_Technical_GWh_Before Competition Groups_24 | Improved Controls - Process Cooling | 0.4104% | 0 | 21.5402 | Industrial_2025_Technical_GWh_Before Competition Groups_Improved Controls - Process Cooling
Industrial | Ind ¦ High Efficiency Battery Charger | 2025 | Technical | GWh | Before Competition Groups | 19.5417 | 0 | 0 | 5248.5858 | 0.0037232 | 25 | Industrial_2025_Technical_GWh_Before Competition Groups_25 | High Efficiency Battery Charger | 0.3723% | 0 | 19.5417 | Industrial_2025_Technical_GWh_Before Competition Groups_High Efficiency Battery Charger
Industrial | Ind ¦ Process Improvements | 2025 | Technical | GWh | Before Competition Groups | 17.9619 | 0 | 0 | 5248.5858 | 0.0034222 | 26 | Industrial_2025_Technical_GWh_Before Competition Groups_26 | Process Improvements | 0.3422% | 0 | 17.9619 | Industrial_2025_Technical_GWh_Before Competition Groups_Process Improvements
Industrial | Ind ¦ HVLS Fans | 2025 | Technical | GWh | Before Competition Groups | 16.3408 | 0 | 0 | 5248.5858 | 0.0031134 | 27 | Industrial_2025_Technical_GWh_Before Competition Groups_27 | HVLS Fans | 0.3113% | 0 | 16.3408 | Industrial_2025_Technical_GWh_Before Competition Groups_HVLS Fans
Industrial | Ind ¦ Efficient Irrigation | 2025 | Technical | GWh | Before Competition Groups | 15.9546 | 0 | 0 | 5248.5858 | 0.0030398 | 28 | Industrial_2025_Technical_GWh_Before Competition Groups_28 | Efficient Irrigation | 0.304% | 0 | 15.9546 | Industrial_2025_Technical_GWh_Before Competition Groups_Efficient Irrigation
Industrial | Ind ¦ Chiller Optimization | 2025 | Technical | GWh | Before Competition Groups | 11.568 | 0 | 0 | 5248.5858 | 0.002204 | 29 | Industrial_2025_Technical_GWh_Before Competition Groups_29 | Chiller Optimization | 0.2204% | 0 | 11.568 | Industrial_2025_Technical_GWh_Before Competition Groups_Chiller Optimization
Industrial | Ind ¦ Improved Controls - Process Heating | 2025 | Technical | GWh | Before Competition Groups | 10.7912 | 0 | 0 | 5248.5858 | 0.002056 | 30 | Industrial_2025_Technical_GWh_Before Competition Groups_30 | Improved Controls - Process Heating | 0.2056% | 0 | 10.7912 | Industrial_2025_Technical_GWh_Before Competition Groups_Improved Controls - Process Heating
Industrial | Ind ¦ Refrigeration Compressor VFD | 2025 | Technical | GWh | Before Competition Groups | 10.7336 | 0 | 0 | 5248.5858 | 0.0020451 | 31 | Industrial_2025_Technical_GWh_Before Competition Groups_31 | Refrigeration Compressor VFD | 0.2045% | 0 | 10.7336 | Industrial_2025_Technical_GWh_Before Competition Groups_Refrigeration Compressor VFD
Industrial | Ind ¦ Efficient Transformer | 2025 | Technical | GWh | Before Competition Groups | 9.7709 | 0 | 0 | 5248.5858 | 0.0018616 | 32 | Industrial_2025_Technical_GWh_Before Competition Groups_32 | Efficient Transformer | 0.1862% | 0 | 9.7709 | Industrial_2025_Technical_GWh_Before Competition Groups_Efficient Transformer
Industrial | Ind ¦ Cooling Tower Optimization | 2025 | Technical | GWh | Before Competition Groups | 9.0174 | 0 | 0 | 5248.5858 | 0.0017181 | 33 | Industrial_2025_Technical_GWh_Before Competition Groups_33 | Cooling Tower Optimization | 0.1718% | 0 | 9.0174 | Industrial_2025_Technical_GWh_Before Competition Groups_Cooling Tower Optimization
Industrial | Ind ¦ High Efficiency Welders | 2025 | Technical | GWh | Before Competition Groups | 7.8853 | 0 | 0 | 5248.5858 | 0.0015024 | 34 | Industrial_2025_Technical_GWh_Before Competition Groups_34 | High Efficiency Welders | 0.1502% | 0 | 7.8853 | Industrial_2025_Technical_GWh_Before Competition Groups_High Efficiency Welders
Industrial | Ind ¦ Engine Block Heater Timer | 2025 | Technical | GWh | Before Competition Groups | 6.852 | 0 | 0 | 5248.5858 | 0.0013055 | 35 | Industrial_2025_Technical_GWh_Before Competition Groups_35 | Engine Block Heater Timer | 0.1306% | 0 | 6.852 | Industrial_2025_Technical_GWh_Before Competition Groups_Engine Block Heater Timer
Industrial | Ind ¦ Low Energy Livestock Waterers | 2025 | Technical | GWh | Before Competition Groups | 5.9231 | 0 | 0 | 5248.5858 | 0.0011285 | 36 | Industrial_2025_Technical_GWh_Before Competition Groups_36 | Low Energy Livestock Waterers | 0.1129% | 0 | 5.9231 | Industrial_2025_Technical_GWh_Before Competition Groups_Low Energy Livestock Waterers
Industrial | Ind ¦ Free Cooling | 2025 | Technical | GWh | Before Competition Groups | 5.4434 | 0 | 0 | 5248.5858 | 0.0010371 | 37 | Industrial_2025_Technical_GWh_Before Competition Groups_37 | Free Cooling | 0.1037% | 0 | 5.4434 | Industrial_2025_Technical_GWh_Before Competition Groups_Free Cooling
Industrial | Ind ¦ Dairy Pre-Cooler | 2025 | Technical | GWh | Before Competition Groups | 4.3666 | 0 | 0 | 5248.5858 | 0.00083197 | 38 | Industrial_2025_Technical_GWh_Before Competition Groups_38 | Dairy Pre-Cooler | 0.0832% | 0 | 4.3666 | Industrial_2025_Technical_GWh_Before Competition Groups_Dairy Pre-Cooler
Industrial | Ind ¦ Air Compressor Heat Recovery | 2025 | Technical | GWh | Before Competition Groups | 2.9894 | 0 | 0 | 5248.5858 | 0.00056956 | 39 | Industrial_2025_Technical_GWh_Before Competition Groups_39 | Air Compressor Heat Recovery | 0.05696% | 0 | 2.9894 | Industrial_2025_Technical_GWh_Before Competition Groups_Air Compressor Heat Recovery
Industrial | Ind ¦ Optimize Compressed Air Dryer | 2025 | Technical | GWh | Before Competition Groups | 2.1512 | 0 | 0 | 5248.5858 | 0.00040987 | 40 | Industrial_2025_Technical_GWh_Before Competition Groups_40 | Optimize Compressed Air Dryer | 0.04099% | 0 | 2.1512 | Industrial_2025_Technical_GWh_Before Competition Groups_Optimize Compressed Air Dryer
Industrial | Ind ¦ Heat Lamps/Heat Pad | 2025 | Technical | GWh | Before Competition Groups | 1.4103 | 0 | 0 | 5248.5858 | 0.0002687 | 41 | Industrial_2025_Technical_GWh_Before Competition Groups_41 | Heat Lamps/Heat Pad | 0.02687% | 0 | 1.4103 | Industrial_2025_Technical_GWh_Before Competition Groups_Heat Lamps/Heat Pad
Industrial | Ind ¦ Creep Heat Controller | 2025 | Technical | GWh | Before Competition Groups | 0.92291 | 0 | 0 | 5248.5858 | 0.00017584 | 42 | Industrial_2025_Technical_GWh_Before Competition Groups_42 | Creep Heat Controller | 0.01758% | 0 | 0.92291 | Industrial_2025_Technical_GWh_Before Competition Groups_Creep Heat Controller
Industrial | Ind ¦ Efficient Refrigeration Compressor | 2025 | Technical | GWh | Before Competition Groups | 0.91428 | 0 | 0 | 5248.5858 | 0.0001742 | 43 | Industrial_2025_Technical_GWh_Before Competition Groups_43 | Efficient Refrigeration Compressor | 0.01742% | 0 | 0.91428 | Industrial_2025_Technical_GWh_Before Competition Groups_Efficient Refrigeration Compressor
Industrial | Ind ¦ Dual and Natural Exhaust Ventilation Systems | 2025 | Technical | GWh | Before Competition Groups | 0.33908 | 0 | 0 | 5248.5858 | 6.4604e-05 | 44 | Industrial_2025_Technical_GWh_Before Competition Groups_44 | Dual and Natural Exhaust Ventilation Systems | 0.00646% | 0 | 0.33908 | Industrial_2025_Technical_GWh_Before Competition Groups_Dual and Natural Exhaust Ventilation Systems
Industrial | Ind ¦ Dairy Water Heater | 2025 | Technical | GWh | Before Competition Groups | 0.25728 | 0 | 0 | 5248.5858 | 4.9018e-05 | 45 | Industrial_2025_Technical_GWh_Before Competition Groups_45 | Dairy Water Heater | 0.004902% | 0 | 0.25728 | Industrial_2025_Technical_GWh_Before Competition Groups_Dairy Water Heater
Industrial | Ind ¦ Pump System Optimization | 2026 | Economic | GWh | Before Competition Groups | 701.6631 | 0 | 0 | 4511.0983 | 0.15554 | 1 | Industrial_2026_Economic_GWh_Before Competition Groups_1 | Pump System Optimization | 15.55% | 0 | 701.6631 | Industrial_2026_Economic_GWh_Before Competition Groups_Pump System Optimization
Industrial | Ind ¦ Air Leak Survey and Repair | 2026 | Economic | GWh | Before Competition Groups | 612.9279 | 0 | 0 | 4511.0983 | 0.13587 | 2 | Industrial_2026_Economic_GWh_Before Competition Groups_2 | Air Leak Survey and Repair | 13.59% | 0 | 612.9279 | Industrial_2026_Economic_GWh_Before Competition Groups_Air Leak Survey and Repair
Industrial | Ind ¦ Recommissioning | 2026 | Economic | GWh | Before Competition Groups | 437.5636 | 0 | 0 | 4511.0983 | 0.096997 | 3 | Industrial_2026_Economic_GWh_Before Competition Groups_3 | Recommissioning | 9.7% | 0 | 437.5636 | Industrial_2026_Economic_GWh_Before Competition Groups_Recommissioning
Industrial | Ind ¦ SEM | 2026 | Economic | GWh | Before Competition Groups | 437.5636 | 0 | 0 | 4511.0983 | 0.096997 | 4 | Industrial_2026_Economic_GWh_Before Competition Groups_4 | SEM | 9.7% | 0 | 437.5636 | Industrial_2026_Economic_GWh_Before Competition Groups_SEM
Industrial | Ind ¦ Air Compressor Optimization | 2026 | Economic | GWh | Before Competition Groups | 406.1893 | 0 | 0 | 4511.0983 | 0.090042 | 5 | Industrial_2026_Economic_GWh_Before Competition Groups_5 | Air Compressor Optimization | 9.004% | 0 | 406.1893 | Industrial_2026_Economic_GWh_Before Competition Groups_Air Compressor Optimization
Industrial | Ind ¦ Efficient Compressed Air Nozzles | 2026 | Economic | GWh | Before Competition Groups | 394.4763 | 0 | 0 | 4511.0983 | 0.087446 | 6 | Industrial_2026_Economic_GWh_Before Competition Groups_6 | Efficient Compressed Air Nozzles | 8.745% | 0 | 394.4763 | Industrial_2026_Economic_GWh_Before Competition Groups_Efficient Compressed Air Nozzles
Industrial | Ind ¦ Pump Equipment Upgrade | 2026 | Economic | GWh | Before Competition Groups | 332.1996 | 0 | 0 | 4511.0983 | 0.073641 | 7 | Industrial_2026_Economic_GWh_Before Competition Groups_7 | Pump Equipment Upgrade | 7.364% | 0 | 332.1996 | Industrial_2026_Economic_GWh_Before Competition Groups_Pump Equipment Upgrade
Industrial | Ind ¦ High Efficiency HVAC Fans | 2026 | Economic | GWh | Before Competition Groups | 219.952 | 0 | 0 | 4511.0983 | 0.048758 | 8 | Industrial_2026_Economic_GWh_Before Competition Groups_8 | High Efficiency HVAC Fans | 4.876% | 0 | 219.952 | Industrial_2026_Economic_GWh_Before Competition Groups_High Efficiency HVAC Fans
Industrial | Ind ¦ HE Lighting | 2026 | Economic | GWh | Before Competition Groups | 215.0596 | 0 | 0 | 4511.0983 | 0.047673 | 9 | Industrial_2026_Economic_GWh_Before Competition Groups_9 | HE Lighting | 4.767% | 0 | 215.0596 | Industrial_2026_Economic_GWh_Before Competition Groups_HE Lighting
Industrial | Ind ¦ Process Optimization (Elec) | 2026 | Economic | GWh | Before Competition Groups | 178.3533 | 0 | 0 | 4511.0983 | 0.039537 | 10 | Industrial_2026_Economic_GWh_Before Competition Groups_10 | Process Optimization (Elec) | 3.954% | 0 | 178.3533 | Industrial_2026_Economic_GWh_Before Competition Groups_Process Optimization (Elec)
Industrial | Ind ¦ Greenhouse Grow Lights | 2026 | Economic | GWh | Before Competition Groups | 148.8252 | 0 | 0 | 4511.0983 | 0.032991 | 11 | Industrial_2026_Economic_GWh_Before Competition Groups_11 | Greenhouse Grow Lights | 3.299% | 0 | 148.8252 | Industrial_2026_Economic_GWh_Before Competition Groups_Greenhouse Grow Lights
Industrial | Ind ¦ Pulp and Paper Process Improvements | 2026 | Economic | GWh | Before Competition Groups | 65.9485 | 0 | 0 | 4511.0983 | 0.014619 | 12 | Industrial_2026_Economic_GWh_Before Competition Groups_12 | Pulp and Paper Process Improvements | 1.462% | 0 | 65.9485 | Industrial_2026_Economic_GWh_Before Competition Groups_Pulp and Paper Process Improvements
Industrial | Ind ¦ Material Handling Improvements | 2026 | Economic | GWh | Before Competition Groups | 63.9161 | 0 | 0 | 4511.0983 | 0.014169 | 13 | Industrial_2026_Economic_GWh_Before Competition Groups_13 | Material Handling Improvements | 1.417% | 0 | 63.9161 | Industrial_2026_Economic_GWh_Before Competition Groups_Material Handling Improvements
Industrial | Ind ¦ Fan System Optimization | 2026 | Economic | GWh | Before Competition Groups | 61.0596 | 0 | 0 | 4511.0983 | 0.013535 | 14 | Industrial_2026_Economic_GWh_Before Competition Groups_14 | Fan System Optimization | 1.354% | 0 | 61.0596 | Industrial_2026_Economic_GWh_Before Competition Groups_Fan System Optimization
Industrial | Ind ¦ Refiner Plate Improvements | 2026 | Economic | GWh | Before Competition Groups | 46.7669 | 0 | 0 | 4511.0983 | 0.010367 | 15 | Industrial_2026_Economic_GWh_Before Competition Groups_15 | Refiner Plate Improvements | 1.037% | 0 | 46.7669 | Industrial_2026_Economic_GWh_Before Competition Groups_Refiner Plate Improvements
Industrial | Ind ¦ Process Heat Recovery | 2026 | Economic | GWh | Before Competition Groups | 37.8185 | 0 | 0 | 4511.0983 | 0.0083834 | 16 | Industrial_2026_Economic_GWh_Before Competition Groups_16 | Process Heat Recovery | 0.8383% | 0 | 37.8185 | Industrial_2026_Economic_GWh_Before Competition Groups_Process Heat Recovery
Industrial | Ind ¦ VAV Conversion Project | 2026 | Economic | GWh | Before Competition Groups | 25.6947 | 0 | 0 | 4511.0983 | 0.0056959 | 17 | Industrial_2026_Economic_GWh_Before Competition Groups_17 | VAV Conversion Project | 0.5696% | 0 | 25.6947 | Industrial_2026_Economic_GWh_Before Competition Groups_VAV Conversion Project
Industrial | Ind ¦ Improved Controls - Process Cooling | 2026 | Economic | GWh | Before Competition Groups | 21.326 | 0 | 0 | 4511.0983 | 0.0047274 | 18 | Industrial_2026_Economic_GWh_Before Competition Groups_18 | Improved Controls - Process Cooling | 0.4727% | 0 | 21.326 | Industrial_2026_Economic_GWh_Before Competition Groups_Improved Controls - Process Cooling
Industrial | Ind ¦ High Efficiency Battery Charger | 2026 | Economic | GWh | Before Competition Groups | 19.9918 | 0 | 0 | 4511.0983 | 0.0044317 | 19 | Industrial_2026_Economic_GWh_Before Competition Groups_19 | High Efficiency Battery Charger | 0.4432% | 0 | 19.9918 | Industrial_2026_Economic_GWh_Before Competition Groups_High Efficiency Battery Charger
Industrial | Ind ¦ Process Improvements | 2026 | Economic | GWh | Before Competition Groups | 17.8307 | 0 | 0 | 4511.0983 | 0.0039526 | 20 | Industrial_2026_Economic_GWh_Before Competition Groups_20 | Process Improvements | 0.3953% | 0 | 17.8307 | Industrial_2026_Economic_GWh_Before Competition Groups_Process Improvements
Industrial | Ind ¦ Refrigeration Compressor VFD | 2026 | Economic | GWh | Before Competition Groups | 11.0246 | 0 | 0 | 4511.0983 | 0.0024439 | 21 | Industrial_2026_Economic_GWh_Before Competition Groups_21 | Refrigeration Compressor VFD | 0.2444% | 0 | 11.0246 | Industrial_2026_Economic_GWh_Before Competition Groups_Refrigeration Compressor VFD
Industrial | Ind ¦ Improved Controls - Process Heating | 2026 | Economic | GWh | Before Competition Groups | 10.7888 | 0 | 0 | 4511.0983 | 0.0023916 | 22 | Industrial_2026_Economic_GWh_Before Competition Groups_22 | Improved Controls - Process Heating | 0.2392% | 0 | 10.7888 | Industrial_2026_Economic_GWh_Before Competition Groups_Improved Controls - Process Heating
Industrial | Ind ¦ Ventilation Optimization | 2026 | Economic | GWh | Before Competition Groups | 9.8975 | 0 | 0 | 4511.0983 | 0.002194 | 23 | Industrial_2026_Economic_GWh_Before Competition Groups_23 | Ventilation Optimization | 0.2194% | 0 | 9.8975 | Industrial_2026_Economic_GWh_Before Competition Groups_Ventilation Optimization
Industrial | Ind ¦ Cooling Tower Optimization | 2026 | Economic | GWh | Before Competition Groups | 9.0023 | 0 | 0 | 4511.0983 | 0.0019956 | 24 | Industrial_2026_Economic_GWh_Before Competition Groups_24 | Cooling Tower Optimization | 0.1996% | 0 | 9.0023 | Industrial_2026_Economic_GWh_Before Competition Groups_Cooling Tower Optimization
Industrial | Ind ¦ Efficient Irrigation | 2026 | Economic | GWh | Before Competition Groups | 6.86 | 0 | 0 | 4511.0983 | 0.0015207 | 25 | Industrial_2026_Economic_GWh_Before Competition Groups_25 | Efficient Irrigation | 0.1521% | 0 | 6.86 | Industrial_2026_Economic_GWh_Before Competition Groups_Efficient Irrigation
Industrial | Ind ¦ Engine Block Heater Timer | 2026 | Economic | GWh | Before Competition Groups | 6.8062 | 0 | 0 | 4511.0983 | 0.0015088 | 26 | Industrial_2026_Economic_GWh_Before Competition Groups_26 | Engine Block Heater Timer | 0.1509% | 0 | 6.8062 | Industrial_2026_Economic_GWh_Before Competition Groups_Engine Block Heater Timer
Industrial | Ind ¦ Free Cooling | 2026 | Economic | GWh | Before Competition Groups | 5.4301 | 0 | 0 | 4511.0983 | 0.0012037 | 27 | Industrial_2026_Economic_GWh_Before Competition Groups_27 | Free Cooling | 0.1204% | 0 | 5.4301 | Industrial_2026_Economic_GWh_Before Competition Groups_Free Cooling
Industrial | Ind ¦ Air Compressor Heat Recovery | 2026 | Economic | GWh | Before Competition Groups | 2.9761 | 0 | 0 | 4511.0983 | 0.00065972 | 28 | Industrial_2026_Economic_GWh_Before Competition Groups_28 | Air Compressor Heat Recovery | 0.06597% | 0 | 2.9761 | Industrial_2026_Economic_GWh_Before Competition Groups_Air Compressor Heat Recovery
Industrial | Ind ¦ Dairy Pre-Cooler | 2026 | Economic | GWh | Before Competition Groups | 2.0969 | 0 | 0 | 4511.0983 | 0.00046484 | 29 | Industrial_2026_Economic_GWh_Before Competition Groups_29 | Dairy Pre-Cooler | 0.04648% | 0 | 2.0969 | Industrial_2026_Economic_GWh_Before Competition Groups_Dairy Pre-Cooler
Industrial | Ind ¦ Efficient Refrigeration Compressor | 2026 | Economic | GWh | Before Competition Groups | 0.93675 | 0 | 0 | 4511.0983 | 0.00020766 | 30 | Industrial_2026_Economic_GWh_Before Competition Groups_30 | Efficient Refrigeration Compressor | 0.02077% | 0 | 0.93675 | Industrial_2026_Economic_GWh_Before Competition Groups_Efficient Refrigeration Compressor
Industrial | Ind ¦ Dairy Water Heater | 2026 | Economic | GWh | Before Competition Groups | 0.10604 | 0 | 0 | 4511.0983 | 2.3506e-05 | 31 | Industrial_2026_Economic_GWh_Before Competition Groups_31 | Dairy Water Heater | 0.002351% | 0 | 0.10604 | Industrial_2026_Economic_GWh_Before Competition Groups_Dairy Water Heater
Industrial | Ind ¦ Heat Lamps/Heat Pad | 2026 | Economic | GWh | Before Competition Groups | 0.046369 | 0 | 0 | 4511.0983 | 1.0279e-05 | 32 | Industrial_2026_Economic_GWh_Before Competition Groups_32 | Heat Lamps/Heat Pad | 0.001028% | 0 | 0.046369 | Industrial_2026_Economic_GWh_Before Competition Groups_Heat Lamps/Heat Pad
Industrial | Ind ¦ Air Compressor Optimization | 2026 | SC A | GWh | Before Competition Groups | 216.3156 | 0 | 0 | 1068.412 | 0.20246 | 1 | Industrial_2026_SC A_GWh_Before Competition Groups_1 | Air Compressor Optimization | 20.25% | 0 | 216.3156 | Industrial_2026_SC A_GWh_Before Competition Groups_Air Compressor Optimization
Industrial | Ind ¦ Pump System Optimization | 2026 | SC A | GWh | Before Competition Groups | 200.1111 | 0 | 0 | 1068.412 | 0.1873 | 2 | Industrial_2026_SC A_GWh_Before Competition Groups_2 | Pump System Optimization | 18.73% | 0 | 200.1111 | Industrial_2026_SC A_GWh_Before Competition Groups_Pump System Optimization
Industrial | Ind ¦ Air Leak Survey and Repair | 2026 | SC A | GWh | Before Competition Groups | 122.5962 | 0 | 0 | 1068.412 | 0.11475 | 3 | Industrial_2026_SC A_GWh_Before Competition Groups_3 | Air Leak Survey and Repair | 11.47% | 0 | 122.5962 | Industrial_2026_SC A_GWh_Before Competition Groups_Air Leak Survey and Repair
Industrial | Ind ¦ Pump Equipment Upgrade | 2026 | SC A | GWh | Before Competition Groups | 89.8188 | 0 | 0 | 1068.412 | 0.084068 | 4 | Industrial_2026_SC A_GWh_Before Competition Groups_4 | Pump Equipment Upgrade | 8.407% | 0 | 89.8188 | Industrial_2026_SC A_GWh_Before Competition Groups_Pump Equipment Upgrade
Industrial | Ind ¦ Recommissioning | 2026 | SC A | GWh | Before Competition Groups | 86.789 | 0 | 0 | 1068.412 | 0.081232 | 5 | Industrial_2026_SC A_GWh_Before Competition Groups_5 | Recommissioning | 8.123% | 0 | 86.789 | Industrial_2026_SC A_GWh_Before Competition Groups_Recommissioning
Industrial | Ind ¦ SEM | 2026 | SC A | GWh | Before Competition Groups | 86.789 | 0 | 0 | 1068.412 | 0.081232 | 6 | Industrial_2026_SC A_GWh_Before Competition Groups_6 | SEM | 8.123% | 0 | 86.789 | Industrial_2026_SC A_GWh_Before Competition Groups_SEM
Industrial | Ind ¦ Efficient Compressed Air Nozzles | 2026 | SC A | GWh | Before Competition Groups | 61.3446 | 0 | 0 | 1068.412 | 0.057417 | 7 | Industrial_2026_SC A_GWh_Before Competition Groups_7 | Efficient Compressed Air Nozzles | 5.742% | 0 | 61.3446 | Industrial_2026_SC A_GWh_Before Competition Groups_Efficient Compressed Air Nozzles
Industrial | Ind ¦ High Efficiency HVAC Fans | 2026 | SC A | GWh | Before Competition Groups | 59.2731 | 0 | 0 | 1068.412 | 0.055478 | 8 | Industrial_2026_SC A_GWh_Before Competition Groups_8 | High Efficiency HVAC Fans | 5.548% | 0 | 59.2731 | Industrial_2026_SC A_GWh_Before Competition Groups_High Efficiency HVAC Fans
Industrial | Ind ¦ Fan System Optimization | 2026 | SC A | GWh | Before Competition Groups | 30.3512 | 0 | 0 | 1068.412 | 0.028408 | 9 | Industrial_2026_SC A_GWh_Before Competition Groups_9 | Fan System Optimization | 2.841% | 0 | 30.3512 | Industrial_2026_SC A_GWh_Before Competition Groups_Fan System Optimization
Industrial | Ind ¦ Greenhouse Grow Lights | 2026 | SC A | GWh | Before Competition Groups | 27.6816 | 0 | 0 | 1068.412 | 0.025909 | 10 | Industrial_2026_SC A_GWh_Before Competition Groups_10 | Greenhouse Grow Lights | 2.591% | 0 | 27.6816 | Industrial_2026_SC A_GWh_Before Competition Groups_Greenhouse Grow Lights
Industrial | Ind ¦ Material Handling Improvements | 2026 | SC A | GWh | Before Competition Groups | 21.3634 | 0 | 0 | 1068.412 | 0.019995 | 11 | Industrial_2026_SC A_GWh_Before Competition Groups_11 | Material Handling Improvements | 2% | 0 | 21.3634 | Industrial_2026_SC A_GWh_Before Competition Groups_Material Handling Improvements
Industrial | Ind ¦ Process Optimization (Elec) | 2026 | SC A | GWh | Before Competition Groups | 15.6994 | 0 | 0 | 1068.412 | 0.014694 | 12 | Industrial_2026_SC A_GWh_Before Competition Groups_12 | Process Optimization (Elec) | 1.469% | 0 | 15.6994 | Industrial_2026_SC A_GWh_Before Competition Groups_Process Optimization (Elec)
Industrial | Ind ¦ Process Heat Recovery | 2026 | SC A | GWh | Before Competition Groups | 7.2981 | 0 | 0 | 1068.412 | 0.0068308 | 13 | Industrial_2026_SC A_GWh_Before Competition Groups_13 | Process Heat Recovery | 0.6831% | 0 | 7.2981 | Industrial_2026_SC A_GWh_Before Competition Groups_Process Heat Recovery
Industrial | Ind ¦ Refiner Plate Improvements | 2026 | SC A | GWh | Before Competition Groups | 6.9475 | 0 | 0 | 1068.412 | 0.0065027 | 14 | Industrial_2026_SC A_GWh_Before Competition Groups_14 | Refiner Plate Improvements | 0.6503% | 0 | 6.9475 | Industrial_2026_SC A_GWh_Before Competition Groups_Refiner Plate Improvements
Industrial | Ind ¦ VAV Conversion Project | 2026 | SC A | GWh | Before Competition Groups | 5.2883 | 0 | 0 | 1068.412 | 0.0049497 | 15 | Industrial_2026_SC A_GWh_Before Competition Groups_15 | VAV Conversion Project | 0.495% | 0 | 5.2883 | Industrial_2026_SC A_GWh_Before Competition Groups_VAV Conversion Project
Industrial | Ind ¦ Pulp and Paper Process Improvements | 2026 | SC A | GWh | Before Competition Groups | 4.7891 | 0 | 0 | 1068.412 | 0.0044824 | 16 | Industrial_2026_SC A_GWh_Before Competition Groups_16 | Pulp and Paper Process Improvements | 0.4482% | 0 | 4.7891 | Industrial_2026_SC A_GWh_Before Competition Groups_Pulp and Paper Process Improvements
Industrial | Ind ¦ Improved Controls - Process Cooling | 2026 | SC A | GWh | Before Competition Groups | 4.355 | 0 | 0 | 1068.412 | 0.0040761 | 17 | Industrial_2026_SC A_GWh_Before Competition Groups_17 | Improved Controls - Process Cooling | 0.4076% | 0 | 4.355 | Industrial_2026_SC A_GWh_Before Competition Groups_Improved Controls - Process Cooling
Industrial | Ind ¦ HE Lighting | 2026 | SC A | GWh | Before Competition Groups | 3.4204 | 0 | 0 | 1068.412 | 0.0032014 | 18 | Industrial_2026_SC A_GWh_Before Competition Groups_18 | HE Lighting | 0.3201% | 0 | 3.4204 | Industrial_2026_SC A_GWh_Before Competition Groups_HE Lighting
Industrial | Ind ¦ Process Improvements | 2026 | SC A | GWh | Before Competition Groups | 3.3177 | 0 | 0 | 1068.412 | 0.0031053 | 19 | Industrial_2026_SC A_GWh_Before Competition Groups_19 | Process Improvements | 0.3105% | 0 | 3.3177 | Industrial_2026_SC A_GWh_Before Competition Groups_Process Improvements
Industrial | Ind ¦ High Efficiency Battery Charger | 2026 | SC A | GWh | Before Competition Groups | 3.2316 | 0 | 0 | 1068.412 | 0.0030247 | 20 | Industrial_2026_SC A_GWh_Before Competition Groups_20 | High Efficiency Battery Charger | 0.3025% | 0 | 3.2316 | Industrial_2026_SC A_GWh_Before Competition Groups_High Efficiency Battery Charger
Industrial | Ind ¦ Refrigeration Compressor VFD | 2026 | SC A | GWh | Before Competition Groups | 2.7319 | 0 | 0 | 1068.412 | 0.002557 | 21 | Industrial_2026_SC A_GWh_Before Competition Groups_21 | Refrigeration Compressor VFD | 0.2557% | 0 | 2.7319 | Industrial_2026_SC A_GWh_Before Competition Groups_Refrigeration Compressor VFD
Industrial | Ind ¦ Ventilation Optimization | 2026 | SC A | GWh | Before Competition Groups | 2.5 | 0 | 0 | 1068.412 | 0.0023399 | 22 | Industrial_2026_SC A_GWh_Before Competition Groups_22 | Ventilation Optimization | 0.234% | 0 | 2.5 | Industrial_2026_SC A_GWh_Before Competition Groups_Ventilation Optimization
Industrial | Ind ¦ Improved Controls - Process Heating | 2026 | SC A | GWh | Before Competition Groups | 2.1827 | 0 | 0 | 1068.412 | 0.0020429 | 23 | Industrial_2026_SC A_GWh_Before Competition Groups_23 | Improved Controls - Process Heating | 0.2043% | 0 | 2.1827 | Industrial_2026_SC A_GWh_Before Competition Groups_Improved Controls - Process Heating
Industrial | Ind ¦ Engine Block Heater Timer | 2026 | SC A | GWh | Before Competition Groups | 1.3042 | 0 | 0 | 1068.412 | 0.0012207 | 24 | Industrial_2026_SC A_GWh_Before Competition Groups_24 | Engine Block Heater Timer | 0.1221% | 0 | 1.3042 | Industrial_2026_SC A_GWh_Before Competition Groups_Engine Block Heater Timer
Industrial | Ind ¦ Dairy Pre-Cooler | 2026 | SC A | GWh | Before Competition Groups | 0.7219 | 0 | 0 | 1068.412 | 0.00067568 | 25 | Industrial_2026_SC A_GWh_Before Competition Groups_25 | Dairy Pre-Cooler | 0.06757% | 0 | 0.7219 | Industrial_2026_SC A_GWh_Before Competition Groups_Dairy Pre-Cooler
Industrial | Ind ¦ Air Compressor Heat Recovery | 2026 | SC A | GWh | Before Competition Groups | 0.59765 | 0 | 0 | 1068.412 | 0.00055938 | 26 | Industrial_2026_SC A_GWh_Before Competition Groups_26 | Air Compressor Heat Recovery | 0.05594% | 0 | 0.59765 | Industrial_2026_SC A_GWh_Before Competition Groups_Air Compressor Heat Recovery
Industrial | Ind ¦ Efficient Irrigation | 2026 | SC A | GWh | Before Competition Groups | 0.49736 | 0 | 0 | 1068.412 | 0.00046551 | 27 | Industrial_2026_SC A_GWh_Before Competition Groups_27 | Efficient Irrigation | 0.04655% | 0 | 0.49736 | Industrial_2026_SC A_GWh_Before Competition Groups_Efficient Irrigation
Industrial | Ind ¦ Cooling Tower Optimization | 2026 | SC A | GWh | Before Competition Groups | 0.48823 | 0 | 0 | 1068.412 | 0.00045697 | 28 | Industrial_2026_SC A_GWh_Before Competition Groups_28 | Cooling Tower Optimization | 0.0457% | 0 | 0.48823 | Industrial_2026_SC A_GWh_Before Competition Groups_Cooling Tower Optimization
Industrial | Ind ¦ Efficient Refrigeration Compressor | 2026 | SC A | GWh | Before Competition Groups | 0.43711 | 0 | 0 | 1068.412 | 0.00040912 | 29 | Industrial_2026_SC A_GWh_Before Competition Groups_29 | Efficient Refrigeration Compressor | 0.04091% | 0 | 0.43711 | Industrial_2026_SC A_GWh_Before Competition Groups_Efficient Refrigeration Compressor
Industrial | Ind ¦ Heat Lamps/Heat Pad | 2026 | SC A | GWh | Before Competition Groups | 0.11929 | 0 | 0 | 1068.412 | 0.00011165 | 30 | Industrial_2026_SC A_GWh_Before Competition Groups_30 | Heat Lamps/Heat Pad | 0.01117% | 0 | 0.11929 | Industrial_2026_SC A_GWh_Before Competition Groups_Heat Lamps/Heat Pad
Industrial | Ind ¦ Dairy Water Heater | 2026 | SC A | GWh | Before Competition Groups | 0.042618 | 0 | 0 | 1068.412 | 3.9889e-05 | 31 | Industrial_2026_SC A_GWh_Before Competition Groups_31 | Dairy Water Heater | 0.003989% | 0 | 0.042618 | Industrial_2026_SC A_GWh_Before Competition Groups_Dairy Water Heater
Industrial | Ind ¦ Free Cooling | 2026 | SC A | GWh | Before Competition Groups | 0.0081955 | 0 | 0 | 1068.412 | 7.6707e-06 | 32 | Industrial_2026_SC A_GWh_Before Competition Groups_32 | Free Cooling | 0.0007671% | 0 | 0.0081955 | Industrial_2026_SC A_GWh_Before Competition Groups_Free Cooling
Industrial | Ind ¦ Air Leak Survey and Repair | 2026 | SC B | GWh | Before Competition Groups | 312.169 | 0 | 0 | 1913.5632 | 0.16313 | 1 | Industrial_2026_SC B_GWh_Before Competition Groups_1 | Air Leak Survey and Repair | 16.31% | 0 | 312.169 | Industrial_2026_SC B_GWh_Before Competition Groups_Air Leak Survey and Repair
Industrial | Ind ¦ Pump System Optimization | 2026 | SC B | GWh | Before Competition Groups | 243.3203 | 0 | 0 | 1913.5632 | 0.12716 | 2 | Industrial_2026_SC B_GWh_Before Competition Groups_2 | Pump System Optimization | 12.72% | 0 | 243.3203 | Industrial_2026_SC B_GWh_Before Competition Groups_Pump System Optimization
Industrial | Ind ¦ Recommissioning | 2026 | SC B | GWh | Before Competition Groups | 220.9743 | 0 | 0 | 1913.5632 | 0.11548 | 3 | Industrial_2026_SC B_GWh_Before Competition Groups_3 | Recommissioning | 11.55% | 0 | 220.9743 | Industrial_2026_SC B_GWh_Before Competition Groups_Recommissioning
Industrial | Ind ¦ SEM | 2026 | SC B | GWh | Before Competition Groups | 220.9743 | 0 | 0 | 1913.5632 | 0.11548 | 4 | Industrial_2026_SC B_GWh_Before Competition Groups_4 | SEM | 11.55% | 0 | 220.9743 | Industrial_2026_SC B_GWh_Before Competition Groups_SEM
Industrial | Ind ¦ Air Compressor Optimization | 2026 | SC B | GWh | Before Competition Groups | 216.3156 | 0 | 0 | 1913.5632 | 0.11304 | 5 | Industrial_2026_SC B_GWh_Before Competition Groups_5 | Air Compressor Optimization | 11.3% | 0 | 216.3156 | Industrial_2026_SC B_GWh_Before Competition Groups_Air Compressor Optimization
Industrial | Ind ¦ Efficient Compressed Air Nozzles | 2026 | SC B | GWh | Before Competition Groups | 156.3521 | 0 | 0 | 1913.5632 | 0.081707 | 6 | Industrial_2026_SC B_GWh_Before Competition Groups_6 | Efficient Compressed Air Nozzles | 8.171% | 0 | 156.3521 | Industrial_2026_SC B_GWh_Before Competition Groups_Efficient Compressed Air Nozzles
Industrial | Ind ¦ High Efficiency HVAC Fans | 2026 | SC B | GWh | Before Competition Groups | 108.8121 | 0 | 0 | 1913.5632 | 0.056864 | 7 | Industrial_2026_SC B_GWh_Before Competition Groups_7 | High Efficiency HVAC Fans | 5.686% | 0 | 108.8121 | Industrial_2026_SC B_GWh_Before Competition Groups_High Efficiency HVAC Fans
Industrial | Ind ¦ Pump Equipment Upgrade | 2026 | SC B | GWh | Before Competition Groups | 103.5549 | 0 | 0 | 1913.5632 | 0.054116 | 8 | Industrial_2026_SC B_GWh_Before Competition Groups_8 | Pump Equipment Upgrade | 5.412% | 0 | 103.5549 | Industrial_2026_SC B_GWh_Before Competition Groups_Pump Equipment Upgrade
Industrial | Ind ¦ Greenhouse Grow Lights | 2026 | SC B | GWh | Before Competition Groups | 62.1718 | 0 | 0 | 1913.5632 | 0.03249 | 9 | Industrial_2026_SC B_GWh_Before Competition Groups_9 | Greenhouse Grow Lights | 3.249% | 0 | 62.1718 | Industrial_2026_SC B_GWh_Before Competition Groups_Greenhouse Grow Lights
Industrial | Ind ¦ HE Lighting | 2026 | SC B | GWh | Before Competition Groups | 43.1033 | 0 | 0 | 1913.5632 | 0.022525 | 10 | Industrial_2026_SC B_GWh_Before Competition Groups_10 | HE Lighting | 2.253% | 0 | 43.1033 | Industrial_2026_SC B_GWh_Before Competition Groups_HE Lighting
Industrial | Ind ¦ Material Handling Improvements | 2026 | SC B | GWh | Before Competition Groups | 34.1808 | 0 | 0 | 1913.5632 | 0.017862 | 11 | Industrial_2026_SC B_GWh_Before Competition Groups_11 | Material Handling Improvements | 1.786% | 0 | 34.1808 | Industrial_2026_SC B_GWh_Before Competition Groups_Material Handling Improvements
Industrial | Ind ¦ Fan System Optimization | 2026 | SC B | GWh | Before Competition Groups | 32.7026 | 0 | 0 | 1913.5632 | 0.01709 | 12 | Industrial_2026_SC B_GWh_Before Competition Groups_12 | Fan System Optimization | 1.709% | 0 | 32.7026 | Industrial_2026_SC B_GWh_Before Competition Groups_Fan System Optimization
Industrial | Ind ¦ Pulp and Paper Process Improvements | 2026 | SC B | GWh | Before Competition Groups | 30.9452 | 0 | 0 | 1913.5632 | 0.016172 | 13 | Industrial_2026_SC B_GWh_Before Competition Groups_13 | Pulp and Paper Process Improvements | 1.617% | 0 | 30.9452 | Industrial_2026_SC B_GWh_Before Competition Groups_Pulp and Paper Process Improvements
Industrial | Ind ¦ Process Heat Recovery | 2026 | SC B | GWh | Before Competition Groups | 18.6703 | 0 | 0 | 1913.5632 | 0.0097568 | 14 | Industrial_2026_SC B_GWh_Before Competition Groups_14 | Process Heat Recovery | 0.9757% | 0 | 18.6703 | Industrial_2026_SC B_GWh_Before Competition Groups_Process Heat Recovery
Industrial | Ind ¦ Refiner Plate Improvements | 2026 | SC B | GWh | Before Competition Groups | 17.8785 | 0 | 0 | 1913.5632 | 0.009343 | 15 | Industrial_2026_SC B_GWh_Before Competition Groups_15 | Refiner Plate Improvements | 0.9343% | 0 | 17.8785 | Industrial_2026_SC B_GWh_Before Competition Groups_Refiner Plate Improvements
Industrial | Ind ¦ Process Optimization (Elec) | 2026 | SC B | GWh | Before Competition Groups | 15.6994 | 0 | 0 | 1913.5632 | 0.0082043 | 16 | Industrial_2026_SC B_GWh_Before Competition Groups_16 | Process Optimization (Elec) | 0.8204% | 0 | 15.6994 | Industrial_2026_SC B_GWh_Before Competition Groups_Process Optimization (Elec)
Industrial | Ind ¦ VAV Conversion Project | 2026 | SC B | GWh | Before Competition Groups | 13.7846 | 0 | 0 | 1913.5632 | 0.0072036 | 17 | Industrial_2026_SC B_GWh_Before Competition Groups_17 | VAV Conversion Project | 0.7204% | 0 | 13.7846 | Industrial_2026_SC B_GWh_Before Competition Groups_VAV Conversion Project
Industrial | Ind ¦ Improved Controls - Process Cooling | 2026 | SC B | GWh | Before Competition Groups | 11.1136 | 0 | 0 | 1913.5632 | 0.0058078 | 18 | Industrial_2026_SC B_GWh_Before Competition Groups_18 | Improved Controls - Process Cooling | 0.5808% | 0 | 11.1136 | Industrial_2026_SC B_GWh_Before Competition Groups_Improved Controls - Process Cooling
Industrial | Ind ¦ High Efficiency Battery Charger | 2026 | SC B | GWh | Before Competition Groups | 9.4355 | 0 | 0 | 1913.5632 | 0.0049309 | 19 | Industrial_2026_SC B_GWh_Before Competition Groups_19 | High Efficiency Battery Charger | 0.4931% | 0 | 9.4355 | Industrial_2026_SC B_GWh_Before Competition Groups_High Efficiency Battery Charger
Industrial | Ind ¦ Process Improvements | 2026 | SC B | GWh | Before Competition Groups | 8.8545 | 0 | 0 | 1913.5632 | 0.0046272 | 20 | Industrial_2026_SC B_GWh_Before Competition Groups_20 | Process Improvements | 0.4627% | 0 | 8.8545 | Industrial_2026_SC B_GWh_Before Competition Groups_Process Improvements
Industrial | Ind ¦ Ventilation Optimization | 2026 | SC B | GWh | Before Competition Groups | 5.8425 | 0 | 0 | 1913.5632 | 0.0030532 | 21 | Industrial_2026_SC B_GWh_Before Competition Groups_21 | Ventilation Optimization | 0.3053% | 0 | 5.8425 | Industrial_2026_SC B_GWh_Before Competition Groups_Ventilation Optimization
Industrial | Ind ¦ Improved Controls - Process Heating | 2026 | SC B | GWh | Before Competition Groups | 5.5372 | 0 | 0 | 1913.5632 | 0.0028936 | 22 | Industrial_2026_SC B_GWh_Before Competition Groups_22 | Improved Controls - Process Heating | 0.2894% | 0 | 5.5372 | Industrial_2026_SC B_GWh_Before Competition Groups_Improved Controls - Process Heating
Industrial | Ind ¦ Refrigeration Compressor VFD | 2026 | SC B | GWh | Before Competition Groups | 5.3978 | 0 | 0 | 1913.5632 | 0.0028208 | 23 | Industrial_2026_SC B_GWh_Before Competition Groups_23 | Refrigeration Compressor VFD | 0.2821% | 0 | 5.3978 | Industrial_2026_SC B_GWh_Before Competition Groups_Refrigeration Compressor VFD
Industrial | Ind ¦ Cooling Tower Optimization | 2026 | SC B | GWh | Before Competition Groups | 4.6006 | 0 | 0 | 1913.5632 | 0.0024042 | 24 | Industrial_2026_SC B_GWh_Before Competition Groups_24 | Cooling Tower Optimization | 0.2404% | 0 | 4.6006 | Industrial_2026_SC B_GWh_Before Competition Groups_Cooling Tower Optimization
Industrial | Ind ¦ Engine Block Heater Timer | 2026 | SC B | GWh | Before Competition Groups | 3.3353 | 0 | 0 | 1913.5632 | 0.001743 | 25 | Industrial_2026_SC B_GWh_Before Competition Groups_25 | Engine Block Heater Timer | 0.1743% | 0 | 3.3353 | Industrial_2026_SC B_GWh_Before Competition Groups_Engine Block Heater Timer
Industrial | Ind ¦ Free Cooling | 2026 | SC B | GWh | Before Competition Groups | 3.0162 | 0 | 0 | 1913.5632 | 0.0015762 | 26 | Industrial_2026_SC B_GWh_Before Competition Groups_26 | Free Cooling | 0.1576% | 0 | 3.0162 | Industrial_2026_SC B_GWh_Before Competition Groups_Free Cooling
Industrial | Ind ¦ Air Compressor Heat Recovery | 2026 | SC B | GWh | Before Competition Groups | 1.5198 | 0 | 0 | 1913.5632 | 0.00079422 | 27 | Industrial_2026_SC B_GWh_Before Competition Groups_27 | Air Compressor Heat Recovery | 0.07942% | 0 | 1.5198 | Industrial_2026_SC B_GWh_Before Competition Groups_Air Compressor Heat Recovery
Industrial | Ind ¦ Efficient Irrigation | 2026 | SC B | GWh | Before Competition Groups | 1.3722 | 0 | 0 | 1913.5632 | 0.00071712 | 28 | Industrial_2026_SC B_GWh_Before Competition Groups_28 | Efficient Irrigation | 0.07171% | 0 | 1.3722 | Industrial_2026_SC B_GWh_Before Competition Groups_Efficient Irrigation
Industrial | Ind ¦ Dairy Pre-Cooler | 2026 | SC B | GWh | Before Competition Groups | 1.0624 | 0 | 0 | 1913.5632 | 0.00055519 | 29 | Industrial_2026_SC B_GWh_Before Competition Groups_29 | Dairy Pre-Cooler | 0.05552% | 0 | 1.0624 | Industrial_2026_SC B_GWh_Before Competition Groups_Dairy Pre-Cooler
Industrial | Ind ¦ Efficient Refrigeration Compressor | 2026 | SC B | GWh | Before Competition Groups | 0.61757 | 0 | 0 | 1913.5632 | 0.00032273 | 30 | Industrial_2026_SC B_GWh_Before Competition Groups_30 | Efficient Refrigeration Compressor | 0.03227% | 0 | 0.61757 | Industrial_2026_SC B_GWh_Before Competition Groups_Efficient Refrigeration Compressor
Industrial | Ind ¦ Heat Lamps/Heat Pad | 2026 | SC B | GWh | Before Competition Groups | 0.18313 | 0 | 0 | 1913.5632 | 9.5699e-05 | 31 | Industrial_2026_SC B_GWh_Before Competition Groups_31 | Heat Lamps/Heat Pad | 0.00957% | 0 | 0.18313 | Industrial_2026_SC B_GWh_Before Competition Groups_Heat Lamps/Heat Pad
Industrial | Ind ¦ Dairy Water Heater | 2026 | SC B | GWh | Before Competition Groups | 0.065799 | 0 | 0 | 1913.5632 | 3.4386e-05 | 32 | Industrial_2026_SC B_GWh_Before Competition Groups_32 | Dairy Water Heater | 0.003439% | 0 | 0.065799 | Industrial_2026_SC B_GWh_Before Competition Groups_Dairy Water Heater
Industrial | Ind ¦ Pump System Optimization | 2026 | SC C | GWh | Before Competition Groups | 243.3203 | 0 | 0 | 1170.5417 | 0.20787 | 1 | Industrial_2026_SC C_GWh_Before Competition Groups_1 | Pump System Optimization | 20.79% | 0 | 243.3203 | Industrial_2026_SC C_GWh_Before Competition Groups_Pump System Optimization
Industrial | Ind ¦ Air Compressor Optimization | 2026 | SC C | GWh | Before Competition Groups | 216.3156 | 0 | 0 | 1170.5417 | 0.1848 | 2 | Industrial_2026_SC C_GWh_Before Competition Groups_2 | Air Compressor Optimization | 18.48% | 0 | 216.3156 | Industrial_2026_SC C_GWh_Before Competition Groups_Air Compressor Optimization
Industrial | Ind ¦ Air Leak Survey and Repair | 2026 | SC C | GWh | Before Competition Groups | 122.5962 | 0 | 0 | 1170.5417 | 0.10473 | 3 | Industrial_2026_SC C_GWh_Before Competition Groups_3 | Air Leak Survey and Repair | 10.47% | 0 | 122.5962 | Industrial_2026_SC C_GWh_Before Competition Groups_Air Leak Survey and Repair
Industrial | Ind ¦ Pump Equipment Upgrade | 2026 | SC C | GWh | Before Competition Groups | 103.5549 | 0 | 0 | 1170.5417 | 0.088468 | 4 | Industrial_2026_SC C_GWh_Before Competition Groups_4 | Pump Equipment Upgrade | 8.847% | 0 | 103.5549 | Industrial_2026_SC C_GWh_Before Competition Groups_Pump Equipment Upgrade
Industrial | Ind ¦ Recommissioning | 2026 | SC C | GWh | Before Competition Groups | 86.789 | 0 | 0 | 1170.5417 | 0.074144 | 5 | Industrial_2026_SC C_GWh_Before Competition Groups_5 | Recommissioning | 7.414% | 0 | 86.789 | Industrial_2026_SC C_GWh_Before Competition Groups_Recommissioning
Industrial | Ind ¦ SEM | 2026 | SC C | GWh | Before Competition Groups | 86.789 | 0 | 0 | 1170.5417 | 0.074144 | 6 | Industrial_2026_SC C_GWh_Before Competition Groups_6 | SEM | 7.414% | 0 | 86.789 | Industrial_2026_SC C_GWh_Before Competition Groups_SEM
Industrial | Ind ¦ Efficient Compressed Air Nozzles | 2026 | SC C | GWh | Before Competition Groups | 61.3446 | 0 | 0 | 1170.5417 | 0.052407 | 7 | Industrial_2026_SC C_GWh_Before Competition Groups_7 | Efficient Compressed Air Nozzles | 5.241% | 0 | 61.3446 | Industrial_2026_SC C_GWh_Before Competition Groups_Efficient Compressed Air Nozzles
Industrial | Ind ¦ High Efficiency HVAC Fans | 2026 | SC C | GWh | Before Competition Groups | 59.2731 | 0 | 0 | 1170.5417 | 0.050637 | 8 | Industrial_2026_SC C_GWh_Before Competition Groups_8 | High Efficiency HVAC Fans | 5.064% | 0 | 59.2731 | Industrial_2026_SC C_GWh_Before Competition Groups_High Efficiency HVAC Fans
Industrial | Ind ¦ Greenhouse Grow Lights | 2026 | SC C | GWh | Before Competition Groups | 38.3418 | 0 | 0 | 1170.5417 | 0.032756 | 9 | Industrial_2026_SC C_GWh_Before Competition Groups_9 | Greenhouse Grow Lights | 3.276% | 0 | 38.3418 | Industrial_2026_SC C_GWh_Before Competition Groups_Greenhouse Grow Lights
Industrial | Ind ¦ Fan System Optimization | 2026 | SC C | GWh | Before Competition Groups | 32.7026 | 0 | 0 | 1170.5417 | 0.027938 | 10 | Industrial_2026_SC C_GWh_Before Competition Groups_10 | Fan System Optimization | 2.794% | 0 | 32.7026 | Industrial_2026_SC C_GWh_Before Competition Groups_Fan System Optimization
Industrial | Ind ¦ Material Handling Improvements | 2026 | SC C | GWh | Before Competition Groups | 21.3634 | 0 | 0 | 1170.5417 | 0.018251 | 11 | Industrial_2026_SC C_GWh_Before Competition Groups_11 | Material Handling Improvements | 1.825% | 0 | 21.3634 | Industrial_2026_SC C_GWh_Before Competition Groups_Material Handling Improvements
Industrial | Ind ¦ HE Lighting | 2026 | SC C | GWh | Before Competition Groups | 16.6632 | 0 | 0 | 1170.5417 | 0.014235 | 12 | Industrial_2026_SC C_GWh_Before Competition Groups_12 | HE Lighting | 1.424% | 0 | 16.6632 | Industrial_2026_SC C_GWh_Before Competition Groups_HE Lighting
Industrial | Ind ¦ Process Optimization (Elec) | 2026 | SC C | GWh | Before Competition Groups | 15.6994 | 0 | 0 | 1170.5417 | 0.013412 | 13 | Industrial_2026_SC C_GWh_Before Competition Groups_13 | Process Optimization (Elec) | 1.341% | 0 | 15.6994 | Industrial_2026_SC C_GWh_Before Competition Groups_Process Optimization (Elec)
Industrial | Ind ¦ Pulp and Paper Process Improvements | 2026 | SC C | GWh | Before Competition Groups | 12.0403 | 0 | 0 | 1170.5417 | 0.010286 | 14 | Industrial_2026_SC C_GWh_Before Competition Groups_14 | Pulp and Paper Process Improvements | 1.029% | 0 | 12.0403 | Industrial_2026_SC C_GWh_Before Competition Groups_Pulp and Paper Process Improvements
Industrial | Ind ¦ Process Heat Recovery | 2026 | SC C | GWh | Before Competition Groups | 7.2981 | 0 | 0 | 1170.5417 | 0.0062348 | 15 | Industrial_2026_SC C_GWh_Before Competition Groups_15 | Process Heat Recovery | 0.6235% | 0 | 7.2981 | Industrial_2026_SC C_GWh_Before Competition Groups_Process Heat Recovery
Industrial | Ind ¦ Refiner Plate Improvements | 2026 | SC C | GWh | Before Competition Groups | 6.9475 | 0 | 0 | 1170.5417 | 0.0059353 | 16 | Industrial_2026_SC C_GWh_Before Competition Groups_16 | Refiner Plate Improvements | 0.5935% | 0 | 6.9475 | Industrial_2026_SC C_GWh_Before Competition Groups_Refiner Plate Improvements
Industrial | Ind ¦ Ventilation Optimization | 2026 | SC C | GWh | Before Competition Groups | 5.8425 | 0 | 0 | 1170.5417 | 0.0049913 | 17 | Industrial_2026_SC C_GWh_Before Competition Groups_17 | Ventilation Optimization | 0.4991% | 0 | 5.8425 | Industrial_2026_SC C_GWh_Before Competition Groups_Ventilation Optimization
Industrial | Ind ¦ VAV Conversion Project | 2026 | SC C | GWh | Before Competition Groups | 5.4092 | 0 | 0 | 1170.5417 | 0.0046211 | 18 | Industrial_2026_SC C_GWh_Before Competition Groups_18 | VAV Conversion Project | 0.4621% | 0 | 5.4092 | Industrial_2026_SC C_GWh_Before Competition Groups_VAV Conversion Project
Industrial | Ind ¦ High Efficiency Battery Charger | 2026 | SC C | GWh | Before Competition Groups | 4.8221 | 0 | 0 | 1170.5417 | 0.0041195 | 19 | Industrial_2026_SC C_GWh_Before Competition Groups_19 | High Efficiency Battery Charger | 0.412% | 0 | 4.8221 | Industrial_2026_SC C_GWh_Before Competition Groups_High Efficiency Battery Charger
Industrial | Ind ¦ Cooling Tower Optimization | 2026 | SC C | GWh | Before Competition Groups | 4.6006 | 0 | 0 | 1170.5417 | 0.0039303 | 20 | Industrial_2026_SC C_GWh_Before Competition Groups_20 | Cooling Tower Optimization | 0.393% | 0 | 4.6006 | Industrial_2026_SC C_GWh_Before Competition Groups_Cooling Tower Optimization
Industrial | Ind ¦ Improved Controls - Process Cooling | 2026 | SC C | GWh | Before Competition Groups | 4.3626 | 0 | 0 | 1170.5417 | 0.003727 | 21 | Industrial_2026_SC C_GWh_Before Competition Groups_21 | Improved Controls - Process Cooling | 0.3727% | 0 | 4.3626 | Industrial_2026_SC C_GWh_Before Competition Groups_Improved Controls - Process Cooling
Industrial | Ind ¦ Refrigeration Compressor VFD | 2026 | SC C | GWh | Before Competition Groups | 3.679 | 0 | 0 | 1170.5417 | 0.003143 | 22 | Industrial_2026_SC C_GWh_Before Competition Groups_22 | Refrigeration Compressor VFD | 0.3143% | 0 | 3.679 | Industrial_2026_SC C_GWh_Before Competition Groups_Refrigeration Compressor VFD
Industrial | Ind ¦ Process Improvements | 2026 | SC C | GWh | Before Competition Groups | 3.4772 | 0 | 0 | 1170.5417 | 0.0029706 | 23 | Industrial_2026_SC C_GWh_Before Competition Groups_23 | Process Improvements | 0.2971% | 0 | 3.4772 | Industrial_2026_SC C_GWh_Before Competition Groups_Process Improvements
Industrial | Ind ¦ Improved Controls - Process Heating | 2026 | SC C | GWh | Before Competition Groups | 2.1866 | 0 | 0 | 1170.5417 | 0.001868 | 24 | Industrial_2026_SC C_GWh_Before Competition Groups_24 | Improved Controls - Process Heating | 0.1868% | 0 | 2.1866 | Industrial_2026_SC C_GWh_Before Competition Groups_Improved Controls - Process Heating
Industrial | Ind ¦ Engine Block Heater Timer | 2026 | SC C | GWh | Before Competition Groups | 1.3069 | 0 | 0 | 1170.5417 | 0.0011165 | 25 | Industrial_2026_SC C_GWh_Before Competition Groups_25 | Engine Block Heater Timer | 0.1117% | 0 | 1.3069 | Industrial_2026_SC C_GWh_Before Competition Groups_Engine Block Heater Timer
Industrial | Ind ¦ Free Cooling | 2026 | SC C | GWh | Before Competition Groups | 1.1974 | 0 | 0 | 1170.5417 | 0.001023 | 26 | Industrial_2026_SC C_GWh_Before Competition Groups_26 | Free Cooling | 0.1023% | 0 | 1.1974 | Industrial_2026_SC C_GWh_Before Competition Groups_Free Cooling
Industrial | Ind ¦ Dairy Pre-Cooler | 2026 | SC C | GWh | Before Competition Groups | 0.85515 | 0 | 0 | 1170.5417 | 0.00073056 | 27 | Industrial_2026_SC C_GWh_Before Competition Groups_27 | Dairy Pre-Cooler | 0.07306% | 0 | 0.85515 | Industrial_2026_SC C_GWh_Before Competition Groups_Dairy Pre-Cooler
Industrial | Ind ¦ Air Compressor Heat Recovery | 2026 | SC C | GWh | Before Competition Groups | 0.59765 | 0 | 0 | 1170.5417 | 0.00051057 | 28 | Industrial_2026_SC C_GWh_Before Competition Groups_28 | Air Compressor Heat Recovery | 0.05106% | 0 | 0.59765 | Industrial_2026_SC C_GWh_Before Competition Groups_Air Compressor Heat Recovery
Industrial | Ind ¦ Efficient Irrigation | 2026 | SC C | GWh | Before Competition Groups | 0.53046 | 0 | 0 | 1170.5417 | 0.00045318 | 29 | Industrial_2026_SC C_GWh_Before Competition Groups_29 | Efficient Irrigation | 0.04532% | 0 | 0.53046 | Industrial_2026_SC C_GWh_Before Competition Groups_Efficient Irrigation
Industrial | Ind ¦ Efficient Refrigeration Compressor | 2026 | SC C | GWh | Before Competition Groups | 0.43711 | 0 | 0 | 1170.5417 | 0.00037343 | 30 | Industrial_2026_SC C_GWh_Before Competition Groups_30 | Efficient Refrigeration Compressor | 0.03734% | 0 | 0.43711 | Industrial_2026_SC C_GWh_Before Competition Groups_Efficient Refrigeration Compressor
Industrial | Ind ¦ Heat Lamps/Heat Pad | 2026 | SC C | GWh | Before Competition Groups | 0.13895 | 0 | 0 | 1170.5417 | 0.00011871 | 31 | Industrial_2026_SC C_GWh_Before Competition Groups_31 | Heat Lamps/Heat Pad | 0.01187% | 0 | 0.13895 | Industrial_2026_SC C_GWh_Before Competition Groups_Heat Lamps/Heat Pad
Industrial | Ind ¦ Dairy Water Heater | 2026 | SC C | GWh | Before Competition Groups | 0.059182 | 0 | 0 | 1170.5417 | 5.0559e-05 | 32 | Industrial_2026_SC C_GWh_Before Competition Groups_32 | Dairy Water Heater | 0.005056% | 0 | 0.059182 | Industrial_2026_SC C_GWh_Before Competition Groups_Dairy Water Heater
Industrial | Ind ¦ Air Compressor Optimization | 2026 | SC D | GWh | Before Competition Groups | 216.3156 | 0 | 0 | 1029.5602 | 0.2101 | 1 | Industrial_2026_SC D_GWh_Before Competition Groups_1 | Air Compressor Optimization | 21.01% | 0 | 216.3156 | Industrial_2026_SC D_GWh_Before Competition Groups_Air Compressor Optimization
Industrial | Ind ¦ Pump System Optimization | 2026 | SC D | GWh | Before Competition Groups | 181.8951 | 0 | 0 | 1029.5602 | 0.17667 | 2 | Industrial_2026_SC D_GWh_Before Competition Groups_2 | Pump System Optimization | 17.67% | 0 | 181.8951 | Industrial_2026_SC D_GWh_Before Competition Groups_Pump System Optimization
Industrial | Ind ¦ Air Leak Survey and Repair | 2026 | SC D | GWh | Before Competition Groups | 122.3735 | 0 | 0 | 1029.5602 | 0.11886 | 3 | Industrial_2026_SC D_GWh_Before Competition Groups_3 | Air Leak Survey and Repair | 11.89% | 0 | 122.3735 | Industrial_2026_SC D_GWh_Before Competition Groups_Air Leak Survey and Repair
Industrial | Ind ¦ SEM | 2026 | SC D | GWh | Before Competition Groups | 86.789 | 0 | 0 | 1029.5602 | 0.084297 | 4 | Industrial_2026_SC D_GWh_Before Competition Groups_4 | SEM | 8.43% | 0 | 86.789 | Industrial_2026_SC D_GWh_Before Competition Groups_SEM
Industrial | Ind ¦ Recommissioning | 2026 | SC D | GWh | Before Competition Groups | 83.7836 | 0 | 0 | 1029.5602 | 0.081378 | 5 | Industrial_2026_SC D_GWh_Before Competition Groups_5 | Recommissioning | 8.138% | 0 | 83.7836 | Industrial_2026_SC D_GWh_Before Competition Groups_Recommissioning
Industrial | Ind ¦ Pump Equipment Upgrade | 2026 | SC D | GWh | Before Competition Groups | 81.4407 | 0 | 0 | 1029.5602 | 0.079102 | 6 | Industrial_2026_SC D_GWh_Before Competition Groups_6 | Pump Equipment Upgrade | 7.91% | 0 | 81.4407 | Industrial_2026_SC D_GWh_Before Competition Groups_Pump Equipment Upgrade
Industrial | Ind ¦ Efficient Compressed Air Nozzles | 2026 | SC D | GWh | Before Competition Groups | 61.3446 | 0 | 0 | 1029.5602 | 0.059583 | 7 | Industrial_2026_SC D_GWh_Before Competition Groups_7 | Efficient Compressed Air Nozzles | 5.958% | 0 | 61.3446 | Industrial_2026_SC D_GWh_Before Competition Groups_Efficient Compressed Air Nozzles
Industrial | Ind ¦ High Efficiency HVAC Fans | 2026 | SC D | GWh | Before Competition Groups | 56.4528 | 0 | 0 | 1029.5602 | 0.054832 | 8 | Industrial_2026_SC D_GWh_Before Competition Groups_8 | High Efficiency HVAC Fans | 5.483% | 0 | 56.4528 | Industrial_2026_SC D_GWh_Before Competition Groups_High Efficiency HVAC Fans
Industrial | Ind ¦ Fan System Optimization | 2026 | SC D | GWh | Before Competition Groups | 32.7026 | 0 | 0 | 1029.5602 | 0.031764 | 9 | Industrial_2026_SC D_GWh_Before Competition Groups_9 | Fan System Optimization | 3.176% | 0 | 32.7026 | Industrial_2026_SC D_GWh_Before Competition Groups_Fan System Optimization
Industrial | Ind ¦ Greenhouse Grow Lights | 2026 | SC D | GWh | Before Competition Groups | 23.5923 | 0 | 0 | 1029.5602 | 0.022915 | 10 | Industrial_2026_SC D_GWh_Before Competition Groups_10 | Greenhouse Grow Lights | 2.291% | 0 | 23.5923 | Industrial_2026_SC D_GWh_Before Competition Groups_Greenhouse Grow Lights
Industrial | Ind ¦ Material Handling Improvements | 2026 | SC D | GWh | Before Competition Groups | 21.3634 | 0 | 0 | 1029.5602 | 0.02075 | 11 | Industrial_2026_SC D_GWh_Before Competition Groups_11 | Material Handling Improvements | 2.075% | 0 | 21.3634 | Industrial_2026_SC D_GWh_Before Competition Groups_Material Handling Improvements
Industrial | Ind ¦ Process Optimization (Elec) | 2026 | SC D | GWh | Before Competition Groups | 15.6994 | 0 | 0 | 1029.5602 | 0.015249 | 12 | Industrial_2026_SC D_GWh_Before Competition Groups_12 | Process Optimization (Elec) | 1.525% | 0 | 15.6994 | Industrial_2026_SC D_GWh_Before Competition Groups_Process Optimization (Elec)
Industrial | Ind ¦ Refiner Plate Improvements | 2026 | SC D | GWh | Before Competition Groups | 6.9475 | 0 | 0 | 1029.5602 | 0.0067481 | 13 | Industrial_2026_SC D_GWh_Before Competition Groups_13 | Refiner Plate Improvements | 0.6748% | 0 | 6.9475 | Industrial_2026_SC D_GWh_Before Competition Groups_Refiner Plate Improvements
Industrial | Ind ¦ Process Heat Recovery | 2026 | SC D | GWh | Before Competition Groups | 5.4988 | 0 | 0 | 1029.5602 | 0.005341 | 14 | Industrial_2026_SC D_GWh_Before Competition Groups_14 | Process Heat Recovery | 0.5341% | 0 | 5.4988 | Industrial_2026_SC D_GWh_Before Competition Groups_Process Heat Recovery
Industrial | Ind ¦ Ventilation Optimization | 2026 | SC D | GWh | Before Competition Groups | 5.1387 | 0 | 0 | 1029.5602 | 0.0049911 | 15 | Industrial_2026_SC D_GWh_Before Competition Groups_15 | Ventilation Optimization | 0.4991% | 0 | 5.1387 | Industrial_2026_SC D_GWh_Before Competition Groups_Ventilation Optimization
Industrial | Ind ¦ Improved Controls - Process Cooling | 2026 | SC D | GWh | Before Competition Groups | 4.3626 | 0 | 0 | 1029.5602 | 0.0042374 | 16 | Industrial_2026_SC D_GWh_Before Competition Groups_16 | Improved Controls - Process Cooling | 0.4237% | 0 | 4.3626 | Industrial_2026_SC D_GWh_Before Competition Groups_Improved Controls - Process Cooling
Industrial | Ind ¦ Cooling Tower Optimization | 2026 | SC D | GWh | Before Competition Groups | 4.1858 | 0 | 0 | 1029.5602 | 0.0040656 | 17 | Industrial_2026_SC D_GWh_Before Competition Groups_17 | Cooling Tower Optimization | 0.4066% | 0 | 4.1858 | Industrial_2026_SC D_GWh_Before Competition Groups_Cooling Tower Optimization
Industrial | Ind ¦ VAV Conversion Project | 2026 | SC D | GWh | Before Competition Groups | 3.6782 | 0 | 0 | 1029.5602 | 0.0035726 | 18 | Industrial_2026_SC D_GWh_Before Competition Groups_18 | VAV Conversion Project | 0.3573% | 0 | 3.6782 | Industrial_2026_SC D_GWh_Before Competition Groups_VAV Conversion Project
Industrial | Ind ¦ Process Improvements | 2026 | SC D | GWh | Before Competition Groups | 3.0424 | 0 | 0 | 1029.5602 | 0.0029551 | 19 | Industrial_2026_SC D_GWh_Before Competition Groups_19 | Process Improvements | 0.2955% | 0 | 3.0424 | Industrial_2026_SC D_GWh_Before Competition Groups_Process Improvements
Industrial | Ind ¦ High Efficiency Battery Charger | 2026 | SC D | GWh | Before Competition Groups | 2.3157 | 0 | 0 | 1029.5602 | 0.0022492 | 20 | Industrial_2026_SC D_GWh_Before Competition Groups_20 | High Efficiency Battery Charger | 0.2249% | 0 | 2.3157 | Industrial_2026_SC D_GWh_Before Competition Groups_High Efficiency Battery Charger
Industrial | Ind ¦ Refrigeration Compressor VFD | 2026 | SC D | GWh | Before Competition Groups | 2.0906 | 0 | 0 | 1029.5602 | 0.0020306 | 21 | Industrial_2026_SC D_GWh_Before Competition Groups_21 | Refrigeration Compressor VFD | 0.2031% | 0 | 2.0906 | Industrial_2026_SC D_GWh_Before Competition Groups_Refrigeration Compressor VFD
Industrial | Ind ¦ Improved Controls - Process Heating | 2026 | SC D | GWh | Before Competition Groups | 1.9508 | 0 | 0 | 1029.5602 | 0.0018948 | 22 | Industrial_2026_SC D_GWh_Before Competition Groups_22 | Improved Controls - Process Heating | 0.1895% | 0 | 1.9508 | Industrial_2026_SC D_GWh_Before Competition Groups_Improved Controls - Process Heating
Industrial | Ind ¦ HE Lighting | 2026 | SC D | GWh | Before Competition Groups | 1.8956 | 0 | 0 | 1029.5602 | 0.0018412 | 23 | Industrial_2026_SC D_GWh_Before Competition Groups_23 | HE Lighting | 0.1841% | 0 | 1.8956 | Industrial_2026_SC D_GWh_Before Competition Groups_HE Lighting
Industrial | Ind ¦ Pulp and Paper Process Improvements | 2026 | SC D | GWh | Before Competition Groups | 1.4576 | 0 | 0 | 1029.5602 | 0.0014157 | 24 | Industrial_2026_SC D_GWh_Before Competition Groups_24 | Pulp and Paper Process Improvements | 0.1416% | 0 | 1.4576 | Industrial_2026_SC D_GWh_Before Competition Groups_Pulp and Paper Process Improvements
Industrial | Ind ¦ Engine Block Heater Timer | 2026 | SC D | GWh | Before Competition Groups | 1.2378 | 0 | 0 | 1029.5602 | 0.0012022 | 25 | Industrial_2026_SC D_GWh_Before Competition Groups_25 | Engine Block Heater Timer | 0.1202% | 0 | 1.2378 | Industrial_2026_SC D_GWh_Before Competition Groups_Engine Block Heater Timer
Industrial | Ind ¦ Air Compressor Heat Recovery | 2026 | SC D | GWh | Before Competition Groups | 0.54206 | 0 | 0 | 1029.5602 | 0.0005265 | 26 | Industrial_2026_SC D_GWh_Before Competition Groups_26 | Air Compressor Heat Recovery | 0.05265% | 0 | 0.54206 | Industrial_2026_SC D_GWh_Before Competition Groups_Air Compressor Heat Recovery
Industrial | Ind ¦ Dairy Pre-Cooler | 2026 | SC D | GWh | Before Competition Groups | 0.4385 | 0 | 0 | 1029.5602 | 0.00042591 | 27 | Industrial_2026_SC D_GWh_Before Competition Groups_27 | Dairy Pre-Cooler | 0.04259% | 0 | 0.4385 | Industrial_2026_SC D_GWh_Before Competition Groups_Dairy Pre-Cooler
Industrial | Ind ¦ Efficient Refrigeration Compressor | 2026 | SC D | GWh | Before Competition Groups | 0.43336 | 0 | 0 | 1029.5602 | 0.00042092 | 28 | Industrial_2026_SC D_GWh_Before Competition Groups_28 | Efficient Refrigeration Compressor | 0.04209% | 0 | 0.43336 | Industrial_2026_SC D_GWh_Before Competition Groups_Efficient Refrigeration Compressor
Industrial | Ind ¦ Efficient Irrigation | 2026 | SC D | GWh | Before Competition Groups | 0.35138 | 0 | 0 | 1029.5602 | 0.00034129 | 29 | Industrial_2026_SC D_GWh_Before Competition Groups_29 | Efficient Irrigation | 0.03413% | 0 | 0.35138 | Industrial_2026_SC D_GWh_Before Competition Groups_Efficient Irrigation
Industrial | Ind ¦ Free Cooling | 2026 | SC D | GWh | Before Competition Groups | 0.15746 | 0 | 0 | 1029.5602 | 0.00015294 | 30 | Industrial_2026_SC D_GWh_Before Competition Groups_30 | Free Cooling | 0.01529% | 0 | 0.15746 | Industrial_2026_SC D_GWh_Before Competition Groups_Free Cooling
Industrial | Ind ¦ Heat Lamps/Heat Pad | 2026 | SC D | GWh | Before Competition Groups | 0.08295 | 0 | 0 | 1029.5602 | 8.0568e-05 | 31 | Industrial_2026_SC D_GWh_Before Competition Groups_31 | Heat Lamps/Heat Pad | 0.008057% | 0 | 0.08295 | Industrial_2026_SC D_GWh_Before Competition Groups_Heat Lamps/Heat Pad
Industrial | Ind ¦ Pump System Optimization | 2026 | Technical | GWh | Before Competition Groups | 724.6047 | 0 | 0 | 5329.0698 | 0.13597 | 1 | Industrial_2026_Technical_GWh_Before Competition Groups_1 | Pump System Optimization | 13.6% | 0 | 724.6047 | Industrial_2026_Technical_GWh_Before Competition Groups_Pump System Optimization
Industrial | Ind ¦ Air Leak Survey and Repair | 2026 | Technical | GWh | Before Competition Groups | 612.9279 | 0 | 0 | 5329.0698 | 0.11502 | 2 | Industrial_2026_Technical_GWh_Before Competition Groups_2 | Air Leak Survey and Repair | 11.5% | 0 | 612.9279 | Industrial_2026_Technical_GWh_Before Competition Groups_Air Leak Survey and Repair
Industrial | Ind ¦ HE Lighting | 2026 | Technical | GWh | Before Competition Groups | 588.2492 | 0 | 0 | 5329.0698 | 0.11038 | 3 | Industrial_2026_Technical_GWh_Before Competition Groups_3 | HE Lighting | 11.04% | 0 | 588.2492 | Industrial_2026_Technical_GWh_Before Competition Groups_HE Lighting
Industrial | Ind ¦ Recommissioning | 2026 | Technical | GWh | Before Competition Groups | 437.5636 | 0 | 0 | 5329.0698 | 0.082109 | 4 | Industrial_2026_Technical_GWh_Before Competition Groups_4 | Recommissioning | 8.211% | 0 | 437.5636 | Industrial_2026_Technical_GWh_Before Competition Groups_Recommissioning
Industrial | Ind ¦ SEM | 2026 | Technical | GWh | Before Competition Groups | 437.5636 | 0 | 0 | 5329.0698 | 0.082109 | 5 | Industrial_2026_Technical_GWh_Before Competition Groups_5 | SEM | 8.211% | 0 | 437.5636 | Industrial_2026_Technical_GWh_Before Competition Groups_SEM
Industrial | Ind ¦ Air Compressor Optimization | 2026 | Technical | GWh | Before Competition Groups | 406.1893 | 0 | 0 | 5329.0698 | 0.076221 | 6 | Industrial_2026_Technical_GWh_Before Competition Groups_6 | Air Compressor Optimization | 7.622% | 0 | 406.1893 | Industrial_2026_Technical_GWh_Before Competition Groups_Air Compressor Optimization
Industrial | Ind ¦ Efficient Compressed Air Nozzles | 2026 | Technical | GWh | Before Competition Groups | 394.4763 | 0 | 0 | 5329.0698 | 0.074023 | 7 | Industrial_2026_Technical_GWh_Before Competition Groups_7 | Efficient Compressed Air Nozzles | 7.402% | 0 | 394.4763 | Industrial_2026_Technical_GWh_Before Competition Groups_Efficient Compressed Air Nozzles
Industrial | Ind ¦ Pump Equipment Upgrade | 2026 | Technical | GWh | Before Competition Groups | 332.1996 | 0 | 0 | 5329.0698 | 0.062337 | 8 | Industrial_2026_Technical_GWh_Before Competition Groups_8 | Pump Equipment Upgrade | 6.234% | 0 | 332.1996 | Industrial_2026_Technical_GWh_Before Competition Groups_Pump Equipment Upgrade
Industrial | Ind ¦ High Efficiency HVAC Fans | 2026 | Technical | GWh | Before Competition Groups | 219.952 | 0 | 0 | 5329.0698 | 0.041274 | 9 | Industrial_2026_Technical_GWh_Before Competition Groups_9 | High Efficiency HVAC Fans | 4.127% | 0 | 219.952 | Industrial_2026_Technical_GWh_Before Competition Groups_High Efficiency HVAC Fans
Industrial | Ind ¦ Process Optimization (Elec) | 2026 | Technical | GWh | Before Competition Groups | 178.3533 | 0 | 0 | 5329.0698 | 0.033468 | 10 | Industrial_2026_Technical_GWh_Before Competition Groups_10 | Process Optimization (Elec) | 3.347% | 0 | 178.3533 | Industrial_2026_Technical_GWh_Before Competition Groups_Process Optimization (Elec)
Industrial | Ind ¦ Premium Efficient Motors | 2026 | Technical | GWh | Before Competition Groups | 158.3097 | 0 | 0 | 5329.0698 | 0.029707 | 11 | Industrial_2026_Technical_GWh_Before Competition Groups_11 | Premium Efficient Motors | 2.971% | 0 | 158.3097 | Industrial_2026_Technical_GWh_Before Competition Groups_Premium Efficient Motors
Industrial | Ind ¦ Greenhouse Grow Lights | 2026 | Technical | GWh | Before Competition Groups | 148.8252 | 0 | 0 | 5329.0698 | 0.027927 | 12 | Industrial_2026_Technical_GWh_Before Competition Groups_12 | Greenhouse Grow Lights | 2.793% | 0 | 148.8252 | Industrial_2026_Technical_GWh_Before Competition Groups_Greenhouse Grow Lights
Industrial | Ind ¦ HE HVAC Controls | 2026 | Technical | GWh | Before Competition Groups | 79.355 | 0 | 0 | 5329.0698 | 0.014891 | 13 | Industrial_2026_Technical_GWh_Before Competition Groups_13 | HE HVAC Controls | 1.489% | 0 | 79.355 | Industrial_2026_Technical_GWh_Before Competition Groups_HE HVAC Controls
Industrial | Ind ¦ Pulp and Paper Process Improvements | 2026 | Technical | GWh | Before Competition Groups | 65.9485 | 0 | 0 | 5329.0698 | 0.012375 | 14 | Industrial_2026_Technical_GWh_Before Competition Groups_14 | Pulp and Paper Process Improvements | 1.238% | 0 | 65.9485 | Industrial_2026_Technical_GWh_Before Competition Groups_Pulp and Paper Process Improvements
Industrial | Ind ¦ Material Handling Improvements | 2026 | Technical | GWh | Before Competition Groups | 63.9161 | 0 | 0 | 5329.0698 | 0.011994 | 15 | Industrial_2026_Technical_GWh_Before Competition Groups_15 | Material Handling Improvements | 1.199% | 0 | 63.9161 | Industrial_2026_Technical_GWh_Before Competition Groups_Material Handling Improvements
Industrial | Ind ¦ Fan System Optimization | 2026 | Technical | GWh | Before Competition Groups | 61.0596 | 0 | 0 | 5329.0698 | 0.011458 | 16 | Industrial_2026_Technical_GWh_Before Competition Groups_16 | Fan System Optimization | 1.146% | 0 | 61.0596 | Industrial_2026_Technical_GWh_Before Competition Groups_Fan System Optimization
Industrial | Ind ¦ HE HVAC Units | 2026 | Technical | GWh | Before Competition Groups | 47.9094 | 0 | 0 | 5329.0698 | 0.0089902 | 17 | Industrial_2026_Technical_GWh_Before Competition Groups_17 | HE HVAC Units | 0.899% | 0 | 47.9094 | Industrial_2026_Technical_GWh_Before Competition Groups_HE HVAC Units
Industrial | Ind ¦ Refiner Plate Improvements | 2026 | Technical | GWh | Before Competition Groups | 46.7669 | 0 | 0 | 5329.0698 | 0.0087758 | 18 | Industrial_2026_Technical_GWh_Before Competition Groups_18 | Refiner Plate Improvements | 0.8776% | 0 | 46.7669 | Industrial_2026_Technical_GWh_Before Competition Groups_Refiner Plate Improvements
Industrial | Ind ¦ Process Heat Recovery | 2026 | Technical | GWh | Before Competition Groups | 37.8185 | 0 | 0 | 5329.0698 | 0.0070966 | 19 | Industrial_2026_Technical_GWh_Before Competition Groups_19 | Process Heat Recovery | 0.7097% | 0 | 37.8185 | Industrial_2026_Technical_GWh_Before Competition Groups_Process Heat Recovery
Industrial | Ind ¦ Ventilation Optimization | 2026 | Technical | GWh | Before Competition Groups | 30.3901 | 0 | 0 | 5329.0698 | 0.0057027 | 20 | Industrial_2026_Technical_GWh_Before Competition Groups_20 | Ventilation Optimization | 0.5703% | 0 | 30.3901 | Industrial_2026_Technical_GWh_Before Competition Groups_Ventilation Optimization
Industrial | Ind ¦ VAV Conversion Project | 2026 | Technical | GWh | Before Competition Groups | 25.6947 | 0 | 0 | 5329.0698 | 0.0048216 | 21 | Industrial_2026_Technical_GWh_Before Competition Groups_21 | VAV Conversion Project | 0.4822% | 0 | 25.6947 | Industrial_2026_Technical_GWh_Before Competition Groups_VAV Conversion Project
Industrial | Ind ¦ Cold Storage Retrofit | 2026 | Technical | GWh | Before Competition Groups | 24.3025 | 0 | 0 | 5329.0698 | 0.0045604 | 22 | Industrial_2026_Technical_GWh_Before Competition Groups_22 | Cold Storage Retrofit | 0.456% | 0 | 24.3025 | Industrial_2026_Technical_GWh_Before Competition Groups_Cold Storage Retrofit
Industrial | Ind ¦ Synchronous Belts | 2026 | Technical | GWh | Before Competition Groups | 22.019 | 0 | 0 | 5329.0698 | 0.0041319 | 23 | Industrial_2026_Technical_GWh_Before Competition Groups_23 | Synchronous Belts | 0.4132% | 0 | 22.019 | Industrial_2026_Technical_GWh_Before Competition Groups_Synchronous Belts
Industrial | Ind ¦ Improved Controls - Process Cooling | 2026 | Technical | GWh | Before Competition Groups | 21.326 | 0 | 0 | 5329.0698 | 0.0040018 | 24 | Industrial_2026_Technical_GWh_Before Competition Groups_24 | Improved Controls - Process Cooling | 0.4002% | 0 | 21.326 | Industrial_2026_Technical_GWh_Before Competition Groups_Improved Controls - Process Cooling
Industrial | Ind ¦ High Efficiency Battery Charger | 2026 | Technical | GWh | Before Competition Groups | 19.9918 | 0 | 0 | 5329.0698 | 0.0037515 | 25 | Industrial_2026_Technical_GWh_Before Competition Groups_25 | High Efficiency Battery Charger | 0.3751% | 0 | 19.9918 | Industrial_2026_Technical_GWh_Before Competition Groups_High Efficiency Battery Charger
Industrial | Ind ¦ Process Improvements | 2026 | Technical | GWh | Before Competition Groups | 17.8307 | 0 | 0 | 5329.0698 | 0.0033459 | 26 | Industrial_2026_Technical_GWh_Before Competition Groups_26 | Process Improvements | 0.3346% | 0 | 17.8307 | Industrial_2026_Technical_GWh_Before Competition Groups_Process Improvements
Industrial | Ind ¦ HVLS Fans | 2026 | Technical | GWh | Before Competition Groups | 16.8768 | 0 | 0 | 5329.0698 | 0.0031669 | 27 | Industrial_2026_Technical_GWh_Before Competition Groups_27 | HVLS Fans | 0.3167% | 0 | 16.8768 | Industrial_2026_Technical_GWh_Before Competition Groups_HVLS Fans
Industrial | Ind ¦ Efficient Irrigation | 2026 | Technical | GWh | Before Competition Groups | 16.4033 | 0 | 0 | 5329.0698 | 0.0030781 | 28 | Industrial_2026_Technical_GWh_Before Competition Groups_28 | Efficient Irrigation | 0.3078% | 0 | 16.4033 | Industrial_2026_Technical_GWh_Before Competition Groups_Efficient Irrigation
Industrial | Ind ¦ Chiller Optimization | 2026 | Technical | GWh | Before Competition Groups | 11.5353 | 0 | 0 | 5329.0698 | 0.0021646 | 29 | Industrial_2026_Technical_GWh_Before Competition Groups_29 | Chiller Optimization | 0.2165% | 0 | 11.5353 | Industrial_2026_Technical_GWh_Before Competition Groups_Chiller Optimization
Industrial | Ind ¦ Refrigeration Compressor VFD | 2026 | Technical | GWh | Before Competition Groups | 11.0246 | 0 | 0 | 5329.0698 | 0.0020688 | 30 | Industrial_2026_Technical_GWh_Before Competition Groups_30 | Refrigeration Compressor VFD | 0.2069% | 0 | 11.0246 | Industrial_2026_Technical_GWh_Before Competition Groups_Refrigeration Compressor VFD
Industrial | Ind ¦ Improved Controls - Process Heating | 2026 | Technical | GWh | Before Competition Groups | 10.7888 | 0 | 0 | 5329.0698 | 0.0020245 | 31 | Industrial_2026_Technical_GWh_Before Competition Groups_31 | Improved Controls - Process Heating | 0.2025% | 0 | 10.7888 | Industrial_2026_Technical_GWh_Before Competition Groups_Improved Controls - Process Heating
Industrial | Ind ¦ Efficient Transformer | 2026 | Technical | GWh | Before Competition Groups | 9.9959 | 0 | 0 | 5329.0698 | 0.0018757 | 32 | Industrial_2026_Technical_GWh_Before Competition Groups_32 | Efficient Transformer | 0.1876% | 0 | 9.9959 | Industrial_2026_Technical_GWh_Before Competition Groups_Efficient Transformer
Industrial | Ind ¦ Cooling Tower Optimization | 2026 | Technical | GWh | Before Competition Groups | 9.0023 | 0 | 0 | 5329.0698 | 0.0016893 | 33 | Industrial_2026_Technical_GWh_Before Competition Groups_33 | Cooling Tower Optimization | 0.1689% | 0 | 9.0023 | Industrial_2026_Technical_GWh_Before Competition Groups_Cooling Tower Optimization
Industrial | Ind ¦ High Efficiency Welders | 2026 | Technical | GWh | Before Competition Groups | 8.0648 | 0 | 0 | 5329.0698 | 0.0015134 | 34 | Industrial_2026_Technical_GWh_Before Competition Groups_34 | High Efficiency Welders | 0.1513% | 0 | 8.0648 | Industrial_2026_Technical_GWh_Before Competition Groups_High Efficiency Welders
Industrial | Ind ¦ Engine Block Heater Timer | 2026 | Technical | GWh | Before Competition Groups | 6.8062 | 0 | 0 | 5329.0698 | 0.0012772 | 35 | Industrial_2026_Technical_GWh_Before Competition Groups_35 | Engine Block Heater Timer | 0.1277% | 0 | 6.8062 | Industrial_2026_Technical_GWh_Before Competition Groups_Engine Block Heater Timer
Industrial | Ind ¦ Low Energy Livestock Waterers | 2026 | Technical | GWh | Before Competition Groups | 6.0791 | 0 | 0 | 5329.0698 | 0.0011407 | 36 | Industrial_2026_Technical_GWh_Before Competition Groups_36 | Low Energy Livestock Waterers | 0.1141% | 0 | 6.0791 | Industrial_2026_Technical_GWh_Before Competition Groups_Low Energy Livestock Waterers
Industrial | Ind ¦ Free Cooling | 2026 | Technical | GWh | Before Competition Groups | 5.4301 | 0 | 0 | 5329.0698 | 0.001019 | 37 | Industrial_2026_Technical_GWh_Before Competition Groups_37 | Free Cooling | 0.1019% | 0 | 5.4301 | Industrial_2026_Technical_GWh_Before Competition Groups_Free Cooling
Industrial | Ind ¦ Dairy Pre-Cooler | 2026 | Technical | GWh | Before Competition Groups | 4.4966 | 0 | 0 | 5329.0698 | 0.00084379 | 38 | Industrial_2026_Technical_GWh_Before Competition Groups_38 | Dairy Pre-Cooler | 0.08438% | 0 | 4.4966 | Industrial_2026_Technical_GWh_Before Competition Groups_Dairy Pre-Cooler
Industrial | Ind ¦ Air Compressor Heat Recovery | 2026 | Technical | GWh | Before Competition Groups | 2.9761 | 0 | 0 | 5329.0698 | 0.00055846 | 39 | Industrial_2026_Technical_GWh_Before Competition Groups_39 | Air Compressor Heat Recovery | 0.05585% | 0 | 2.9761 | Industrial_2026_Technical_GWh_Before Competition Groups_Air Compressor Heat Recovery
Industrial | Ind ¦ Optimize Compressed Air Dryer | 2026 | Technical | GWh | Before Competition Groups | 2.1485 | 0 | 0 | 5329.0698 | 0.00040317 | 40 | Industrial_2026_Technical_GWh_Before Competition Groups_40 | Optimize Compressed Air Dryer | 0.04032% | 0 | 2.1485 | Industrial_2026_Technical_GWh_Before Competition Groups_Optimize Compressed Air Dryer
Industrial | Ind ¦ Heat Lamps/Heat Pad | 2026 | Technical | GWh | Before Competition Groups | 1.4289 | 0 | 0 | 5329.0698 | 0.00026813 | 41 | Industrial_2026_Technical_GWh_Before Competition Groups_41 | Heat Lamps/Heat Pad | 0.02681% | 0 | 1.4289 | Industrial_2026_Technical_GWh_Before Competition Groups_Heat Lamps/Heat Pad
Industrial | Ind ¦ Efficient Refrigeration Compressor | 2026 | Technical | GWh | Before Competition Groups | 0.93675 | 0 | 0 | 5329.0698 | 0.00017578 | 42 | Industrial_2026_Technical_GWh_Before Competition Groups_42 | Efficient Refrigeration Compressor | 0.01758% | 0 | 0.93675 | Industrial_2026_Technical_GWh_Before Competition Groups_Efficient Refrigeration Compressor
Industrial | Ind ¦ Creep Heat Controller | 2026 | Technical | GWh | Before Competition Groups | 0.92239 | 0 | 0 | 5329.0698 | 0.00017309 | 43 | Industrial_2026_Technical_GWh_Before Competition Groups_43 | Creep Heat Controller | 0.01731% | 0 | 0.92239 | Industrial_2026_Technical_GWh_Before Competition Groups_Creep Heat Controller
Industrial | Ind ¦ Dual and Natural Exhaust Ventilation Systems | 2026 | Technical | GWh | Before Competition Groups | 0.34862 | 0 | 0 | 5329.0698 | 6.5418e-05 | 44 | Industrial_2026_Technical_GWh_Before Competition Groups_44 | Dual and Natural Exhaust Ventilation Systems | 0.006542% | 0 | 0.34862 | Industrial_2026_Technical_GWh_Before Competition Groups_Dual and Natural Exhaust Ventilation Systems
Industrial | Ind ¦ Dairy Water Heater | 2026 | Technical | GWh | Before Competition Groups | 0.26136 | 0 | 0 | 5329.0698 | 4.9044e-05 | 45 | Industrial_2026_Technical_GWh_Before Competition Groups_45 | Dairy Water Heater | 0.004904% | 0 | 0.26136 | Industrial_2026_Technical_GWh_Before Competition Groups_Dairy Water Heater
Industrial | Ind ¦ Pump System Optimization | 2027 | Economic | GWh | Before Competition Groups | 722.2148 | 0 | 0 | 4594.3926 | 0.15719 | 1 | Industrial_2027_Economic_GWh_Before Competition Groups_1 | Pump System Optimization | 15.72% | 0 | 722.2148 | Industrial_2027_Economic_GWh_Before Competition Groups_Pump System Optimization
Industrial | Ind ¦ Air Leak Survey and Repair | 2027 | Economic | GWh | Before Competition Groups | 612.7876 | 0 | 0 | 4594.3926 | 0.13338 | 2 | Industrial_2027_Economic_GWh_Before Competition Groups_2 | Air Leak Survey and Repair | 13.34% | 0 | 612.7876 | Industrial_2027_Economic_GWh_Before Competition Groups_Air Leak Survey and Repair
Industrial | Ind ¦ Recommissioning | 2027 | Economic | GWh | Before Competition Groups | 435.3736 | 0 | 0 | 4594.3926 | 0.094762 | 3 | Industrial_2027_Economic_GWh_Before Competition Groups_3 | Recommissioning | 9.476% | 0 | 435.3736 | Industrial_2027_Economic_GWh_Before Competition Groups_Recommissioning
Industrial | Ind ¦ SEM | 2027 | Economic | GWh | Before Competition Groups | 435.3736 | 0 | 0 | 4594.3926 | 0.094762 | 4 | Industrial_2027_Economic_GWh_Before Competition Groups_4 | SEM | 9.476% | 0 | 435.3736 | Industrial_2027_Economic_GWh_Before Competition Groups_SEM
Industrial | Ind ¦ Air Compressor Optimization | 2027 | Economic | GWh | Before Competition Groups | 416.4827 | 0 | 0 | 4594.3926 | 0.09065 | 5 | Industrial_2027_Economic_GWh_Before Competition Groups_5 | Air Compressor Optimization | 9.065% | 0 | 416.4827 | Industrial_2027_Economic_GWh_Before Competition Groups_Air Compressor Optimization
Industrial | Ind ¦ Efficient Compressed Air Nozzles | 2027 | Economic | GWh | Before Competition Groups | 406.5413 | 0 | 0 | 4594.3926 | 0.088486 | 6 | Industrial_2027_Economic_GWh_Before Competition Groups_6 | Efficient Compressed Air Nozzles | 8.849% | 0 | 406.5413 | Industrial_2027_Economic_GWh_Before Competition Groups_Efficient Compressed Air Nozzles
Industrial | Ind ¦ Pump Equipment Upgrade | 2027 | Economic | GWh | Before Competition Groups | 341.2967 | 0 | 0 | 4594.3926 | 0.074285 | 7 | Industrial_2027_Economic_GWh_Before Competition Groups_7 | Pump Equipment Upgrade | 7.429% | 0 | 341.2967 | Industrial_2027_Economic_GWh_Before Competition Groups_Pump Equipment Upgrade
Industrial | Ind ¦ HE Lighting | 2027 | Economic | GWh | Before Competition Groups | 230.9914 | 0 | 0 | 4594.3926 | 0.050277 | 8 | Industrial_2027_Economic_GWh_Before Competition Groups_8 | HE Lighting | 5.028% | 0 | 230.9914 | Industrial_2027_Economic_GWh_Before Competition Groups_HE Lighting
Industrial | Ind ¦ High Efficiency HVAC Fans | 2027 | Economic | GWh | Before Competition Groups | 222.7002 | 0 | 0 | 4594.3926 | 0.048472 | 9 | Industrial_2027_Economic_GWh_Before Competition Groups_9 | High Efficiency HVAC Fans | 4.847% | 0 | 222.7002 | Industrial_2027_Economic_GWh_Before Competition Groups_High Efficiency HVAC Fans
Industrial | Ind ¦ Process Optimization (Elec) | 2027 | Economic | GWh | Before Competition Groups | 177.2696 | 0 | 0 | 4594.3926 | 0.038584 | 10 | Industrial_2027_Economic_GWh_Before Competition Groups_10 | Process Optimization (Elec) | 3.858% | 0 | 177.2696 | Industrial_2027_Economic_GWh_Before Competition Groups_Process Optimization (Elec)
Industrial | Ind ¦ Greenhouse Grow Lights | 2027 | Economic | GWh | Before Competition Groups | 151.6899 | 0 | 0 | 4594.3926 | 0.033016 | 11 | Industrial_2027_Economic_GWh_Before Competition Groups_11 | Greenhouse Grow Lights | 3.302% | 0 | 151.6899 | Industrial_2027_Economic_GWh_Before Competition Groups_Greenhouse Grow Lights
Industrial | Ind ¦ Pulp and Paper Process Improvements | 2027 | Economic | GWh | Before Competition Groups | 66.1127 | 0 | 0 | 4594.3926 | 0.01439 | 12 | Industrial_2027_Economic_GWh_Before Competition Groups_12 | Pulp and Paper Process Improvements | 1.439% | 0 | 66.1127 | Industrial_2027_Economic_GWh_Before Competition Groups_Pulp and Paper Process Improvements
Industrial | Ind ¦ Material Handling Improvements | 2027 | Economic | GWh | Before Competition Groups | 65.6479 | 0 | 0 | 4594.3926 | 0.014289 | 13 | Industrial_2027_Economic_GWh_Before Competition Groups_13 | Material Handling Improvements | 1.429% | 0 | 65.6479 | Industrial_2027_Economic_GWh_Before Competition Groups_Material Handling Improvements
Industrial | Ind ¦ Fan System Optimization | 2027 | Economic | GWh | Before Competition Groups | 62.0949 | 0 | 0 | 4594.3926 | 0.013515 | 14 | Industrial_2027_Economic_GWh_Before Competition Groups_14 | Fan System Optimization | 1.352% | 0 | 62.0949 | Industrial_2027_Economic_GWh_Before Competition Groups_Fan System Optimization
Industrial | Ind ¦ Refiner Plate Improvements | 2027 | Economic | GWh | Before Competition Groups | 48.6206 | 0 | 0 | 4594.3926 | 0.010583 | 15 | Industrial_2027_Economic_GWh_Before Competition Groups_15 | Refiner Plate Improvements | 1.058% | 0 | 48.6206 | Industrial_2027_Economic_GWh_Before Competition Groups_Refiner Plate Improvements
Industrial | Ind ¦ Process Heat Recovery | 2027 | Economic | GWh | Before Competition Groups | 37.5739 | 0 | 0 | 4594.3926 | 0.0081782 | 16 | Industrial_2027_Economic_GWh_Before Competition Groups_16 | Process Heat Recovery | 0.8178% | 0 | 37.5739 | Industrial_2027_Economic_GWh_Before Competition Groups_Process Heat Recovery
Industrial | Ind ¦ VAV Conversion Project | 2027 | Economic | GWh | Before Competition Groups | 25.0846 | 0 | 0 | 4594.3926 | 0.0054598 | 17 | Industrial_2027_Economic_GWh_Before Competition Groups_17 | VAV Conversion Project | 0.546% | 0 | 25.0846 | Industrial_2027_Economic_GWh_Before Competition Groups_VAV Conversion Project
Industrial | Ind ¦ Improved Controls - Process Cooling | 2027 | Economic | GWh | Before Competition Groups | 21.1518 | 0 | 0 | 4594.3926 | 0.0046038 | 18 | Industrial_2027_Economic_GWh_Before Competition Groups_18 | Improved Controls - Process Cooling | 0.4604% | 0 | 21.1518 | Industrial_2027_Economic_GWh_Before Competition Groups_Improved Controls - Process Cooling
Industrial | Ind ¦ High Efficiency Battery Charger | 2027 | Economic | GWh | Before Competition Groups | 20.4597 | 0 | 0 | 4594.3926 | 0.0044532 | 19 | Industrial_2027_Economic_GWh_Before Competition Groups_19 | High Efficiency Battery Charger | 0.4453% | 0 | 20.4597 | Industrial_2027_Economic_GWh_Before Competition Groups_High Efficiency Battery Charger
Industrial | Ind ¦ Process Improvements | 2027 | Economic | GWh | Before Competition Groups | 17.7914 | 0 | 0 | 4594.3926 | 0.0038724 | 20 | Industrial_2027_Economic_GWh_Before Competition Groups_20 | Process Improvements | 0.3872% | 0 | 17.7914 | Industrial_2027_Economic_GWh_Before Competition Groups_Process Improvements
Industrial | Ind ¦ Efficient Irrigation | 2027 | Economic | GWh | Before Competition Groups | 16.8159 | 0 | 0 | 4594.3926 | 0.0036601 | 21 | Industrial_2027_Economic_GWh_Before Competition Groups_21 | Efficient Irrigation | 0.366% | 0 | 16.8159 | Industrial_2027_Economic_GWh_Before Competition Groups_Efficient Irrigation
Industrial | Ind ¦ Refrigeration Compressor VFD | 2027 | Economic | GWh | Before Competition Groups | 11.2747 | 0 | 0 | 4594.3926 | 0.002454 | 22 | Industrial_2027_Economic_GWh_Before Competition Groups_22 | Refrigeration Compressor VFD | 0.2454% | 0 | 11.2747 | Industrial_2027_Economic_GWh_Before Competition Groups_Refrigeration Compressor VFD
Industrial | Ind ¦ Ventilation Optimization | 2027 | Economic | GWh | Before Competition Groups | 10.7897 | 0 | 0 | 4594.3926 | 0.0023484 | 23 | Industrial_2027_Economic_GWh_Before Competition Groups_23 | Ventilation Optimization | 0.2348% | 0 | 10.7897 | Industrial_2027_Economic_GWh_Before Competition Groups_Ventilation Optimization
Industrial | Ind ¦ Improved Controls - Process Heating | 2027 | Economic | GWh | Before Competition Groups | 10.7781 | 0 | 0 | 4594.3926 | 0.0023459 | 24 | Industrial_2027_Economic_GWh_Before Competition Groups_24 | Improved Controls - Process Heating | 0.2346% | 0 | 10.7781 | Industrial_2027_Economic_GWh_Before Competition Groups_Improved Controls - Process Heating
Industrial | Ind ¦ Cooling Tower Optimization | 2027 | Economic | GWh | Before Competition Groups | 8.9689 | 0 | 0 | 4594.3926 | 0.0019521 | 25 | Industrial_2027_Economic_GWh_Before Competition Groups_25 | Cooling Tower Optimization | 0.1952% | 0 | 8.9689 | Industrial_2027_Economic_GWh_Before Competition Groups_Cooling Tower Optimization
Industrial | Ind ¦ Engine Block Heater Timer | 2027 | Economic | GWh | Before Competition Groups | 6.7942 | 0 | 0 | 4594.3926 | 0.0014788 | 26 | Industrial_2027_Economic_GWh_Before Competition Groups_26 | Engine Block Heater Timer | 0.1479% | 0 | 6.7942 | Industrial_2027_Economic_GWh_Before Competition Groups_Engine Block Heater Timer
Industrial | Ind ¦ Free Cooling | 2027 | Economic | GWh | Before Competition Groups | 5.4116 | 0 | 0 | 4594.3926 | 0.0011779 | 27 | Industrial_2027_Economic_GWh_Before Competition Groups_27 | Free Cooling | 0.1178% | 0 | 5.4116 | Industrial_2027_Economic_GWh_Before Competition Groups_Free Cooling
Industrial | Ind ¦ Air Compressor Heat Recovery | 2027 | Economic | GWh | Before Competition Groups | 2.9575 | 0 | 0 | 4594.3926 | 0.00064372 | 28 | Industrial_2027_Economic_GWh_Before Competition Groups_28 | Air Compressor Heat Recovery | 0.06437% | 0 | 2.9575 | Industrial_2027_Economic_GWh_Before Competition Groups_Air Compressor Heat Recovery
Industrial | Ind ¦ Dairy Pre-Cooler | 2027 | Economic | GWh | Before Competition Groups | 2.2128 | 0 | 0 | 4594.3926 | 0.00048163 | 29 | Industrial_2027_Economic_GWh_Before Competition Groups_29 | Dairy Pre-Cooler | 0.04816% | 0 | 2.2128 | Industrial_2027_Economic_GWh_Before Competition Groups_Dairy Pre-Cooler
Industrial | Ind ¦ Efficient Refrigeration Compressor | 2027 | Economic | GWh | Before Competition Groups | 0.95728 | 0 | 0 | 4594.3926 | 0.00020836 | 30 | Industrial_2027_Economic_GWh_Before Competition Groups_30 | Efficient Refrigeration Compressor | 0.02084% | 0 | 0.95728 | Industrial_2027_Economic_GWh_Before Competition Groups_Efficient Refrigeration Compressor
Industrial | Ind ¦ Dairy Water Heater | 2027 | Economic | GWh | Before Competition Groups | 0.1102 | 0 | 0 | 4594.3926 | 2.3985e-05 | 31 | Industrial_2027_Economic_GWh_Before Competition Groups_31 | Dairy Water Heater | 0.002399% | 0 | 0.1102 | Industrial_2027_Economic_GWh_Before Competition Groups_Dairy Water Heater
Industrial | Ind ¦ Heat Lamps/Heat Pad | 2027 | Economic | GWh | Before Competition Groups | 0.062856 | 0 | 0 | 4594.3926 | 1.3681e-05 | 32 | Industrial_2027_Economic_GWh_Before Competition Groups_32 | Heat Lamps/Heat Pad | 0.001368% | 0 | 0.062856 | Industrial_2027_Economic_GWh_Before Competition Groups_Heat Lamps/Heat Pad
Industrial | Ind ¦ Air Compressor Optimization | 2027 | SC A | GWh | Before Competition Groups | 245.1628 | 0 | 0 | 1232.7293 | 0.19888 | 1 | Industrial_2027_SC A_GWh_Before Competition Groups_1 | Air Compressor Optimization | 19.89% | 0 | 245.1628 | Industrial_2027_SC A_GWh_Before Competition Groups_Air Compressor Optimization
Industrial | Ind ¦ Pump System Optimization | 2027 | SC A | GWh | Before Competition Groups | 226.6304 | 0 | 0 | 1232.7293 | 0.18384 | 2 | Industrial_2027_SC A_GWh_Before Competition Groups_2 | Pump System Optimization | 18.38% | 0 | 226.6304 | Industrial_2027_SC A_GWh_Before Competition Groups_Pump System Optimization
Industrial | Ind ¦ Air Leak Survey and Repair | 2027 | SC A | GWh | Before Competition Groups | 144.5355 | 0 | 0 | 1232.7293 | 0.11725 | 3 | Industrial_2027_SC A_GWh_Before Competition Groups_3 | Air Leak Survey and Repair | 11.72% | 0 | 144.5355 | Industrial_2027_SC A_GWh_Before Competition Groups_Air Leak Survey and Repair
Industrial | Ind ¦ Recommissioning | 2027 | SC A | GWh | Before Competition Groups | 102.3144 | 0 | 0 | 1232.7293 | 0.082998 | 4 | Industrial_2027_SC A_GWh_Before Competition Groups_4 | Recommissioning | 8.3% | 0 | 102.3144 | Industrial_2027_SC A_GWh_Before Competition Groups_Recommissioning
Industrial | Ind ¦ SEM | 2027 | SC A | GWh | Before Competition Groups | 102.3144 | 0 | 0 | 1232.7293 | 0.082998 | 5 | Industrial_2027_SC A_GWh_Before Competition Groups_5 | SEM | 8.3% | 0 | 102.3144 | Industrial_2027_SC A_GWh_Before Competition Groups_SEM
Industrial | Ind ¦ Pump Equipment Upgrade | 2027 | SC A | GWh | Before Competition Groups | 101.8378 | 0 | 0 | 1232.7293 | 0.082612 | 6 | Industrial_2027_SC A_GWh_Before Competition Groups_6 | Pump Equipment Upgrade | 8.261% | 0 | 101.8378 | Industrial_2027_SC A_GWh_Before Competition Groups_Pump Equipment Upgrade
Industrial | Ind ¦ Efficient Compressed Air Nozzles | 2027 | SC A | GWh | Before Competition Groups | 74.1645 | 0 | 0 | 1232.7293 | 0.060163 | 7 | Industrial_2027_SC A_GWh_Before Competition Groups_7 | Efficient Compressed Air Nozzles | 6.016% | 0 | 74.1645 | Industrial_2027_SC A_GWh_Before Competition Groups_Efficient Compressed Air Nozzles
Industrial | Ind ¦ High Efficiency HVAC Fans | 2027 | SC A | GWh | Before Competition Groups | 68.2822 | 0 | 0 | 1232.7293 | 0.055391 | 8 | Industrial_2027_SC A_GWh_Before Competition Groups_8 | High Efficiency HVAC Fans | 5.539% | 0 | 68.2822 | Industrial_2027_SC A_GWh_Before Competition Groups_High Efficiency HVAC Fans
Industrial | Ind ¦ Fan System Optimization | 2027 | SC A | GWh | Before Competition Groups | 34.5646 | 0 | 0 | 1232.7293 | 0.028039 | 9 | Industrial_2027_SC A_GWh_Before Competition Groups_9 | Fan System Optimization | 2.804% | 0 | 34.5646 | Industrial_2027_SC A_GWh_Before Competition Groups_Fan System Optimization
Industrial | Ind ¦ Greenhouse Grow Lights | 2027 | SC A | GWh | Before Competition Groups | 30.8847 | 0 | 0 | 1232.7293 | 0.025054 | 10 | Industrial_2027_SC A_GWh_Before Competition Groups_10 | Greenhouse Grow Lights | 2.505% | 0 | 30.8847 | Industrial_2027_SC A_GWh_Before Competition Groups_Greenhouse Grow Lights
Industrial | Ind ¦ Material Handling Improvements | 2027 | SC A | GWh | Before Competition Groups | 24.1588 | 0 | 0 | 1232.7293 | 0.019598 | 11 | Industrial_2027_SC A_GWh_Before Competition Groups_11 | Material Handling Improvements | 1.96% | 0 | 24.1588 | Industrial_2027_SC A_GWh_Before Competition Groups_Material Handling Improvements
Industrial | Ind ¦ Process Optimization (Elec) | 2027 | SC A | GWh | Before Competition Groups | 18.3975 | 0 | 0 | 1232.7293 | 0.014924 | 12 | Industrial_2027_SC A_GWh_Before Competition Groups_12 | Process Optimization (Elec) | 1.492% | 0 | 18.3975 | Industrial_2027_SC A_GWh_Before Competition Groups_Process Optimization (Elec)
Industrial | Ind ¦ Process Heat Recovery | 2027 | SC A | GWh | Before Competition Groups | 8.5949 | 0 | 0 | 1232.7293 | 0.0069722 | 13 | Industrial_2027_SC A_GWh_Before Competition Groups_13 | Process Heat Recovery | 0.6972% | 0 | 8.5949 | Industrial_2027_SC A_GWh_Before Competition Groups_Process Heat Recovery
Industrial | Ind ¦ Refiner Plate Improvements | 2027 | SC A | GWh | Before Competition Groups | 8.4369 | 0 | 0 | 1232.7293 | 0.0068441 | 14 | Industrial_2027_SC A_GWh_Before Competition Groups_14 | Refiner Plate Improvements | 0.6844% | 0 | 8.4369 | Industrial_2027_SC A_GWh_Before Competition Groups_Refiner Plate Improvements
Industrial | Ind ¦ VAV Conversion Project | 2027 | SC A | GWh | Before Competition Groups | 6.2248 | 0 | 0 | 1232.7293 | 0.0050496 | 15 | Industrial_2027_SC A_GWh_Before Competition Groups_15 | VAV Conversion Project | 0.505% | 0 | 6.2248 | Industrial_2027_SC A_GWh_Before Competition Groups_VAV Conversion Project
Industrial | Ind ¦ Pulp and Paper Process Improvements | 2027 | SC A | GWh | Before Competition Groups | 5.5727 | 0 | 0 | 1232.7293 | 0.0045207 | 16 | Industrial_2027_SC A_GWh_Before Competition Groups_16 | Pulp and Paper Process Improvements | 0.4521% | 0 | 5.5727 | Industrial_2027_SC A_GWh_Before Competition Groups_Pulp and Paper Process Improvements
Industrial | Ind ¦ Improved Controls - Process Cooling | 2027 | SC A | GWh | Before Competition Groups | 5.1372 | 0 | 0 | 1232.7293 | 0.0041673 | 17 | Industrial_2027_SC A_GWh_Before Competition Groups_17 | Improved Controls - Process Cooling | 0.4167% | 0 | 5.1372 | Industrial_2027_SC A_GWh_Before Competition Groups_Improved Controls - Process Cooling
Industrial | Ind ¦ HE Lighting | 2027 | SC A | GWh | Before Competition Groups | 4.4593 | 0 | 0 | 1232.7293 | 0.0036174 | 18 | Industrial_2027_SC A_GWh_Before Competition Groups_18 | HE Lighting | 0.3617% | 0 | 4.4593 | Industrial_2027_SC A_GWh_Before Competition Groups_HE Lighting
Industrial | Ind ¦ Process Improvements | 2027 | SC A | GWh | Before Competition Groups | 3.9068 | 0 | 0 | 1232.7293 | 0.0031693 | 19 | Industrial_2027_SC A_GWh_Before Competition Groups_19 | Process Improvements | 0.3169% | 0 | 3.9068 | Industrial_2027_SC A_GWh_Before Competition Groups_Process Improvements
Industrial | Ind ¦ High Efficiency Battery Charger | 2027 | SC A | GWh | Before Competition Groups | 3.716 | 0 | 0 | 1232.7293 | 0.0030145 | 20 | Industrial_2027_SC A_GWh_Before Competition Groups_20 | High Efficiency Battery Charger | 0.3014% | 0 | 3.716 | Industrial_2027_SC A_GWh_Before Competition Groups_High Efficiency Battery Charger
Industrial | Ind ¦ Refrigeration Compressor VFD | 2027 | SC A | GWh | Before Competition Groups | 2.989 | 0 | 0 | 1232.7293 | 0.0024247 | 21 | Industrial_2027_SC A_GWh_Before Competition Groups_21 | Refrigeration Compressor VFD | 0.2425% | 0 | 2.989 | Industrial_2027_SC A_GWh_Before Competition Groups_Refrigeration Compressor VFD
Industrial | Ind ¦ Ventilation Optimization | 2027 | SC A | GWh | Before Competition Groups | 2.8603 | 0 | 0 | 1232.7293 | 0.0023203 | 22 | Industrial_2027_SC A_GWh_Before Competition Groups_22 | Ventilation Optimization | 0.232% | 0 | 2.8603 | Industrial_2027_SC A_GWh_Before Competition Groups_Ventilation Optimization
Industrial | Ind ¦ Improved Controls - Process Heating | 2027 | SC A | GWh | Before Competition Groups | 2.5803 | 0 | 0 | 1232.7293 | 0.0020931 | 23 | Industrial_2027_SC A_GWh_Before Competition Groups_23 | Improved Controls - Process Heating | 0.2093% | 0 | 2.5803 | Industrial_2027_SC A_GWh_Before Competition Groups_Improved Controls - Process Heating
Industrial | Ind ¦ Engine Block Heater Timer | 2027 | SC A | GWh | Before Competition Groups | 1.5363 | 0 | 0 | 1232.7293 | 0.0012463 | 24 | Industrial_2027_SC A_GWh_Before Competition Groups_24 | Engine Block Heater Timer | 0.1246% | 0 | 1.5363 | Industrial_2027_SC A_GWh_Before Competition Groups_Engine Block Heater Timer
Industrial | Ind ¦ Dairy Pre-Cooler | 2027 | SC A | GWh | Before Competition Groups | 0.81912 | 0 | 0 | 1232.7293 | 0.00066448 | 25 | Industrial_2027_SC A_GWh_Before Competition Groups_25 | Dairy Pre-Cooler | 0.06645% | 0 | 0.81912 | Industrial_2027_SC A_GWh_Before Competition Groups_Dairy Pre-Cooler
Industrial | Ind ¦ Air Compressor Heat Recovery | 2027 | SC A | GWh | Before Competition Groups | 0.70399 | 0 | 0 | 1232.7293 | 0.00057108 | 26 | Industrial_2027_SC A_GWh_Before Competition Groups_26 | Air Compressor Heat Recovery | 0.05711% | 0 | 0.70399 | Industrial_2027_SC A_GWh_Before Competition Groups_Air Compressor Heat Recovery
Industrial | Ind ¦ Efficient Irrigation | 2027 | SC A | GWh | Before Competition Groups | 0.67489 | 0 | 0 | 1232.7293 | 0.00054747 | 27 | Industrial_2027_SC A_GWh_Before Competition Groups_27 | Efficient Irrigation | 0.05475% | 0 | 0.67489 | Industrial_2027_SC A_GWh_Before Competition Groups_Efficient Irrigation
Industrial | Ind ¦ Cooling Tower Optimization | 2027 | SC A | GWh | Before Competition Groups | 0.56191 | 0 | 0 | 1232.7293 | 0.00045582 | 28 | Industrial_2027_SC A_GWh_Before Competition Groups_28 | Cooling Tower Optimization | 0.04558% | 0 | 0.56191 | Industrial_2027_SC A_GWh_Before Competition Groups_Cooling Tower Optimization
Industrial | Ind ¦ Efficient Refrigeration Compressor | 2027 | SC A | GWh | Before Competition Groups | 0.47848 | 0 | 0 | 1232.7293 | 0.00038815 | 29 | Industrial_2027_SC A_GWh_Before Competition Groups_29 | Efficient Refrigeration Compressor | 0.03881% | 0 | 0.47848 | Industrial_2027_SC A_GWh_Before Competition Groups_Efficient Refrigeration Compressor
Industrial | Ind ¦ Heat Lamps/Heat Pad | 2027 | SC A | GWh | Before Competition Groups | 0.17148 | 0 | 0 | 1232.7293 | 0.0001391 | 30 | Industrial_2027_SC A_GWh_Before Competition Groups_30 | Heat Lamps/Heat Pad | 0.01391% | 0 | 0.17148 | Industrial_2027_SC A_GWh_Before Competition Groups_Heat Lamps/Heat Pad
Industrial | Ind ¦ Dairy Water Heater | 2027 | SC A | GWh | Before Competition Groups | 0.047641 | 0 | 0 | 1232.7293 | 3.8647e-05 | 31 | Industrial_2027_SC A_GWh_Before Competition Groups_31 | Dairy Water Heater | 0.003865% | 0 | 0.047641 | Industrial_2027_SC A_GWh_Before Competition Groups_Dairy Water Heater
Industrial | Ind ¦ Free Cooling | 2027 | SC A | GWh | Before Competition Groups | 0.0093966 | 0 | 0 | 1232.7293 | 7.6226e-06 | 32 | Industrial_2027_SC A_GWh_Before Competition Groups_32 | Free Cooling | 0.0007623% | 0 | 0.0093966 | Industrial_2027_SC A_GWh_Before Competition Groups_Free Cooling
Industrial | Ind ¦ Air Leak Survey and Repair | 2027 | SC B | GWh | Before Competition Groups | 356.4022 | 0 | 0 | 2212.2144 | 0.16111 | 1 | Industrial_2027_SC B_GWh_Before Competition Groups_1 | Air Leak Survey and Repair | 16.11% | 0 | 356.4022 | Industrial_2027_SC B_GWh_Before Competition Groups_Air Leak Survey and Repair
Industrial | Ind ¦ Pump System Optimization | 2027 | SC B | GWh | Before Competition Groups | 288.3828 | 0 | 0 | 2212.2144 | 0.13036 | 2 | Industrial_2027_SC B_GWh_Before Competition Groups_2 | Pump System Optimization | 13.04% | 0 | 288.3828 | Industrial_2027_SC B_GWh_Before Competition Groups_Pump System Optimization
Industrial | Ind ¦ Recommissioning | 2027 | SC B | GWh | Before Competition Groups | 252.2621 | 0 | 0 | 2212.2144 | 0.11403 | 3 | Industrial_2027_SC B_GWh_Before Competition Groups_3 | Recommissioning | 11.4% | 0 | 252.2621 | Industrial_2027_SC B_GWh_Before Competition Groups_Recommissioning
Industrial | Ind ¦ SEM | 2027 | SC B | GWh | Before Competition Groups | 252.2621 | 0 | 0 | 2212.2144 | 0.11403 | 4 | Industrial_2027_SC B_GWh_Before Competition Groups_4 | SEM | 11.4% | 0 | 252.2621 | Industrial_2027_SC B_GWh_Before Competition Groups_SEM
Industrial | Ind ¦ Air Compressor Optimization | 2027 | SC B | GWh | Before Competition Groups | 245.1628 | 0 | 0 | 2212.2144 | 0.11082 | 5 | Industrial_2027_SC B_GWh_Before Competition Groups_5 | Air Compressor Optimization | 11.08% | 0 | 245.1628 | Industrial_2027_SC B_GWh_Before Competition Groups_Air Compressor Optimization
Industrial | Ind ¦ Efficient Compressed Air Nozzles | 2027 | SC B | GWh | Before Competition Groups | 183.4014 | 0 | 0 | 2212.2144 | 0.082904 | 6 | Industrial_2027_SC B_GWh_Before Competition Groups_6 | Efficient Compressed Air Nozzles | 8.29% | 0 | 183.4014 | Industrial_2027_SC B_GWh_Before Competition Groups_Efficient Compressed Air Nozzles
Industrial | Ind ¦ Pump Equipment Upgrade | 2027 | SC B | GWh | Before Competition Groups | 124.4438 | 0 | 0 | 2212.2144 | 0.056253 | 7 | Industrial_2027_SC B_GWh_Before Competition Groups_7 | Pump Equipment Upgrade | 5.625% | 0 | 124.4438 | Industrial_2027_SC B_GWh_Before Competition Groups_Pump Equipment Upgrade
Industrial | Ind ¦ High Efficiency HVAC Fans | 2027 | SC B | GWh | Before Competition Groups | 123.8509 | 0 | 0 | 2212.2144 | 0.055985 | 8 | Industrial_2027_SC B_GWh_Before Competition Groups_8 | High Efficiency HVAC Fans | 5.599% | 0 | 123.8509 | Industrial_2027_SC B_GWh_Before Competition Groups_High Efficiency HVAC Fans
Industrial | Ind ¦ Greenhouse Grow Lights | 2027 | SC B | GWh | Before Competition Groups | 72.1351 | 0 | 0 | 2212.2144 | 0.032608 | 9 | Industrial_2027_SC B_GWh_Before Competition Groups_9 | Greenhouse Grow Lights | 3.261% | 0 | 72.1351 | Industrial_2027_SC B_GWh_Before Competition Groups_Greenhouse Grow Lights
Industrial | Ind ¦ HE Lighting | 2027 | SC B | GWh | Before Competition Groups | 54.9488 | 0 | 0 | 2212.2144 | 0.024839 | 10 | Industrial_2027_SC B_GWh_Before Competition Groups_10 | HE Lighting | 2.484% | 0 | 54.9488 | Industrial_2027_SC B_GWh_Before Competition Groups_HE Lighting
Industrial | Ind ¦ Material Handling Improvements | 2027 | SC B | GWh | Before Competition Groups | 38.4555 | 0 | 0 | 2212.2144 | 0.017383 | 11 | Industrial_2027_SC B_GWh_Before Competition Groups_11 | Material Handling Improvements | 1.738% | 0 | 38.4555 | Industrial_2027_SC B_GWh_Before Competition Groups_Material Handling Improvements
Industrial | Ind ¦ Fan System Optimization | 2027 | SC B | GWh | Before Competition Groups | 37.0932 | 0 | 0 | 2212.2144 | 0.016767 | 12 | Industrial_2027_SC B_GWh_Before Competition Groups_12 | Fan System Optimization | 1.677% | 0 | 37.0932 | Industrial_2027_SC B_GWh_Before Competition Groups_Fan System Optimization
Industrial | Ind ¦ Pulp and Paper Process Improvements | 2027 | SC B | GWh | Before Competition Groups | 35.4485 | 0 | 0 | 2212.2144 | 0.016024 | 13 | Industrial_2027_SC B_GWh_Before Competition Groups_13 | Pulp and Paper Process Improvements | 1.602% | 0 | 35.4485 | Industrial_2027_SC B_GWh_Before Competition Groups_Pulp and Paper Process Improvements
Industrial | Ind ¦ Process Heat Recovery | 2027 | SC B | GWh | Before Competition Groups | 21.3359 | 0 | 0 | 2212.2144 | 0.0096446 | 14 | Industrial_2027_SC B_GWh_Before Competition Groups_14 | Process Heat Recovery | 0.9645% | 0 | 21.3359 | Industrial_2027_SC B_GWh_Before Competition Groups_Process Heat Recovery
Industrial | Ind ¦ Refiner Plate Improvements | 2027 | SC B | GWh | Before Competition Groups | 21.1209 | 0 | 0 | 2212.2144 | 0.0095474 | 15 | Industrial_2027_SC B_GWh_Before Competition Groups_15 | Refiner Plate Improvements | 0.9547% | 0 | 21.1209 | Industrial_2027_SC B_GWh_Before Competition Groups_Refiner Plate Improvements
Industrial | Ind ¦ Process Optimization (Elec) | 2027 | SC B | GWh | Before Competition Groups | 18.3975 | 0 | 0 | 2212.2144 | 0.0083163 | 16 | Industrial_2027_SC B_GWh_Before Competition Groups_16 | Process Optimization (Elec) | 0.8316% | 0 | 18.3975 | Industrial_2027_SC B_GWh_Before Competition Groups_Process Optimization (Elec)
Industrial | Ind ¦ VAV Conversion Project | 2027 | SC B | GWh | Before Competition Groups | 15.7252 | 0 | 0 | 2212.2144 | 0.0071083 | 17 | Industrial_2027_SC B_GWh_Before Competition Groups_17 | VAV Conversion Project | 0.7108% | 0 | 15.7252 | Industrial_2027_SC B_GWh_Before Competition Groups_VAV Conversion Project
Industrial | Ind ¦ Improved Controls - Process Cooling | 2027 | SC B | GWh | Before Competition Groups | 12.6967 | 0 | 0 | 2212.2144 | 0.0057394 | 18 | Industrial_2027_SC B_GWh_Before Competition Groups_18 | Improved Controls - Process Cooling | 0.5739% | 0 | 12.6967 | Industrial_2027_SC B_GWh_Before Competition Groups_Improved Controls - Process Cooling
Industrial | Ind ¦ High Efficiency Battery Charger | 2027 | SC B | GWh | Before Competition Groups | 10.7849 | 0 | 0 | 2212.2144 | 0.0048751 | 19 | Industrial_2027_SC B_GWh_Before Competition Groups_19 | High Efficiency Battery Charger | 0.4875% | 0 | 10.7849 | Industrial_2027_SC B_GWh_Before Competition Groups_High Efficiency Battery Charger
Industrial | Ind ¦ Process Improvements | 2027 | SC B | GWh | Before Competition Groups | 10.1037 | 0 | 0 | 2212.2144 | 0.0045672 | 20 | Industrial_2027_SC B_GWh_Before Competition Groups_20 | Process Improvements | 0.4567% | 0 | 10.1037 | Industrial_2027_SC B_GWh_Before Competition Groups_Process Improvements
Industrial | Ind ¦ Ventilation Optimization | 2027 | SC B | GWh | Before Competition Groups | 6.5905 | 0 | 0 | 2212.2144 | 0.0029792 | 21 | Industrial_2027_SC B_GWh_Before Competition Groups_21 | Ventilation Optimization | 0.2979% | 0 | 6.5905 | Industrial_2027_SC B_GWh_Before Competition Groups_Ventilation Optimization
Industrial | Ind ¦ Improved Controls - Process Heating | 2027 | SC B | GWh | Before Competition Groups | 6.3236 | 0 | 0 | 2212.2144 | 0.0028585 | 22 | Industrial_2027_SC B_GWh_Before Competition Groups_22 | Improved Controls - Process Heating | 0.2858% | 0 | 6.3236 | Industrial_2027_SC B_GWh_Before Competition Groups_Improved Controls - Process Heating
Industrial | Ind ¦ Refrigeration Compressor VFD | 2027 | SC B | GWh | Before Competition Groups | 6.19 | 0 | 0 | 2212.2144 | 0.0027981 | 23 | Industrial_2027_SC B_GWh_Before Competition Groups_23 | Refrigeration Compressor VFD | 0.2798% | 0 | 6.19 | Industrial_2027_SC B_GWh_Before Competition Groups_Refrigeration Compressor VFD
Industrial | Ind ¦ Cooling Tower Optimization | 2027 | SC B | GWh | Before Competition Groups | 5.2494 | 0 | 0 | 2212.2144 | 0.0023729 | 24 | Industrial_2027_SC B_GWh_Before Competition Groups_24 | Cooling Tower Optimization | 0.2373% | 0 | 5.2494 | Industrial_2027_SC B_GWh_Before Competition Groups_Cooling Tower Optimization
Industrial | Ind ¦ Engine Block Heater Timer | 2027 | SC B | GWh | Before Competition Groups | 3.8086 | 0 | 0 | 2212.2144 | 0.0017216 | 25 | Industrial_2027_SC B_GWh_Before Competition Groups_25 | Engine Block Heater Timer | 0.1722% | 0 | 3.8086 | Industrial_2027_SC B_GWh_Before Competition Groups_Engine Block Heater Timer
Industrial | Ind ¦ Free Cooling | 2027 | SC B | GWh | Before Competition Groups | 3.438 | 0 | 0 | 2212.2144 | 0.0015541 | 26 | Industrial_2027_SC B_GWh_Before Competition Groups_26 | Free Cooling | 0.1554% | 0 | 3.438 | Industrial_2027_SC B_GWh_Before Competition Groups_Free Cooling
Industrial | Ind ¦ Efficient Irrigation | 2027 | SC B | GWh | Before Competition Groups | 2.2543 | 0 | 0 | 2212.2144 | 0.001019 | 27 | Industrial_2027_SC B_GWh_Before Competition Groups_27 | Efficient Irrigation | 0.1019% | 0 | 2.2543 | Industrial_2027_SC B_GWh_Before Competition Groups_Efficient Irrigation
Industrial | Ind ¦ Air Compressor Heat Recovery | 2027 | SC B | GWh | Before Competition Groups | 1.7328 | 0 | 0 | 2212.2144 | 0.0007833 | 28 | Industrial_2027_SC B_GWh_Before Competition Groups_28 | Air Compressor Heat Recovery | 0.07833% | 0 | 1.7328 | Industrial_2027_SC B_GWh_Before Competition Groups_Air Compressor Heat Recovery
Industrial | Ind ¦ Dairy Pre-Cooler | 2027 | SC B | GWh | Before Competition Groups | 1.2036 | 0 | 0 | 2212.2144 | 0.00054405 | 29 | Industrial_2027_SC B_GWh_Before Competition Groups_29 | Dairy Pre-Cooler | 0.0544% | 0 | 1.2036 | Industrial_2027_SC B_GWh_Before Competition Groups_Dairy Pre-Cooler
Industrial | Ind ¦ Efficient Refrigeration Compressor | 2027 | SC B | GWh | Before Competition Groups | 0.67795 | 0 | 0 | 2212.2144 | 0.00030646 | 30 | Industrial_2027_SC B_GWh_Before Competition Groups_30 | Efficient Refrigeration Compressor | 0.03065% | 0 | 0.67795 | Industrial_2027_SC B_GWh_Before Competition Groups_Efficient Refrigeration Compressor
Industrial | Ind ¦ Heat Lamps/Heat Pad | 2027 | SC B | GWh | Before Competition Groups | 0.25885 | 0 | 0 | 2212.2144 | 0.00011701 | 31 | Industrial_2027_SC B_GWh_Before Competition Groups_31 | Heat Lamps/Heat Pad | 0.0117% | 0 | 0.25885 | Industrial_2027_SC B_GWh_Before Competition Groups_Heat Lamps/Heat Pad
Industrial | Ind ¦ Dairy Water Heater | 2027 | SC B | GWh | Before Competition Groups | 0.073068 | 0 | 0 | 2212.2144 | 3.303e-05 | 32 | Industrial_2027_SC B_GWh_Before Competition Groups_32 | Dairy Water Heater | 0.003303% | 0 | 0.073068 | Industrial_2027_SC B_GWh_Before Competition Groups_Dairy Water Heater
Industrial | Ind ¦ Pump System Optimization | 2027 | SC C | GWh | Before Competition Groups | 288.3828 | 0 | 0 | 1372.2759 | 0.21015 | 1 | Industrial_2027_SC C_GWh_Before Competition Groups_1 | Pump System Optimization | 21.01% | 0 | 288.3828 | Industrial_2027_SC C_GWh_Before Competition Groups_Pump System Optimization
Industrial | Ind ¦ Air Compressor Optimization | 2027 | SC C | GWh | Before Competition Groups | 245.1628 | 0 | 0 | 1372.2759 | 0.17865 | 2 | Industrial_2027_SC C_GWh_Before Competition Groups_2 | Air Compressor Optimization | 17.87% | 0 | 245.1628 | Industrial_2027_SC C_GWh_Before Competition Groups_Air Compressor Optimization
Industrial | Ind ¦ Air Leak Survey and Repair | 2027 | SC C | GWh | Before Competition Groups | 144.5355 | 0 | 0 | 1372.2759 | 0.10533 | 3 | Industrial_2027_SC C_GWh_Before Competition Groups_3 | Air Leak Survey and Repair | 10.53% | 0 | 144.5355 | Industrial_2027_SC C_GWh_Before Competition Groups_Air Leak Survey and Repair
Industrial | Ind ¦ Pump Equipment Upgrade | 2027 | SC C | GWh | Before Competition Groups | 124.4438 | 0 | 0 | 1372.2759 | 0.090684 | 4 | Industrial_2027_SC C_GWh_Before Competition Groups_4 | Pump Equipment Upgrade | 9.068% | 0 | 124.4438 | Industrial_2027_SC C_GWh_Before Competition Groups_Pump Equipment Upgrade
Industrial | Ind ¦ Recommissioning | 2027 | SC C | GWh | Before Competition Groups | 102.3144 | 0 | 0 | 1372.2759 | 0.074558 | 5 | Industrial_2027_SC C_GWh_Before Competition Groups_5 | Recommissioning | 7.456% | 0 | 102.3144 | Industrial_2027_SC C_GWh_Before Competition Groups_Recommissioning
Industrial | Ind ¦ SEM | 2027 | SC C | GWh | Before Competition Groups | 102.3144 | 0 | 0 | 1372.2759 | 0.074558 | 6 | Industrial_2027_SC C_GWh_Before Competition Groups_6 | SEM | 7.456% | 0 | 102.3144 | Industrial_2027_SC C_GWh_Before Competition Groups_SEM
Industrial | Ind ¦ Efficient Compressed Air Nozzles | 2027 | SC C | GWh | Before Competition Groups | 74.1645 | 0 | 0 | 1372.2759 | 0.054045 | 7 | Industrial_2027_SC C_GWh_Before Competition Groups_7 | Efficient Compressed Air Nozzles | 5.404% | 0 | 74.1645 | Industrial_2027_SC C_GWh_Before Competition Groups_Efficient Compressed Air Nozzles
Industrial | Ind ¦ High Efficiency HVAC Fans | 2027 | SC C | GWh | Before Competition Groups | 68.2822 | 0 | 0 | 1372.2759 | 0.049758 | 8 | Industrial_2027_SC C_GWh_Before Competition Groups_8 | High Efficiency HVAC Fans | 4.976% | 0 | 68.2822 | Industrial_2027_SC C_GWh_Before Competition Groups_High Efficiency HVAC Fans
Industrial | Ind ¦ Greenhouse Grow Lights | 2027 | SC C | GWh | Before Competition Groups | 44.0072 | 0 | 0 | 1372.2759 | 0.032069 | 9 | Industrial_2027_SC C_GWh_Before Competition Groups_9 | Greenhouse Grow Lights | 3.207% | 0 | 44.0072 | Industrial_2027_SC C_GWh_Before Competition Groups_Greenhouse Grow Lights
Industrial | Ind ¦ Fan System Optimization | 2027 | SC C | GWh | Before Competition Groups | 37.0932 | 0 | 0 | 1372.2759 | 0.02703 | 10 | Industrial_2027_SC C_GWh_Before Competition Groups_10 | Fan System Optimization | 2.703% | 0 | 37.0932 | Industrial_2027_SC C_GWh_Before Competition Groups_Fan System Optimization
Industrial | Ind ¦ Material Handling Improvements | 2027 | SC C | GWh | Before Competition Groups | 24.1588 | 0 | 0 | 1372.2759 | 0.017605 | 11 | Industrial_2027_SC C_GWh_Before Competition Groups_11 | Material Handling Improvements | 1.76% | 0 | 24.1588 | Industrial_2027_SC C_GWh_Before Competition Groups_Material Handling Improvements
Industrial | Ind ¦ HE Lighting | 2027 | SC C | GWh | Before Competition Groups | 21.7561 | 0 | 0 | 1372.2759 | 0.015854 | 12 | Industrial_2027_SC C_GWh_Before Competition Groups_12 | HE Lighting | 1.585% | 0 | 21.7561 | Industrial_2027_SC C_GWh_Before Competition Groups_HE Lighting
Industrial | Ind ¦ Process Optimization (Elec) | 2027 | SC C | GWh | Before Competition Groups | 18.3975 | 0 | 0 | 1372.2759 | 0.013407 | 13 | Industrial_2027_SC C_GWh_Before Competition Groups_13 | Process Optimization (Elec) | 1.341% | 0 | 18.3975 | Industrial_2027_SC C_GWh_Before Competition Groups_Process Optimization (Elec)
Industrial | Ind ¦ Pulp and Paper Process Improvements | 2027 | SC C | GWh | Before Competition Groups | 14.1869 | 0 | 0 | 1372.2759 | 0.010338 | 14 | Industrial_2027_SC C_GWh_Before Competition Groups_14 | Pulp and Paper Process Improvements | 1.034% | 0 | 14.1869 | Industrial_2027_SC C_GWh_Before Competition Groups_Pulp and Paper Process Improvements
Industrial | Ind ¦ Process Heat Recovery | 2027 | SC C | GWh | Before Competition Groups | 8.5949 | 0 | 0 | 1372.2759 | 0.0062632 | 15 | Industrial_2027_SC C_GWh_Before Competition Groups_15 | Process Heat Recovery | 0.6263% | 0 | 8.5949 | Industrial_2027_SC C_GWh_Before Competition Groups_Process Heat Recovery
Industrial | Ind ¦ Refiner Plate Improvements | 2027 | SC C | GWh | Before Competition Groups | 8.4369 | 0 | 0 | 1372.2759 | 0.0061481 | 16 | Industrial_2027_SC C_GWh_Before Competition Groups_16 | Refiner Plate Improvements | 0.6148% | 0 | 8.4369 | Industrial_2027_SC C_GWh_Before Competition Groups_Refiner Plate Improvements
Industrial | Ind ¦ Ventilation Optimization | 2027 | SC C | GWh | Before Competition Groups | 6.5905 | 0 | 0 | 1372.2759 | 0.0048026 | 17 | Industrial_2027_SC C_GWh_Before Competition Groups_17 | Ventilation Optimization | 0.4803% | 0 | 6.5905 | Industrial_2027_SC C_GWh_Before Competition Groups_Ventilation Optimization
Industrial | Ind ¦ VAV Conversion Project | 2027 | SC C | GWh | Before Competition Groups | 6.3693 | 0 | 0 | 1372.2759 | 0.0046414 | 18 | Industrial_2027_SC C_GWh_Before Competition Groups_18 | VAV Conversion Project | 0.4641% | 0 | 6.3693 | Industrial_2027_SC C_GWh_Before Competition Groups_VAV Conversion Project
Industrial | Ind ¦ High Efficiency Battery Charger | 2027 | SC C | GWh | Before Competition Groups | 5.6046 | 0 | 0 | 1372.2759 | 0.0040841 | 19 | Industrial_2027_SC C_GWh_Before Competition Groups_19 | High Efficiency Battery Charger | 0.4084% | 0 | 5.6046 | Industrial_2027_SC C_GWh_Before Competition Groups_High Efficiency Battery Charger
Industrial | Ind ¦ Cooling Tower Optimization | 2027 | SC C | GWh | Before Competition Groups | 5.2494 | 0 | 0 | 1372.2759 | 0.0038253 | 20 | Industrial_2027_SC C_GWh_Before Competition Groups_20 | Cooling Tower Optimization | 0.3825% | 0 | 5.2494 | Industrial_2027_SC C_GWh_Before Competition Groups_Cooling Tower Optimization
Industrial | Ind ¦ Improved Controls - Process Cooling | 2027 | SC C | GWh | Before Competition Groups | 5.1463 | 0 | 0 | 1372.2759 | 0.0037502 | 21 | Industrial_2027_SC C_GWh_Before Competition Groups_21 | Improved Controls - Process Cooling | 0.375% | 0 | 5.1463 | Industrial_2027_SC C_GWh_Before Competition Groups_Improved Controls - Process Cooling
Industrial | Ind ¦ Refrigeration Compressor VFD | 2027 | SC C | GWh | Before Competition Groups | 4.1473 | 0 | 0 | 1372.2759 | 0.0030222 | 22 | Industrial_2027_SC C_GWh_Before Competition Groups_22 | Refrigeration Compressor VFD | 0.3022% | 0 | 4.1473 | Industrial_2027_SC C_GWh_Before Competition Groups_Refrigeration Compressor VFD
Industrial | Ind ¦ Process Improvements | 2027 | SC C | GWh | Before Competition Groups | 4.0971 | 0 | 0 | 1372.2759 | 0.0029856 | 23 | Industrial_2027_SC C_GWh_Before Competition Groups_23 | Process Improvements | 0.2986% | 0 | 4.0971 | Industrial_2027_SC C_GWh_Before Competition Groups_Process Improvements
Industrial | Ind ¦ Improved Controls - Process Heating | 2027 | SC C | GWh | Before Competition Groups | 2.5849 | 0 | 0 | 1372.2759 | 0.0018837 | 24 | Industrial_2027_SC C_GWh_Before Competition Groups_24 | Improved Controls - Process Heating | 0.1884% | 0 | 2.5849 | Industrial_2027_SC C_GWh_Before Competition Groups_Improved Controls - Process Heating
Industrial | Ind ¦ Engine Block Heater Timer | 2027 | SC C | GWh | Before Competition Groups | 1.5396 | 0 | 0 | 1372.2759 | 0.0011219 | 25 | Industrial_2027_SC C_GWh_Before Competition Groups_25 | Engine Block Heater Timer | 0.1122% | 0 | 1.5396 | Industrial_2027_SC C_GWh_Before Competition Groups_Engine Block Heater Timer
Industrial | Ind ¦ Free Cooling | 2027 | SC C | GWh | Before Competition Groups | 1.4161 | 0 | 0 | 1372.2759 | 0.0010319 | 26 | Industrial_2027_SC C_GWh_Before Competition Groups_26 | Free Cooling | 0.1032% | 0 | 1.4161 | Industrial_2027_SC C_GWh_Before Competition Groups_Free Cooling
Industrial | Ind ¦ Dairy Pre-Cooler | 2027 | SC C | GWh | Before Competition Groups | 0.9667 | 0 | 0 | 1372.2759 | 0.00070445 | 27 | Industrial_2027_SC C_GWh_Before Competition Groups_27 | Dairy Pre-Cooler | 0.07044% | 0 | 0.9667 | Industrial_2027_SC C_GWh_Before Competition Groups_Dairy Pre-Cooler
Industrial | Ind ¦ Efficient Irrigation | 2027 | SC C | GWh | Before Competition Groups | 0.88424 | 0 | 0 | 1372.2759 | 0.00064436 | 28 | Industrial_2027_SC C_GWh_Before Competition Groups_28 | Efficient Irrigation | 0.06444% | 0 | 0.88424 | Industrial_2027_SC C_GWh_Before Competition Groups_Efficient Irrigation
Industrial | Ind ¦ Air Compressor Heat Recovery | 2027 | SC C | GWh | Before Competition Groups | 0.70399 | 0 | 0 | 1372.2759 | 0.00051301 | 29 | Industrial_2027_SC C_GWh_Before Competition Groups_29 | Air Compressor Heat Recovery | 0.0513% | 0 | 0.70399 | Industrial_2027_SC C_GWh_Before Competition Groups_Air Compressor Heat Recovery
Industrial | Ind ¦ Efficient Refrigeration Compressor | 2027 | SC C | GWh | Before Competition Groups | 0.47848 | 0 | 0 | 1372.2759 | 0.00034868 | 30 | Industrial_2027_SC C_GWh_Before Competition Groups_30 | Efficient Refrigeration Compressor | 0.03487% | 0 | 0.47848 | Industrial_2027_SC C_GWh_Before Competition Groups_Efficient Refrigeration Compressor
Industrial | Ind ¦ Heat Lamps/Heat Pad | 2027 | SC C | GWh | Before Competition Groups | 0.19954 | 0 | 0 | 1372.2759 | 0.00014541 | 31 | Industrial_2027_SC C_GWh_Before Competition Groups_31 | Heat Lamps/Heat Pad | 0.01454% | 0 | 0.19954 | Industrial_2027_SC C_GWh_Before Competition Groups_Heat Lamps/Heat Pad
Industrial | Ind ¦ Dairy Water Heater | 2027 | SC C | GWh | Before Competition Groups | 0.065875 | 0 | 0 | 1372.2759 | 4.8004e-05 | 32 | Industrial_2027_SC C_GWh_Before Competition Groups_32 | Dairy Water Heater | 0.0048% | 0 | 0.065875 | Industrial_2027_SC C_GWh_Before Competition Groups_Dairy Water Heater
Industrial | Ind ¦ Air Compressor Optimization | 2027 | SC D | GWh | Before Competition Groups | 245.1628 | 0 | 0 | 1182.7287 | 0.20729 | 1 | Industrial_2027_SC D_GWh_Before Competition Groups_1 | Air Compressor Optimization | 20.73% | 0 | 245.1628 | Industrial_2027_SC D_GWh_Before Competition Groups_Air Compressor Optimization
Industrial | Ind ¦ Pump System Optimization | 2027 | SC D | GWh | Before Competition Groups | 202.4654 | 0 | 0 | 1182.7287 | 0.17119 | 2 | Industrial_2027_SC D_GWh_Before Competition Groups_2 | Pump System Optimization | 17.12% | 0 | 202.4654 | Industrial_2027_SC D_GWh_Before Competition Groups_Pump System Optimization
Industrial | Ind ¦ Air Leak Survey and Repair | 2027 | SC D | GWh | Before Competition Groups | 144.2688 | 0 | 0 | 1182.7287 | 0.12198 | 3 | Industrial_2027_SC D_GWh_Before Competition Groups_3 | Air Leak Survey and Repair | 12.2% | 0 | 144.2688 | Industrial_2027_SC D_GWh_Before Competition Groups_Air Leak Survey and Repair
Industrial | Ind ¦ SEM | 2027 | SC D | GWh | Before Competition Groups | 102.3144 | 0 | 0 | 1182.7287 | 0.086507 | 4 | Industrial_2027_SC D_GWh_Before Competition Groups_4 | SEM | 8.651% | 0 | 102.3144 | Industrial_2027_SC D_GWh_Before Competition Groups_SEM
Industrial | Ind ¦ Recommissioning | 2027 | SC D | GWh | Before Competition Groups | 98.7159 | 0 | 0 | 1182.7287 | 0.083465 | 5 | Industrial_2027_SC D_GWh_Before Competition Groups_5 | Recommissioning | 8.346% | 0 | 98.7159 | Industrial_2027_SC D_GWh_Before Competition Groups_Recommissioning
Industrial | Ind ¦ Pump Equipment Upgrade | 2027 | SC D | GWh | Before Competition Groups | 90.8831 | 0 | 0 | 1182.7287 | 0.076842 | 6 | Industrial_2027_SC D_GWh_Before Competition Groups_6 | Pump Equipment Upgrade | 7.684% | 0 | 90.8831 | Industrial_2027_SC D_GWh_Before Competition Groups_Pump Equipment Upgrade
Industrial | Ind ¦ Efficient Compressed Air Nozzles | 2027 | SC D | GWh | Before Competition Groups | 74.1645 | 0 | 0 | 1182.7287 | 0.062706 | 7 | Industrial_2027_SC D_GWh_Before Competition Groups_7 | Efficient Compressed Air Nozzles | 6.271% | 0 | 74.1645 | Industrial_2027_SC D_GWh_Before Competition Groups_Efficient Compressed Air Nozzles
Industrial | Ind ¦ High Efficiency HVAC Fans | 2027 | SC D | GWh | Before Competition Groups | 64.9143 | 0 | 0 | 1182.7287 | 0.054885 | 8 | Industrial_2027_SC D_GWh_Before Competition Groups_8 | High Efficiency HVAC Fans | 5.489% | 0 | 64.9143 | Industrial_2027_SC D_GWh_Before Competition Groups_High Efficiency HVAC Fans
Industrial | Ind ¦ Fan System Optimization | 2027 | SC D | GWh | Before Competition Groups | 37.0932 | 0 | 0 | 1182.7287 | 0.031362 | 9 | Industrial_2027_SC D_GWh_Before Competition Groups_9 | Fan System Optimization | 3.136% | 0 | 37.0932 | Industrial_2027_SC D_GWh_Before Competition Groups_Fan System Optimization
Industrial | Ind ¦ Greenhouse Grow Lights | 2027 | SC D | GWh | Before Competition Groups | 26.3983 | 0 | 0 | 1182.7287 | 0.02232 | 10 | Industrial_2027_SC D_GWh_Before Competition Groups_10 | Greenhouse Grow Lights | 2.232% | 0 | 26.3983 | Industrial_2027_SC D_GWh_Before Competition Groups_Greenhouse Grow Lights
Industrial | Ind ¦ Material Handling Improvements | 2027 | SC D | GWh | Before Competition Groups | 24.1588 | 0 | 0 | 1182.7287 | 0.020426 | 11 | Industrial_2027_SC D_GWh_Before Competition Groups_11 | Material Handling Improvements | 2.043% | 0 | 24.1588 | Industrial_2027_SC D_GWh_Before Competition Groups_Material Handling Improvements
Industrial | Ind ¦ Process Optimization (Elec) | 2027 | SC D | GWh | Before Competition Groups | 18.3975 | 0 | 0 | 1182.7287 | 0.015555 | 12 | Industrial_2027_SC D_GWh_Before Competition Groups_12 | Process Optimization (Elec) | 1.556% | 0 | 18.3975 | Industrial_2027_SC D_GWh_Before Competition Groups_Process Optimization (Elec)
Industrial | Ind ¦ Refiner Plate Improvements | 2027 | SC D | GWh | Before Competition Groups | 8.4369 | 0 | 0 | 1182.7287 | 0.0071334 | 13 | Industrial_2027_SC D_GWh_Before Competition Groups_13 | Refiner Plate Improvements | 0.7133% | 0 | 8.4369 | Industrial_2027_SC D_GWh_Before Competition Groups_Refiner Plate Improvements
Industrial | Ind ¦ Process Heat Recovery | 2027 | SC D | GWh | Before Competition Groups | 6.4614 | 0 | 0 | 1182.7287 | 0.0054632 | 14 | Industrial_2027_SC D_GWh_Before Competition Groups_14 | Process Heat Recovery | 0.5463% | 0 | 6.4614 | Industrial_2027_SC D_GWh_Before Competition Groups_Process Heat Recovery
Industrial | Ind ¦ Ventilation Optimization | 2027 | SC D | GWh | Before Competition Groups | 5.8086 | 0 | 0 | 1182.7287 | 0.0049112 | 15 | Industrial_2027_SC D_GWh_Before Competition Groups_15 | Ventilation Optimization | 0.4911% | 0 | 5.8086 | Industrial_2027_SC D_GWh_Before Competition Groups_Ventilation Optimization
Industrial | Ind ¦ Improved Controls - Process Cooling | 2027 | SC D | GWh | Before Competition Groups | 5.1463 | 0 | 0 | 1182.7287 | 0.0043512 | 16 | Industrial_2027_SC D_GWh_Before Competition Groups_16 | Improved Controls - Process Cooling | 0.4351% | 0 | 5.1463 | Industrial_2027_SC D_GWh_Before Competition Groups_Improved Controls - Process Cooling
Industrial | Ind ¦ Cooling Tower Optimization | 2027 | SC D | GWh | Before Competition Groups | 4.804 | 0 | 0 | 1182.7287 | 0.0040618 | 17 | Industrial_2027_SC D_GWh_Before Competition Groups_17 | Cooling Tower Optimization | 0.4062% | 0 | 4.804 | Industrial_2027_SC D_GWh_Before Competition Groups_Cooling Tower Optimization
Industrial | Ind ¦ VAV Conversion Project | 2027 | SC D | GWh | Before Competition Groups | 4.3148 | 0 | 0 | 1182.7287 | 0.0036481 | 18 | Industrial_2027_SC D_GWh_Before Competition Groups_18 | VAV Conversion Project | 0.3648% | 0 | 4.3148 | Industrial_2027_SC D_GWh_Before Competition Groups_VAV Conversion Project
Industrial | Ind ¦ Process Improvements | 2027 | SC D | GWh | Before Competition Groups | 3.5776 | 0 | 0 | 1182.7287 | 0.0030248 | 19 | Industrial_2027_SC D_GWh_Before Competition Groups_19 | Process Improvements | 0.3025% | 0 | 3.5776 | Industrial_2027_SC D_GWh_Before Competition Groups_Process Improvements
Industrial | Ind ¦ High Efficiency Battery Charger | 2027 | SC D | GWh | Before Competition Groups | 2.65 | 0 | 0 | 1182.7287 | 0.0022406 | 20 | Industrial_2027_SC D_GWh_Before Competition Groups_20 | High Efficiency Battery Charger | 0.2241% | 0 | 2.65 | Industrial_2027_SC D_GWh_Before Competition Groups_High Efficiency Battery Charger
Industrial | Ind ¦ HE Lighting | 2027 | SC D | GWh | Before Competition Groups | 2.4817 | 0 | 0 | 1182.7287 | 0.0020983 | 21 | Industrial_2027_SC D_GWh_Before Competition Groups_21 | HE Lighting | 0.2098% | 0 | 2.4817 | Industrial_2027_SC D_GWh_Before Competition Groups_HE Lighting
Industrial | Ind ¦ Improved Controls - Process Heating | 2027 | SC D | GWh | Before Competition Groups | 2.3023 | 0 | 0 | 1182.7287 | 0.0019466 | 22 | Industrial_2027_SC D_GWh_Before Competition Groups_22 | Improved Controls - Process Heating | 0.1947% | 0 | 2.3023 | Industrial_2027_SC D_GWh_Before Competition Groups_Improved Controls - Process Heating
Industrial | Ind ¦ Refrigeration Compressor VFD | 2027 | SC D | GWh | Before Competition Groups | 2.2944 | 0 | 0 | 1182.7287 | 0.00194 | 23 | Industrial_2027_SC D_GWh_Before Competition Groups_23 | Refrigeration Compressor VFD | 0.194% | 0 | 2.2944 | Industrial_2027_SC D_GWh_Before Competition Groups_Refrigeration Compressor VFD
Industrial | Ind ¦ Pulp and Paper Process Improvements | 2027 | SC D | GWh | Before Competition Groups | 1.6675 | 0 | 0 | 1182.7287 | 0.0014099 | 24 | Industrial_2027_SC D_GWh_Before Competition Groups_24 | Pulp and Paper Process Improvements | 0.141% | 0 | 1.6675 | Industrial_2027_SC D_GWh_Before Competition Groups_Pulp and Paper Process Improvements
Industrial | Ind ¦ Engine Block Heater Timer | 2027 | SC D | GWh | Before Competition Groups | 1.457 | 0 | 0 | 1182.7287 | 0.0012319 | 25 | Industrial_2027_SC D_GWh_Before Competition Groups_25 | Engine Block Heater Timer | 0.1232% | 0 | 1.457 | Industrial_2027_SC D_GWh_Before Competition Groups_Engine Block Heater Timer
Industrial | Ind ¦ Air Compressor Heat Recovery | 2027 | SC D | GWh | Before Competition Groups | 0.63761 | 0 | 0 | 1182.7287 | 0.00053911 | 26 | Industrial_2027_SC D_GWh_Before Competition Groups_26 | Air Compressor Heat Recovery | 0.05391% | 0 | 0.63761 | Industrial_2027_SC D_GWh_Before Competition Groups_Air Compressor Heat Recovery
Industrial | Ind ¦ Dairy Pre-Cooler | 2027 | SC D | GWh | Before Competition Groups | 0.50054 | 0 | 0 | 1182.7287 | 0.0004232 | 27 | Industrial_2027_SC D_GWh_Before Competition Groups_27 | Dairy Pre-Cooler | 0.04232% | 0 | 0.50054 | Industrial_2027_SC D_GWh_Before Competition Groups_Dairy Pre-Cooler
Industrial | Ind ¦ Efficient Irrigation | 2027 | SC D | GWh | Before Competition Groups | 0.4772 | 0 | 0 | 1182.7287 | 0.00040347 | 28 | Industrial_2027_SC D_GWh_Before Competition Groups_28 | Efficient Irrigation | 0.04035% | 0 | 0.4772 | Industrial_2027_SC D_GWh_Before Competition Groups_Efficient Irrigation
Industrial | Ind ¦ Efficient Refrigeration Compressor | 2027 | SC D | GWh | Before Competition Groups | 0.47398 | 0 | 0 | 1182.7287 | 0.00040075 | 29 | Industrial_2027_SC D_GWh_Before Competition Groups_29 | Efficient Refrigeration Compressor | 0.04008% | 0 | 0.47398 | Industrial_2027_SC D_GWh_Before Competition Groups_Efficient Refrigeration Compressor
Industrial | Ind ¦ Free Cooling | 2027 | SC D | GWh | Before Competition Groups | 0.1806 | 0 | 0 | 1182.7287 | 0.0001527 | 30 | Industrial_2027_SC D_GWh_Before Competition Groups_30 | Free Cooling | 0.01527% | 0 | 0.1806 | Industrial_2027_SC D_GWh_Before Competition Groups_Free Cooling
Industrial | Ind ¦ Heat Lamps/Heat Pad | 2027 | SC D | GWh | Before Competition Groups | 0.1192 | 0 | 0 | 1182.7287 | 0.00010078 | 31 | Industrial_2027_SC D_GWh_Before Competition Groups_31 | Heat Lamps/Heat Pad | 0.01008% | 0 | 0.1192 | Industrial_2027_SC D_GWh_Before Competition Groups_Heat Lamps/Heat Pad
Industrial | Ind ¦ Pump System Optimization | 2027 | Technical | GWh | Before Competition Groups | 745.971 | 0 | 0 | 5403.8712 | 0.13804 | 1 | Industrial_2027_Technical_GWh_Before Competition Groups_1 | Pump System Optimization | 13.8% | 0 | 745.971 | Industrial_2027_Technical_GWh_Before Competition Groups_Pump System Optimization
Industrial | Ind ¦ Air Leak Survey and Repair | 2027 | Technical | GWh | Before Competition Groups | 612.7876 | 0 | 0 | 5403.8712 | 0.1134 | 2 | Industrial_2027_Technical_GWh_Before Competition Groups_2 | Air Leak Survey and Repair | 11.34% | 0 | 612.7876 | Industrial_2027_Technical_GWh_Before Competition Groups_Air Leak Survey and Repair
Industrial | Ind ¦ HE Lighting | 2027 | Technical | GWh | Before Competition Groups | 601.6966 | 0 | 0 | 5403.8712 | 0.11135 | 3 | Industrial_2027_Technical_GWh_Before Competition Groups_3 | HE Lighting | 11.13% | 0 | 601.6966 | Industrial_2027_Technical_GWh_Before Competition Groups_HE Lighting
Industrial | Ind ¦ Recommissioning | 2027 | Technical | GWh | Before Competition Groups | 435.3736 | 0 | 0 | 5403.8712 | 0.080567 | 4 | Industrial_2027_Technical_GWh_Before Competition Groups_4 | Recommissioning | 8.057% | 0 | 435.3736 | Industrial_2027_Technical_GWh_Before Competition Groups_Recommissioning
Industrial | Ind ¦ SEM | 2027 | Technical | GWh | Before Competition Groups | 435.3736 | 0 | 0 | 5403.8712 | 0.080567 | 5 | Industrial_2027_Technical_GWh_Before Competition Groups_5 | SEM | 8.057% | 0 | 435.3736 | Industrial_2027_Technical_GWh_Before Competition Groups_SEM
Industrial | Ind ¦ Air Compressor Optimization | 2027 | Technical | GWh | Before Competition Groups | 416.4827 | 0 | 0 | 5403.8712 | 0.077071 | 6 | Industrial_2027_Technical_GWh_Before Competition Groups_6 | Air Compressor Optimization | 7.707% | 0 | 416.4827 | Industrial_2027_Technical_GWh_Before Competition Groups_Air Compressor Optimization
Industrial | Ind ¦ Efficient Compressed Air Nozzles | 2027 | Technical | GWh | Before Competition Groups | 406.5413 | 0 | 0 | 5403.8712 | 0.075231 | 7 | Industrial_2027_Technical_GWh_Before Competition Groups_7 | Efficient Compressed Air Nozzles | 7.523% | 0 | 406.5413 | Industrial_2027_Technical_GWh_Before Competition Groups_Efficient Compressed Air Nozzles
Industrial | Ind ¦ Pump Equipment Upgrade | 2027 | Technical | GWh | Before Competition Groups | 341.2967 | 0 | 0 | 5403.8712 | 0.063158 | 8 | Industrial_2027_Technical_GWh_Before Competition Groups_8 | Pump Equipment Upgrade | 6.316% | 0 | 341.2967 | Industrial_2027_Technical_GWh_Before Competition Groups_Pump Equipment Upgrade
Industrial | Ind ¦ High Efficiency HVAC Fans | 2027 | Technical | GWh | Before Competition Groups | 222.7002 | 0 | 0 | 5403.8712 | 0.041211 | 9 | Industrial_2027_Technical_GWh_Before Competition Groups_9 | High Efficiency HVAC Fans | 4.121% | 0 | 222.7002 | Industrial_2027_Technical_GWh_Before Competition Groups_High Efficiency HVAC Fans
Industrial | Ind ¦ Process Optimization (Elec) | 2027 | Technical | GWh | Before Competition Groups | 177.2696 | 0 | 0 | 5403.8712 | 0.032804 | 10 | Industrial_2027_Technical_GWh_Before Competition Groups_10 | Process Optimization (Elec) | 3.28% | 0 | 177.2696 | Industrial_2027_Technical_GWh_Before Competition Groups_Process Optimization (Elec)
Industrial | Ind ¦ Premium Efficient Motors | 2027 | Technical | GWh | Before Competition Groups | 159.8824 | 0 | 0 | 5403.8712 | 0.029587 | 11 | Industrial_2027_Technical_GWh_Before Competition Groups_11 | Premium Efficient Motors | 2.959% | 0 | 159.8824 | Industrial_2027_Technical_GWh_Before Competition Groups_Premium Efficient Motors
Industrial | Ind ¦ Greenhouse Grow Lights | 2027 | Technical | GWh | Before Competition Groups | 151.6899 | 0 | 0 | 5403.8712 | 0.028071 | 12 | Industrial_2027_Technical_GWh_Before Competition Groups_12 | Greenhouse Grow Lights | 2.807% | 0 | 151.6899 | Industrial_2027_Technical_GWh_Before Competition Groups_Greenhouse Grow Lights
Industrial | Ind ¦ HE HVAC Controls | 2027 | Technical | GWh | Before Competition Groups | 79.0826 | 0 | 0 | 5403.8712 | 0.014634 | 13 | Industrial_2027_Technical_GWh_Before Competition Groups_13 | HE HVAC Controls | 1.463% | 0 | 79.0826 | Industrial_2027_Technical_GWh_Before Competition Groups_HE HVAC Controls
Industrial | Ind ¦ Pulp and Paper Process Improvements | 2027 | Technical | GWh | Before Competition Groups | 66.1127 | 0 | 0 | 5403.8712 | 0.012234 | 14 | Industrial_2027_Technical_GWh_Before Competition Groups_14 | Pulp and Paper Process Improvements | 1.223% | 0 | 66.1127 | Industrial_2027_Technical_GWh_Before Competition Groups_Pulp and Paper Process Improvements
Industrial | Ind ¦ Material Handling Improvements | 2027 | Technical | GWh | Before Competition Groups | 65.6479 | 0 | 0 | 5403.8712 | 0.012148 | 15 | Industrial_2027_Technical_GWh_Before Competition Groups_15 | Material Handling Improvements | 1.215% | 0 | 65.6479 | Industrial_2027_Technical_GWh_Before Competition Groups_Material Handling Improvements
Industrial | Ind ¦ Fan System Optimization | 2027 | Technical | GWh | Before Competition Groups | 62.0949 | 0 | 0 | 5403.8712 | 0.011491 | 16 | Industrial_2027_Technical_GWh_Before Competition Groups_16 | Fan System Optimization | 1.149% | 0 | 62.0949 | Industrial_2027_Technical_GWh_Before Competition Groups_Fan System Optimization
Industrial | Ind ¦ HE HVAC Units | 2027 | Technical | GWh | Before Competition Groups | 48.6429 | 0 | 0 | 5403.8712 | 0.0090015 | 17 | Industrial_2027_Technical_GWh_Before Competition Groups_17 | HE HVAC Units | 0.9001% | 0 | 48.6429 | Industrial_2027_Technical_GWh_Before Competition Groups_HE HVAC Units
Industrial | Ind ¦ Refiner Plate Improvements | 2027 | Technical | GWh | Before Competition Groups | 48.6206 | 0 | 0 | 5403.8712 | 0.0089974 | 18 | Industrial_2027_Technical_GWh_Before Competition Groups_18 | Refiner Plate Improvements | 0.8997% | 0 | 48.6206 | Industrial_2027_Technical_GWh_Before Competition Groups_Refiner Plate Improvements
Industrial | Ind ¦ Process Heat Recovery | 2027 | Technical | GWh | Before Competition Groups | 37.5739 | 0 | 0 | 5403.8712 | 0.0069531 | 19 | Industrial_2027_Technical_GWh_Before Competition Groups_19 | Process Heat Recovery | 0.6953% | 0 | 37.5739 | Industrial_2027_Technical_GWh_Before Competition Groups_Process Heat Recovery
Industrial | Ind ¦ Ventilation Optimization | 2027 | Technical | GWh | Before Competition Groups | 31.202 | 0 | 0 | 5403.8712 | 0.005774 | 20 | Industrial_2027_Technical_GWh_Before Competition Groups_20 | Ventilation Optimization | 0.5774% | 0 | 31.202 | Industrial_2027_Technical_GWh_Before Competition Groups_Ventilation Optimization
Industrial | Ind ¦ VAV Conversion Project | 2027 | Technical | GWh | Before Competition Groups | 25.0846 | 0 | 0 | 5403.8712 | 0.004642 | 21 | Industrial_2027_Technical_GWh_Before Competition Groups_21 | VAV Conversion Project | 0.4642% | 0 | 25.0846 | Industrial_2027_Technical_GWh_Before Competition Groups_VAV Conversion Project
Industrial | Ind ¦ Cold Storage Retrofit | 2027 | Technical | GWh | Before Competition Groups | 24.2068 | 0 | 0 | 5403.8712 | 0.0044795 | 22 | Industrial_2027_Technical_GWh_Before Competition Groups_22 | Cold Storage Retrofit | 0.448% | 0 | 24.2068 | Industrial_2027_Technical_GWh_Before Competition Groups_Cold Storage Retrofit
Industrial | Ind ¦ Synchronous Belts | 2027 | Technical | GWh | Before Competition Groups | 21.9367 | 0 | 0 | 5403.8712 | 0.0040594 | 23 | Industrial_2027_Technical_GWh_Before Competition Groups_23 | Synchronous Belts | 0.4059% | 0 | 21.9367 | Industrial_2027_Technical_GWh_Before Competition Groups_Synchronous Belts
Industrial | Ind ¦ Improved Controls - Process Cooling | 2027 | Technical | GWh | Before Competition Groups | 21.1518 | 0 | 0 | 5403.8712 | 0.0039142 | 24 | Industrial_2027_Technical_GWh_Before Competition Groups_24 | Improved Controls - Process Cooling | 0.3914% | 0 | 21.1518 | Industrial_2027_Technical_GWh_Before Competition Groups_Improved Controls - Process Cooling
Industrial | Ind ¦ High Efficiency Battery Charger | 2027 | Technical | GWh | Before Competition Groups | 20.4597 | 0 | 0 | 5403.8712 | 0.0037861 | 25 | Industrial_2027_Technical_GWh_Before Competition Groups_25 | High Efficiency Battery Charger | 0.3786% | 0 | 20.4597 | Industrial_2027_Technical_GWh_Before Competition Groups_High Efficiency Battery Charger
Industrial | Ind ¦ Process Improvements | 2027 | Technical | GWh | Before Competition Groups | 17.7914 | 0 | 0 | 5403.8712 | 0.0032923 | 26 | Industrial_2027_Technical_GWh_Before Competition Groups_26 | Process Improvements | 0.3292% | 0 | 17.7914 | Industrial_2027_Technical_GWh_Before Competition Groups_Process Improvements
Industrial | Ind ¦ HVLS Fans | 2027 | Technical | GWh | Before Competition Groups | 17.3369 | 0 | 0 | 5403.8712 | 0.0032082 | 27 | Industrial_2027_Technical_GWh_Before Competition Groups_27 | HVLS Fans | 0.3208% | 0 | 17.3369 | Industrial_2027_Technical_GWh_Before Competition Groups_HVLS Fans
Industrial | Ind ¦ Efficient Irrigation | 2027 | Technical | GWh | Before Competition Groups | 16.8159 | 0 | 0 | 5403.8712 | 0.0031118 | 28 | Industrial_2027_Technical_GWh_Before Competition Groups_28 | Efficient Irrigation | 0.3112% | 0 | 16.8159 | Industrial_2027_Technical_GWh_Before Competition Groups_Efficient Irrigation
Industrial | Ind ¦ Chiller Optimization | 2027 | Technical | GWh | Before Competition Groups | 11.4805 | 0 | 0 | 5403.8712 | 0.0021245 | 29 | Industrial_2027_Technical_GWh_Before Competition Groups_29 | Chiller Optimization | 0.2124% | 0 | 11.4805 | Industrial_2027_Technical_GWh_Before Competition Groups_Chiller Optimization
Industrial | Ind ¦ Refrigeration Compressor VFD | 2027 | Technical | GWh | Before Competition Groups | 11.2747 | 0 | 0 | 5403.8712 | 0.0020864 | 30 | Industrial_2027_Technical_GWh_Before Competition Groups_30 | Refrigeration Compressor VFD | 0.2086% | 0 | 11.2747 | Industrial_2027_Technical_GWh_Before Competition Groups_Refrigeration Compressor VFD
Industrial | Ind ¦ Improved Controls - Process Heating | 2027 | Technical | GWh | Before Competition Groups | 10.7781 | 0 | 0 | 5403.8712 | 0.0019945 | 31 | Industrial_2027_Technical_GWh_Before Competition Groups_31 | Improved Controls - Process Heating | 0.1995% | 0 | 10.7781 | Industrial_2027_Technical_GWh_Before Competition Groups_Improved Controls - Process Heating
Industrial | Ind ¦ Efficient Transformer | 2027 | Technical | GWh | Before Competition Groups | 10.2298 | 0 | 0 | 5403.8712 | 0.0018931 | 32 | Industrial_2027_Technical_GWh_Before Competition Groups_32 | Efficient Transformer | 0.1893% | 0 | 10.2298 | Industrial_2027_Technical_GWh_Before Competition Groups_Efficient Transformer
Industrial | Ind ¦ Cooling Tower Optimization | 2027 | Technical | GWh | Before Competition Groups | 8.9689 | 0 | 0 | 5403.8712 | 0.0016597 | 33 | Industrial_2027_Technical_GWh_Before Competition Groups_33 | Cooling Tower Optimization | 0.166% | 0 | 8.9689 | Industrial_2027_Technical_GWh_Before Competition Groups_Cooling Tower Optimization
Industrial | Ind ¦ High Efficiency Welders | 2027 | Technical | GWh | Before Competition Groups | 8.235 | 0 | 0 | 5403.8712 | 0.0015239 | 34 | Industrial_2027_Technical_GWh_Before Competition Groups_34 | High Efficiency Welders | 0.1524% | 0 | 8.235 | Industrial_2027_Technical_GWh_Before Competition Groups_High Efficiency Welders
Industrial | Ind ¦ Engine Block Heater Timer | 2027 | Technical | GWh | Before Competition Groups | 6.7942 | 0 | 0 | 5403.8712 | 0.0012573 | 35 | Industrial_2027_Technical_GWh_Before Competition Groups_35 | Engine Block Heater Timer | 0.1257% | 0 | 6.7942 | Industrial_2027_Technical_GWh_Before Competition Groups_Engine Block Heater Timer
Industrial | Ind ¦ Low Energy Livestock Waterers | 2027 | Technical | GWh | Before Competition Groups | 6.217 | 0 | 0 | 5403.8712 | 0.0011505 | 36 | Industrial_2027_Technical_GWh_Before Competition Groups_36 | Low Energy Livestock Waterers | 0.115% | 0 | 6.217 | Industrial_2027_Technical_GWh_Before Competition Groups_Low Energy Livestock Waterers
Industrial | Ind ¦ Free Cooling | 2027 | Technical | GWh | Before Competition Groups | 5.4116 | 0 | 0 | 5403.8712 | 0.0010014 | 37 | Industrial_2027_Technical_GWh_Before Competition Groups_37 | Free Cooling | 0.1001% | 0 | 5.4116 | Industrial_2027_Technical_GWh_Before Competition Groups_Free Cooling
Industrial | Ind ¦ Dairy Pre-Cooler | 2027 | Technical | GWh | Before Competition Groups | 4.6123 | 0 | 0 | 5403.8712 | 0.00085352 | 38 | Industrial_2027_Technical_GWh_Before Competition Groups_38 | Dairy Pre-Cooler | 0.08535% | 0 | 4.6123 | Industrial_2027_Technical_GWh_Before Competition Groups_Dairy Pre-Cooler
Industrial | Ind ¦ Air Compressor Heat Recovery | 2027 | Technical | GWh | Before Competition Groups | 2.9575 | 0 | 0 | 5403.8712 | 0.00054729 | 39 | Industrial_2027_Technical_GWh_Before Competition Groups_39 | Air Compressor Heat Recovery | 0.05473% | 0 | 2.9575 | Industrial_2027_Technical_GWh_Before Competition Groups_Air Compressor Heat Recovery
Industrial | Ind ¦ Optimize Compressed Air Dryer | 2027 | Technical | GWh | Before Competition Groups | 2.1417 | 0 | 0 | 5403.8712 | 0.00039634 | 40 | Industrial_2027_Technical_GWh_Before Competition Groups_40 | Optimize Compressed Air Dryer | 0.03963% | 0 | 2.1417 | Industrial_2027_Technical_GWh_Before Competition Groups_Optimize Compressed Air Dryer
Industrial | Ind ¦ Heat Lamps/Heat Pad | 2027 | Technical | GWh | Before Competition Groups | 1.4426 | 0 | 0 | 5403.8712 | 0.00026695 | 41 | Industrial_2027_Technical_GWh_Before Competition Groups_41 | Heat Lamps/Heat Pad | 0.0267% | 0 | 1.4426 | Industrial_2027_Technical_GWh_Before Competition Groups_Heat Lamps/Heat Pad
Industrial | Ind ¦ Efficient Refrigeration Compressor | 2027 | Technical | GWh | Before Competition Groups | 0.95728 | 0 | 0 | 5403.8712 | 0.00017715 | 42 | Industrial_2027_Technical_GWh_Before Competition Groups_42 | Efficient Refrigeration Compressor | 0.01771% | 0 | 0.95728 | Industrial_2027_Technical_GWh_Before Competition Groups_Efficient Refrigeration Compressor
Industrial | Ind ¦ Creep Heat Controller | 2027 | Technical | GWh | Before Competition Groups | 0.9213 | 0 | 0 | 5403.8712 | 0.00017049 | 43 | Industrial_2027_Technical_GWh_Before Competition Groups_43 | Creep Heat Controller | 0.01705% | 0 | 0.9213 | Industrial_2027_Technical_GWh_Before Competition Groups_Creep Heat Controller
Industrial | Ind ¦ Dual and Natural Exhaust Ventilation Systems | 2027 | Technical | GWh | Before Competition Groups | 0.35739 | 0 | 0 | 5403.8712 | 6.6135e-05 | 44 | Industrial_2027_Technical_GWh_Before Competition Groups_44 | Dual and Natural Exhaust Ventilation Systems | 0.006614% | 0 | 0.35739 | Industrial_2027_Technical_GWh_Before Competition Groups_Dual and Natural Exhaust Ventilation Systems
Industrial | Ind ¦ Dairy Water Heater | 2027 | Technical | GWh | Before Competition Groups | 0.26493 | 0 | 0 | 5403.8712 | 4.9027e-05 | 45 | Industrial_2027_Technical_GWh_Before Competition Groups_45 | Dairy Water Heater | 0.004903% | 0 | 0.26493 | Industrial_2027_Technical_GWh_Before Competition Groups_Dairy Water Heater
Industrial | Ind ¦ Pump System Optimization | 2028 | Economic | GWh | Before Competition Groups | 744.7886 | 0 | 0 | 4672.3529 | 0.1594 | 1 | Industrial_2028_Economic_GWh_Before Competition Groups_1 | Pump System Optimization | 15.94% | 0 | 744.7886 | Industrial_2028_Economic_GWh_Before Competition Groups_Pump System Optimization
Industrial | Ind ¦ Air Leak Survey and Repair | 2028 | Economic | GWh | Before Competition Groups | 612.9278 | 0 | 0 | 4672.3529 | 0.13118 | 2 | Industrial_2028_Economic_GWh_Before Competition Groups_2 | Air Leak Survey and Repair | 13.12% | 0 | 612.9278 | Industrial_2028_Economic_GWh_Before Competition Groups_Air Leak Survey and Repair
Industrial | Ind ¦ Recommissioning | 2028 | Economic | GWh | Before Competition Groups | 434.1619 | 0 | 0 | 4672.3529 | 0.092921 | 3 | Industrial_2028_Economic_GWh_Before Competition Groups_3 | Recommissioning | 9.292% | 0 | 434.1619 | Industrial_2028_Economic_GWh_Before Competition Groups_Recommissioning
Industrial | Ind ¦ SEM | 2028 | Economic | GWh | Before Competition Groups | 434.1619 | 0 | 0 | 4672.3529 | 0.092921 | 4 | Industrial_2028_Economic_GWh_Before Competition Groups_4 | SEM | 9.292% | 0 | 434.1619 | Industrial_2028_Economic_GWh_Before Competition Groups_SEM
Industrial | Ind ¦ Air Compressor Optimization | 2028 | Economic | GWh | Before Competition Groups | 426.9464 | 0 | 0 | 4672.3529 | 0.091377 | 5 | Industrial_2028_Economic_GWh_Before Competition Groups_5 | Air Compressor Optimization | 9.138% | 0 | 426.9464 | Industrial_2028_Economic_GWh_Before Competition Groups_Air Compressor Optimization
Industrial | Ind ¦ Efficient Compressed Air Nozzles | 2028 | Economic | GWh | Before Competition Groups | 417.4687 | 0 | 0 | 4672.3529 | 0.089349 | 6 | Industrial_2028_Economic_GWh_Before Competition Groups_6 | Efficient Compressed Air Nozzles | 8.935% | 0 | 417.4687 | Industrial_2028_Economic_GWh_Before Competition Groups_Efficient Compressed Air Nozzles
Industrial | Ind ¦ Pump Equipment Upgrade | 2028 | Economic | GWh | Before Competition Groups | 349.8613 | 0 | 0 | 4672.3529 | 0.074879 | 7 | Industrial_2028_Economic_GWh_Before Competition Groups_7 | Pump Equipment Upgrade | 7.488% | 0 | 349.8613 | Industrial_2028_Economic_GWh_Before Competition Groups_Pump Equipment Upgrade
Industrial | Ind ¦ HE Lighting | 2028 | Economic | GWh | Before Competition Groups | 247.1406 | 0 | 0 | 4672.3529 | 0.052894 | 8 | Industrial_2028_Economic_GWh_Before Competition Groups_8 | HE Lighting | 5.289% | 0 | 247.1406 | Industrial_2028_Economic_GWh_Before Competition Groups_HE Lighting
Industrial | Ind ¦ High Efficiency HVAC Fans | 2028 | Economic | GWh | Before Competition Groups | 226.328 | 0 | 0 | 4672.3529 | 0.04844 | 9 | Industrial_2028_Economic_GWh_Before Competition Groups_9 | High Efficiency HVAC Fans | 4.844% | 0 | 226.328 | Industrial_2028_Economic_GWh_Before Competition Groups_High Efficiency HVAC Fans
Industrial | Ind ¦ Process Optimization (Elec) | 2028 | Economic | GWh | Before Competition Groups | 176.6056 | 0 | 0 | 4672.3529 | 0.037798 | 10 | Industrial_2028_Economic_GWh_Before Competition Groups_10 | Process Optimization (Elec) | 3.78% | 0 | 176.6056 | Industrial_2028_Economic_GWh_Before Competition Groups_Process Optimization (Elec)
Industrial | Ind ¦ Greenhouse Grow Lights | 2028 | Economic | GWh | Before Competition Groups | 154.3216 | 0 | 0 | 4672.3529 | 0.033029 | 11 | Industrial_2028_Economic_GWh_Before Competition Groups_11 | Greenhouse Grow Lights | 3.303% | 0 | 154.3216 | Industrial_2028_Economic_GWh_Before Competition Groups_Greenhouse Grow Lights
Industrial | Ind ¦ Material Handling Improvements | 2028 | Economic | GWh | Before Competition Groups | 67.384 | 0 | 0 | 4672.3529 | 0.014422 | 12 | Industrial_2028_Economic_GWh_Before Competition Groups_12 | Material Handling Improvements | 1.442% | 0 | 67.384 | Industrial_2028_Economic_GWh_Before Competition Groups_Material Handling Improvements
Industrial | Ind ¦ Pulp and Paper Process Improvements | 2028 | Economic | GWh | Before Competition Groups | 66.2562 | 0 | 0 | 4672.3529 | 0.01418 | 13 | Industrial_2028_Economic_GWh_Before Competition Groups_13 | Pulp and Paper Process Improvements | 1.418% | 0 | 66.2562 | Industrial_2028_Economic_GWh_Before Competition Groups_Pulp and Paper Process Improvements
Industrial | Ind ¦ Fan System Optimization | 2028 | Economic | GWh | Before Competition Groups | 62.99 | 0 | 0 | 4672.3529 | 0.013481 | 14 | Industrial_2028_Economic_GWh_Before Competition Groups_14 | Fan System Optimization | 1.348% | 0 | 62.99 | Industrial_2028_Economic_GWh_Before Competition Groups_Fan System Optimization
Industrial | Ind ¦ Refiner Plate Improvements | 2028 | Economic | GWh | Before Competition Groups | 50.2613 | 0 | 0 | 4672.3529 | 0.010757 | 15 | Industrial_2028_Economic_GWh_Before Competition Groups_15 | Refiner Plate Improvements | 1.076% | 0 | 50.2613 | Industrial_2028_Economic_GWh_Before Competition Groups_Refiner Plate Improvements
Industrial | Ind ¦ Process Heat Recovery | 2028 | Economic | GWh | Before Competition Groups | 37.4981 | 0 | 0 | 4672.3529 | 0.0080255 | 16 | Industrial_2028_Economic_GWh_Before Competition Groups_16 | Process Heat Recovery | 0.8026% | 0 | 37.4981 | Industrial_2028_Economic_GWh_Before Competition Groups_Process Heat Recovery
Industrial | Ind ¦ VAV Conversion Project | 2028 | Economic | GWh | Before Competition Groups | 24.6399 | 0 | 0 | 4672.3529 | 0.0052735 | 17 | Industrial_2028_Economic_GWh_Before Competition Groups_17 | VAV Conversion Project | 0.5274% | 0 | 24.6399 | Industrial_2028_Economic_GWh_Before Competition Groups_VAV Conversion Project
Industrial | Ind ¦ Improved Controls - Process Cooling | 2028 | Economic | GWh | Before Competition Groups | 21.064 | 0 | 0 | 4672.3529 | 0.0045082 | 18 | Industrial_2028_Economic_GWh_Before Competition Groups_18 | Improved Controls - Process Cooling | 0.4508% | 0 | 21.064 | Industrial_2028_Economic_GWh_Before Competition Groups_Improved Controls - Process Cooling
Industrial | Ind ¦ High Efficiency Battery Charger | 2028 | Economic | GWh | Before Competition Groups | 21.0109 | 0 | 0 | 4672.3529 | 0.0044968 | 19 | Industrial_2028_Economic_GWh_Before Competition Groups_19 | High Efficiency Battery Charger | 0.4497% | 0 | 21.0109 | Industrial_2028_Economic_GWh_Before Competition Groups_High Efficiency Battery Charger
Industrial | Ind ¦ Process Improvements | 2028 | Economic | GWh | Before Competition Groups | 17.8214 | 0 | 0 | 4672.3529 | 0.0038142 | 20 | Industrial_2028_Economic_GWh_Before Competition Groups_20 | Process Improvements | 0.3814% | 0 | 17.8214 | Industrial_2028_Economic_GWh_Before Competition Groups_Process Improvements
Industrial | Ind ¦ Efficient Irrigation | 2028 | Economic | GWh | Before Competition Groups | 17.1977 | 0 | 0 | 4672.3529 | 0.0036807 | 21 | Industrial_2028_Economic_GWh_Before Competition Groups_21 | Efficient Irrigation | 0.3681% | 0 | 17.1977 | Industrial_2028_Economic_GWh_Before Competition Groups_Efficient Irrigation
Industrial | Ind ¦ Ventilation Optimization | 2028 | Economic | GWh | Before Competition Groups | 11.6345 | 0 | 0 | 4672.3529 | 0.0024901 | 22 | Industrial_2028_Economic_GWh_Before Competition Groups_22 | Ventilation Optimization | 0.249% | 0 | 11.6345 | Industrial_2028_Economic_GWh_Before Competition Groups_Ventilation Optimization
Industrial | Ind ¦ Refrigeration Compressor VFD | 2028 | Economic | GWh | Before Competition Groups | 11.5595 | 0 | 0 | 4672.3529 | 0.002474 | 23 | Industrial_2028_Economic_GWh_Before Competition Groups_23 | Refrigeration Compressor VFD | 0.2474% | 0 | 11.5595 | Industrial_2028_Economic_GWh_Before Competition Groups_Refrigeration Compressor VFD
Industrial | Ind ¦ Improved Controls - Process Heating | 2028 | Economic | GWh | Before Competition Groups | 10.7695 | 0 | 0 | 4672.3529 | 0.0023049 | 24 | Industrial_2028_Economic_GWh_Before Competition Groups_24 | Improved Controls - Process Heating | 0.2305% | 0 | 10.7695 | Industrial_2028_Economic_GWh_Before Competition Groups_Improved Controls - Process Heating
Industrial | Ind ¦ Cooling Tower Optimization | 2028 | Economic | GWh | Before Competition Groups | 8.9221 | 0 | 0 | 4672.3529 | 0.0019096 | 25 | Industrial_2028_Economic_GWh_Before Competition Groups_25 | Cooling Tower Optimization | 0.191% | 0 | 8.9221 | Industrial_2028_Economic_GWh_Before Competition Groups_Cooling Tower Optimization
Industrial | Ind ¦ Engine Block Heater Timer | 2028 | Economic | GWh | Before Competition Groups | 6.8089 | 0 | 0 | 4672.3529 | 0.0014573 | 26 | Industrial_2028_Economic_GWh_Before Competition Groups_26 | Engine Block Heater Timer | 0.1457% | 0 | 6.8089 | Industrial_2028_Economic_GWh_Before Competition Groups_Engine Block Heater Timer
Industrial | Ind ¦ Free Cooling | 2028 | Economic | GWh | Before Competition Groups | 5.4006 | 0 | 0 | 4672.3529 | 0.0011559 | 27 | Industrial_2028_Economic_GWh_Before Competition Groups_27 | Free Cooling | 0.1156% | 0 | 5.4006 | Industrial_2028_Economic_GWh_Before Competition Groups_Free Cooling
Industrial | Ind ¦ Air Compressor Heat Recovery | 2028 | Economic | GWh | Before Competition Groups | 2.9388 | 0 | 0 | 4672.3529 | 0.00062898 | 28 | Industrial_2028_Economic_GWh_Before Competition Groups_28 | Air Compressor Heat Recovery | 0.0629% | 0 | 2.9388 | Industrial_2028_Economic_GWh_Before Competition Groups_Air Compressor Heat Recovery
Industrial | Ind ¦ Dairy Pre-Cooler | 2028 | Economic | GWh | Before Competition Groups | 2.317 | 0 | 0 | 4672.3529 | 0.00049589 | 29 | Industrial_2028_Economic_GWh_Before Competition Groups_29 | Dairy Pre-Cooler | 0.04959% | 0 | 2.317 | Industrial_2028_Economic_GWh_Before Competition Groups_Dairy Pre-Cooler
Industrial | Ind ¦ Efficient Refrigeration Compressor | 2028 | Economic | GWh | Before Competition Groups | 0.97621 | 0 | 0 | 4672.3529 | 0.00020893 | 30 | Industrial_2028_Economic_GWh_Before Competition Groups_30 | Efficient Refrigeration Compressor | 0.02089% | 0 | 0.97621 | Industrial_2028_Economic_GWh_Before Competition Groups_Efficient Refrigeration Compressor
Industrial | Ind ¦ Dairy Water Heater | 2028 | Economic | GWh | Before Competition Groups | 0.11403 | 0 | 0 | 4672.3529 | 2.4406e-05 | 31 | Industrial_2028_Economic_GWh_Before Competition Groups_31 | Dairy Water Heater | 0.002441% | 0 | 0.11403 | Industrial_2028_Economic_GWh_Before Competition Groups_Dairy Water Heater
Industrial | Ind ¦ Heat Lamps/Heat Pad | 2028 | Economic | GWh | Before Competition Groups | 0.076045 | 0 | 0 | 4672.3529 | 1.6276e-05 | 32 | Industrial_2028_Economic_GWh_Before Competition Groups_32 | Heat Lamps/Heat Pad | 0.001628% | 0 | 0.076045 | Industrial_2028_Economic_GWh_Before Competition Groups_Heat Lamps/Heat Pad
Industrial | Ind ¦ Air Compressor Optimization | 2028 | SC A | GWh | Before Competition Groups | 272.7156 | 0 | 0 | 1402.5059 | 0.19445 | 1 | Industrial_2028_SC A_GWh_Before Competition Groups_1 | Air Compressor Optimization | 19.44% | 0 | 272.7156 | Industrial_2028_SC A_GWh_Before Competition Groups_Air Compressor Optimization
Industrial | Ind ¦ Pump System Optimization | 2028 | SC A | GWh | Before Competition Groups | 254.6055 | 0 | 0 | 1402.5059 | 0.18154 | 2 | Industrial_2028_SC A_GWh_Before Competition Groups_2 | Pump System Optimization | 18.15% | 0 | 254.6055 | Industrial_2028_SC A_GWh_Before Competition Groups_Pump System Optimization
Industrial | Ind ¦ Air Leak Survey and Repair | 2028 | SC A | GWh | Before Competition Groups | 167.8167 | 0 | 0 | 1402.5059 | 0.11965 | 3 | Industrial_2028_SC A_GWh_Before Competition Groups_3 | Air Leak Survey and Repair | 11.97% | 0 | 167.8167 | Industrial_2028_SC A_GWh_Before Competition Groups_Air Leak Survey and Repair
Industrial | Ind ¦ Recommissioning | 2028 | SC A | GWh | Before Competition Groups | 118.8034 | 0 | 0 | 1402.5059 | 0.084708 | 4 | Industrial_2028_SC A_GWh_Before Competition Groups_4 | Recommissioning | 8.471% | 0 | 118.8034 | Industrial_2028_SC A_GWh_Before Competition Groups_Recommissioning
Industrial | Ind ¦ SEM | 2028 | SC A | GWh | Before Competition Groups | 118.8034 | 0 | 0 | 1402.5059 | 0.084708 | 5 | Industrial_2028_SC A_GWh_Before Competition Groups_5 | SEM | 8.471% | 0 | 118.8034 | Industrial_2028_SC A_GWh_Before Competition Groups_SEM
Industrial | Ind ¦ Pump Equipment Upgrade | 2028 | SC A | GWh | Before Competition Groups | 113.3751 | 0 | 0 | 1402.5059 | 0.080837 | 6 | Industrial_2028_SC A_GWh_Before Competition Groups_6 | Pump Equipment Upgrade | 8.084% | 0 | 113.3751 | Industrial_2028_SC A_GWh_Before Competition Groups_Pump Equipment Upgrade
Industrial | Ind ¦ Efficient Compressed Air Nozzles | 2028 | SC A | GWh | Before Competition Groups | 88.1309 | 0 | 0 | 1402.5059 | 0.062838 | 7 | Industrial_2028_SC A_GWh_Before Competition Groups_7 | Efficient Compressed Air Nozzles | 6.284% | 0 | 88.1309 | Industrial_2028_SC A_GWh_Before Competition Groups_Efficient Compressed Air Nozzles
Industrial | Ind ¦ High Efficiency HVAC Fans | 2028 | SC A | GWh | Before Competition Groups | 77.9233 | 0 | 0 | 1402.5059 | 0.05556 | 8 | Industrial_2028_SC A_GWh_Before Competition Groups_8 | High Efficiency HVAC Fans | 5.556% | 0 | 77.9233 | Industrial_2028_SC A_GWh_Before Competition Groups_High Efficiency HVAC Fans
Industrial | Ind ¦ Fan System Optimization | 2028 | SC A | GWh | Before Competition Groups | 38.5429 | 0 | 0 | 1402.5059 | 0.027481 | 9 | Industrial_2028_SC A_GWh_Before Competition Groups_9 | Fan System Optimization | 2.748% | 0 | 38.5429 | Industrial_2028_SC A_GWh_Before Competition Groups_Fan System Optimization
Industrial | Ind ¦ Greenhouse Grow Lights | 2028 | SC A | GWh | Before Competition Groups | 34.1547 | 0 | 0 | 1402.5059 | 0.024353 | 10 | Industrial_2028_SC A_GWh_Before Competition Groups_10 | Greenhouse Grow Lights | 2.435% | 0 | 34.1547 | Industrial_2028_SC A_GWh_Before Competition Groups_Greenhouse Grow Lights
Industrial | Ind ¦ Material Handling Improvements | 2028 | SC A | GWh | Before Competition Groups | 27.0179 | 0 | 0 | 1402.5059 | 0.019264 | 11 | Industrial_2028_SC A_GWh_Before Competition Groups_11 | Material Handling Improvements | 1.926% | 0 | 27.0179 | Industrial_2028_SC A_GWh_Before Competition Groups_Material Handling Improvements
Industrial | Ind ¦ Process Optimization (Elec) | 2028 | SC A | GWh | Before Competition Groups | 21.2848 | 0 | 0 | 1402.5059 | 0.015176 | 12 | Industrial_2028_SC A_GWh_Before Competition Groups_12 | Process Optimization (Elec) | 1.518% | 0 | 21.2848 | Industrial_2028_SC A_GWh_Before Competition Groups_Process Optimization (Elec)
Industrial | Ind ¦ Refiner Plate Improvements | 2028 | SC A | GWh | Before Competition Groups | 10.0439 | 0 | 0 | 1402.5059 | 0.0071614 | 13 | Industrial_2028_SC A_GWh_Before Competition Groups_13 | Refiner Plate Improvements | 0.7161% | 0 | 10.0439 | Industrial_2028_SC A_GWh_Before Competition Groups_Refiner Plate Improvements
Industrial | Ind ¦ Process Heat Recovery | 2028 | SC A | GWh | Before Competition Groups | 9.9742 | 0 | 0 | 1402.5059 | 0.0071117 | 14 | Industrial_2028_SC A_GWh_Before Competition Groups_14 | Process Heat Recovery | 0.7112% | 0 | 9.9742 | Industrial_2028_SC A_GWh_Before Competition Groups_Process Heat Recovery
Industrial | Ind ¦ VAV Conversion Project | 2028 | SC A | GWh | Before Competition Groups | 7.2193 | 0 | 0 | 1402.5059 | 0.0051474 | 15 | Industrial_2028_SC A_GWh_Before Competition Groups_15 | VAV Conversion Project | 0.5147% | 0 | 7.2193 | Industrial_2028_SC A_GWh_Before Competition Groups_VAV Conversion Project
Industrial | Ind ¦ Pulp and Paper Process Improvements | 2028 | SC A | GWh | Before Competition Groups | 6.3765 | 0 | 0 | 1402.5059 | 0.0045465 | 16 | Industrial_2028_SC A_GWh_Before Competition Groups_16 | Pulp and Paper Process Improvements | 0.4546% | 0 | 6.3765 | Industrial_2028_SC A_GWh_Before Competition Groups_Pulp and Paper Process Improvements
Industrial | Ind ¦ Improved Controls - Process Cooling | 2028 | SC A | GWh | Before Competition Groups | 5.9698 | 0 | 0 | 1402.5059 | 0.0042565 | 17 | Industrial_2028_SC A_GWh_Before Competition Groups_17 | Improved Controls - Process Cooling | 0.4257% | 0 | 5.9698 | Industrial_2028_SC A_GWh_Before Competition Groups_Improved Controls - Process Cooling
Industrial | Ind ¦ HE Lighting | 2028 | SC A | GWh | Before Competition Groups | 5.685 | 0 | 0 | 1402.5059 | 0.0040535 | 18 | Industrial_2028_SC A_GWh_Before Competition Groups_18 | HE Lighting | 0.4053% | 0 | 5.685 | Industrial_2028_SC A_GWh_Before Competition Groups_HE Lighting
Industrial | Ind ¦ Process Improvements | 2028 | SC A | GWh | Before Competition Groups | 4.5332 | 0 | 0 | 1402.5059 | 0.0032322 | 19 | Industrial_2028_SC A_GWh_Before Competition Groups_19 | Process Improvements | 0.3232% | 0 | 4.5332 | Industrial_2028_SC A_GWh_Before Competition Groups_Process Improvements
Industrial | Ind ¦ High Efficiency Battery Charger | 2028 | SC A | GWh | Before Competition Groups | 4.2462 | 0 | 0 | 1402.5059 | 0.0030276 | 20 | Industrial_2028_SC A_GWh_Before Competition Groups_20 | High Efficiency Battery Charger | 0.3028% | 0 | 4.2462 | Industrial_2028_SC A_GWh_Before Competition Groups_High Efficiency Battery Charger
Industrial | Ind ¦ Refrigeration Compressor VFD | 2028 | SC A | GWh | Before Competition Groups | 3.2538 | 0 | 0 | 1402.5059 | 0.00232 | 21 | Industrial_2028_SC A_GWh_Before Competition Groups_21 | Refrigeration Compressor VFD | 0.232% | 0 | 3.2538 | Industrial_2028_SC A_GWh_Before Competition Groups_Refrigeration Compressor VFD
Industrial | Ind ¦ Ventilation Optimization | 2028 | SC A | GWh | Before Competition Groups | 3.1967 | 0 | 0 | 1402.5059 | 0.0022793 | 22 | Industrial_2028_SC A_GWh_Before Competition Groups_22 | Ventilation Optimization | 0.2279% | 0 | 3.1967 | Industrial_2028_SC A_GWh_Before Competition Groups_Ventilation Optimization
Industrial | Ind ¦ Improved Controls - Process Heating | 2028 | SC A | GWh | Before Competition Groups | 3.0033 | 0 | 0 | 1402.5059 | 0.0021414 | 23 | Industrial_2028_SC A_GWh_Before Competition Groups_23 | Improved Controls - Process Heating | 0.2141% | 0 | 3.0033 | Industrial_2028_SC A_GWh_Before Competition Groups_Improved Controls - Process Heating
Industrial | Ind ¦ Engine Block Heater Timer | 2028 | SC A | GWh | Before Competition Groups | 1.7833 | 0 | 0 | 1402.5059 | 0.0012715 | 24 | Industrial_2028_SC A_GWh_Before Competition Groups_24 | Engine Block Heater Timer | 0.1271% | 0 | 1.7833 | Industrial_2028_SC A_GWh_Before Competition Groups_Engine Block Heater Timer
Industrial | Ind ¦ Dairy Pre-Cooler | 2028 | SC A | GWh | Before Competition Groups | 0.91593 | 0 | 0 | 1402.5059 | 0.00065307 | 25 | Industrial_2028_SC A_GWh_Before Competition Groups_25 | Dairy Pre-Cooler | 0.06531% | 0 | 0.91593 | Industrial_2028_SC A_GWh_Before Competition Groups_Dairy Pre-Cooler
Industrial | Ind ¦ Efficient Irrigation | 2028 | SC A | GWh | Before Competition Groups | 0.87711 | 0 | 0 | 1402.5059 | 0.00062539 | 26 | Industrial_2028_SC A_GWh_Before Competition Groups_26 | Efficient Irrigation | 0.06254% | 0 | 0.87711 | Industrial_2028_SC A_GWh_Before Competition Groups_Efficient Irrigation
Industrial | Ind ¦ Air Compressor Heat Recovery | 2028 | SC A | GWh | Before Competition Groups | 0.81661 | 0 | 0 | 1402.5059 | 0.00058225 | 27 | Industrial_2028_SC A_GWh_Before Competition Groups_27 | Air Compressor Heat Recovery | 0.05822% | 0 | 0.81661 | Industrial_2028_SC A_GWh_Before Competition Groups_Air Compressor Heat Recovery
Industrial | Ind ¦ Cooling Tower Optimization | 2028 | SC A | GWh | Before Competition Groups | 0.63492 | 0 | 0 | 1402.5059 | 0.0004527 | 28 | Industrial_2028_SC A_GWh_Before Competition Groups_28 | Cooling Tower Optimization | 0.04527% | 0 | 0.63492 | Industrial_2028_SC A_GWh_Before Competition Groups_Cooling Tower Optimization
Industrial | Ind ¦ Efficient Refrigeration Compressor | 2028 | SC A | GWh | Before Competition Groups | 0.52007 | 0 | 0 | 1402.5059 | 0.00037082 | 29 | Industrial_2028_SC A_GWh_Before Competition Groups_29 | Efficient Refrigeration Compressor | 0.03708% | 0 | 0.52007 | Industrial_2028_SC A_GWh_Before Competition Groups_Efficient Refrigeration Compressor
Industrial | Ind ¦ Heat Lamps/Heat Pad | 2028 | SC A | GWh | Before Competition Groups | 0.21929 | 0 | 0 | 1402.5059 | 0.00015636 | 30 | Industrial_2028_SC A_GWh_Before Competition Groups_30 | Heat Lamps/Heat Pad | 0.01564% | 0 | 0.21929 | Industrial_2028_SC A_GWh_Before Competition Groups_Heat Lamps/Heat Pad
Industrial | Ind ¦ Dairy Water Heater | 2028 | SC A | GWh | Before Competition Groups | 0.052418 | 0 | 0 | 1402.5059 | 3.7374e-05 | 31 | Industrial_2028_SC A_GWh_Before Competition Groups_31 | Dairy Water Heater | 0.003737% | 0 | 0.052418 | Industrial_2028_SC A_GWh_Before Competition Groups_Dairy Water Heater
Industrial | Ind ¦ Free Cooling | 2028 | SC A | GWh | Before Competition Groups | 0.010539 | 0 | 0 | 1402.5059 | 7.5147e-06 | 32 | Industrial_2028_SC A_GWh_Before Competition Groups_32 | Free Cooling | 0.0007515% | 0 | 0.010539 | Industrial_2028_SC A_GWh_Before Competition Groups_Free Cooling
Industrial | Ind ¦ Air Leak Survey and Repair | 2028 | SC B | GWh | Before Competition Groups | 397.8987 | 0 | 0 | 2506.436 | 0.15875 | 1 | Industrial_2028_SC B_GWh_Before Competition Groups_1 | Air Leak Survey and Repair | 15.88% | 0 | 397.8987 | Industrial_2028_SC B_GWh_Before Competition Groups_Air Leak Survey and Repair
Industrial | Ind ¦ Pump System Optimization | 2028 | SC B | GWh | Before Competition Groups | 336.6319 | 0 | 0 | 2506.436 | 0.13431 | 2 | Industrial_2028_SC B_GWh_Before Competition Groups_2 | Pump System Optimization | 13.43% | 0 | 336.6319 | Industrial_2028_SC B_GWh_Before Competition Groups_Pump System Optimization
Industrial | Ind ¦ Recommissioning | 2028 | SC B | GWh | Before Competition Groups | 281.6364 | 0 | 0 | 2506.436 | 0.11237 | 3 | Industrial_2028_SC B_GWh_Before Competition Groups_3 | Recommissioning | 11.24% | 0 | 281.6364 | Industrial_2028_SC B_GWh_Before Competition Groups_Recommissioning
Industrial | Ind ¦ SEM | 2028 | SC B | GWh | Before Competition Groups | 281.6364 | 0 | 0 | 2506.436 | 0.11237 | 4 | Industrial_2028_SC B_GWh_Before Competition Groups_4 | SEM | 11.24% | 0 | 281.6364 | Industrial_2028_SC B_GWh_Before Competition Groups_SEM
Industrial | Ind ¦ Air Compressor Optimization | 2028 | SC B | GWh | Before Competition Groups | 272.7156 | 0 | 0 | 2506.436 | 0.10881 | 5 | Industrial_2028_SC B_GWh_Before Competition Groups_5 | Air Compressor Optimization | 10.88% | 0 | 272.7156 | Industrial_2028_SC B_GWh_Before Competition Groups_Air Compressor Optimization
Industrial | Ind ¦ Efficient Compressed Air Nozzles | 2028 | SC B | GWh | Before Competition Groups | 209.9935 | 0 | 0 | 2506.436 | 0.083782 | 6 | Industrial_2028_SC B_GWh_Before Competition Groups_6 | Efficient Compressed Air Nozzles | 8.378% | 0 | 209.9935 | Industrial_2028_SC B_GWh_Before Competition Groups_Efficient Compressed Air Nozzles
Industrial | Ind ¦ Pump Equipment Upgrade | 2028 | SC B | GWh | Before Competition Groups | 146.0982 | 0 | 0 | 2506.436 | 0.058289 | 7 | Industrial_2028_SC B_GWh_Before Competition Groups_7 | Pump Equipment Upgrade | 5.829% | 0 | 146.0982 | Industrial_2028_SC B_GWh_Before Competition Groups_Pump Equipment Upgrade
Industrial | Ind ¦ High Efficiency HVAC Fans | 2028 | SC B | GWh | Before Competition Groups | 138.5245 | 0 | 0 | 2506.436 | 0.055268 | 8 | Industrial_2028_SC B_GWh_Before Competition Groups_8 | High Efficiency HVAC Fans | 5.527% | 0 | 138.5245 | Industrial_2028_SC B_GWh_Before Competition Groups_High Efficiency HVAC Fans
Industrial | Ind ¦ Greenhouse Grow Lights | 2028 | SC B | GWh | Before Competition Groups | 81.9295 | 0 | 0 | 2506.436 | 0.032688 | 9 | Industrial_2028_SC B_GWh_Before Competition Groups_9 | Greenhouse Grow Lights | 3.269% | 0 | 81.9295 | Industrial_2028_SC B_GWh_Before Competition Groups_Greenhouse Grow Lights
Industrial | Ind ¦ HE Lighting | 2028 | SC B | GWh | Before Competition Groups | 68.4068 | 0 | 0 | 2506.436 | 0.027292 | 10 | Industrial_2028_SC B_GWh_Before Competition Groups_10 | HE Lighting | 2.729% | 0 | 68.4068 | Industrial_2028_SC B_GWh_Before Competition Groups_HE Lighting
Industrial | Ind ¦ Material Handling Improvements | 2028 | SC B | GWh | Before Competition Groups | 42.5212 | 0 | 0 | 2506.436 | 0.016965 | 11 | Industrial_2028_SC B_GWh_Before Competition Groups_11 | Material Handling Improvements | 1.696% | 0 | 42.5212 | Industrial_2028_SC B_GWh_Before Competition Groups_Material Handling Improvements
Industrial | Ind ¦ Fan System Optimization | 2028 | SC B | GWh | Before Competition Groups | 41.1873 | 0 | 0 | 2506.436 | 0.016433 | 12 | Industrial_2028_SC B_GWh_Before Competition Groups_12 | Fan System Optimization | 1.643% | 0 | 41.1873 | Industrial_2028_SC B_GWh_Before Competition Groups_Fan System Optimization
Industrial | Ind ¦ Pulp and Paper Process Improvements | 2028 | SC B | GWh | Before Competition Groups | 39.7203 | 0 | 0 | 2506.436 | 0.015847 | 13 | Industrial_2028_SC B_GWh_Before Competition Groups_13 | Pulp and Paper Process Improvements | 1.585% | 0 | 39.7203 | Industrial_2028_SC B_GWh_Before Competition Groups_Pulp and Paper Process Improvements
Industrial | Ind ¦ Refiner Plate Improvements | 2028 | SC B | GWh | Before Competition Groups | 24.3026 | 0 | 0 | 2506.436 | 0.0096961 | 14 | Industrial_2028_SC B_GWh_Before Competition Groups_14 | Refiner Plate Improvements | 0.9696% | 0 | 24.3026 | Industrial_2028_SC B_GWh_Before Competition Groups_Refiner Plate Improvements
Industrial | Ind ¦ Process Heat Recovery | 2028 | SC B | GWh | Before Competition Groups | 23.8591 | 0 | 0 | 2506.436 | 0.0095191 | 15 | Industrial_2028_SC B_GWh_Before Competition Groups_15 | Process Heat Recovery | 0.9519% | 0 | 23.8591 | Industrial_2028_SC B_GWh_Before Competition Groups_Process Heat Recovery
Industrial | Ind ¦ Process Optimization (Elec) | 2028 | SC B | GWh | Before Competition Groups | 21.2848 | 0 | 0 | 2506.436 | 0.008492 | 16 | Industrial_2028_SC B_GWh_Before Competition Groups_16 | Process Optimization (Elec) | 0.8492% | 0 | 21.2848 | Industrial_2028_SC B_GWh_Before Competition Groups_Process Optimization (Elec)
Industrial | Ind ¦ VAV Conversion Project | 2028 | SC B | GWh | Before Competition Groups | 17.5485 | 0 | 0 | 2506.436 | 0.0070014 | 17 | Industrial_2028_SC B_GWh_Before Competition Groups_17 | VAV Conversion Project | 0.7001% | 0 | 17.5485 | Industrial_2028_SC B_GWh_Before Competition Groups_VAV Conversion Project
Industrial | Ind ¦ Improved Controls - Process Cooling | 2028 | SC B | GWh | Before Competition Groups | 14.1873 | 0 | 0 | 2506.436 | 0.0056603 | 18 | Industrial_2028_SC B_GWh_Before Competition Groups_18 | Improved Controls - Process Cooling | 0.566% | 0 | 14.1873 | Industrial_2028_SC B_GWh_Before Competition Groups_Improved Controls - Process Cooling
Industrial | Ind ¦ High Efficiency Battery Charger | 2028 | SC B | GWh | Before Competition Groups | 12.1171 | 0 | 0 | 2506.436 | 0.0048344 | 19 | Industrial_2028_SC B_GWh_Before Competition Groups_19 | High Efficiency Battery Charger | 0.4834% | 0 | 12.1171 | Industrial_2028_SC B_GWh_Before Competition Groups_High Efficiency Battery Charger
Industrial | Ind ¦ Process Improvements | 2028 | SC B | GWh | Before Competition Groups | 11.2777 | 0 | 0 | 2506.436 | 0.0044995 | 20 | Industrial_2028_SC B_GWh_Before Competition Groups_20 | Process Improvements | 0.4499% | 0 | 11.2777 | Industrial_2028_SC B_GWh_Before Competition Groups_Process Improvements
Industrial | Ind ¦ Ventilation Optimization | 2028 | SC B | GWh | Before Competition Groups | 7.318 | 0 | 0 | 2506.436 | 0.0029197 | 21 | Industrial_2028_SC B_GWh_Before Competition Groups_21 | Ventilation Optimization | 0.292% | 0 | 7.318 | Industrial_2028_SC B_GWh_Before Competition Groups_Ventilation Optimization
Industrial | Ind ¦ Improved Controls - Process Heating | 2028 | SC B | GWh | Before Competition Groups | 7.058 | 0 | 0 | 2506.436 | 0.002816 | 22 | Industrial_2028_SC B_GWh_Before Competition Groups_22 | Improved Controls - Process Heating | 0.2816% | 0 | 7.058 | Industrial_2028_SC B_GWh_Before Competition Groups_Improved Controls - Process Heating
Industrial | Ind ¦ Refrigeration Compressor VFD | 2028 | SC B | GWh | Before Competition Groups | 6.9881 | 0 | 0 | 2506.436 | 0.0027881 | 23 | Industrial_2028_SC B_GWh_Before Competition Groups_23 | Refrigeration Compressor VFD | 0.2788% | 0 | 6.9881 | Industrial_2028_SC B_GWh_Before Competition Groups_Refrigeration Compressor VFD
Industrial | Ind ¦ Cooling Tower Optimization | 2028 | SC B | GWh | Before Competition Groups | 5.8569 | 0 | 0 | 2506.436 | 0.0023367 | 24 | Industrial_2028_SC B_GWh_Before Competition Groups_24 | Cooling Tower Optimization | 0.2337% | 0 | 5.8569 | Industrial_2028_SC B_GWh_Before Competition Groups_Cooling Tower Optimization
Industrial | Ind ¦ Engine Block Heater Timer | 2028 | SC B | GWh | Before Competition Groups | 4.255 | 0 | 0 | 2506.436 | 0.0016976 | 25 | Industrial_2028_SC B_GWh_Before Competition Groups_25 | Engine Block Heater Timer | 0.1698% | 0 | 4.255 | Industrial_2028_SC B_GWh_Before Competition Groups_Engine Block Heater Timer
Industrial | Ind ¦ Free Cooling | 2028 | SC B | GWh | Before Competition Groups | 3.8284 | 0 | 0 | 2506.436 | 0.0015274 | 26 | Industrial_2028_SC B_GWh_Before Competition Groups_26 | Free Cooling | 0.1527% | 0 | 3.8284 | Industrial_2028_SC B_GWh_Before Competition Groups_Free Cooling
Industrial | Ind ¦ Efficient Irrigation | 2028 | SC B | GWh | Before Competition Groups | 3.2448 | 0 | 0 | 2506.436 | 0.0012946 | 27 | Industrial_2028_SC B_GWh_Before Competition Groups_27 | Efficient Irrigation | 0.1295% | 0 | 3.2448 | Industrial_2028_SC B_GWh_Before Competition Groups_Efficient Irrigation
Industrial | Ind ¦ Air Compressor Heat Recovery | 2028 | SC B | GWh | Before Competition Groups | 1.9318 | 0 | 0 | 2506.436 | 0.00077074 | 28 | Industrial_2028_SC B_GWh_Before Competition Groups_28 | Air Compressor Heat Recovery | 0.07707% | 0 | 1.9318 | Industrial_2028_SC B_GWh_Before Competition Groups_Air Compressor Heat Recovery
Industrial | Ind ¦ Dairy Pre-Cooler | 2028 | SC B | GWh | Before Competition Groups | 1.3394 | 0 | 0 | 2506.436 | 0.00053438 | 29 | Industrial_2028_SC B_GWh_Before Competition Groups_29 | Dairy Pre-Cooler | 0.05344% | 0 | 1.3394 | Industrial_2028_SC B_GWh_Before Competition Groups_Dairy Pre-Cooler
Industrial | Ind ¦ Efficient Refrigeration Compressor | 2028 | SC B | GWh | Before Competition Groups | 0.73369 | 0 | 0 | 2506.436 | 0.00029272 | 30 | Industrial_2028_SC B_GWh_Before Competition Groups_30 | Efficient Refrigeration Compressor | 0.02927% | 0 | 0.73369 | Industrial_2028_SC B_GWh_Before Competition Groups_Efficient Refrigeration Compressor
Industrial | Ind ¦ Heat Lamps/Heat Pad | 2028 | SC B | GWh | Before Competition Groups | 0.32461 | 0 | 0 | 2506.436 | 0.00012951 | 31 | Industrial_2028_SC B_GWh_Before Competition Groups_31 | Heat Lamps/Heat Pad | 0.01295% | 0 | 0.32461 | Industrial_2028_SC B_GWh_Before Competition Groups_Heat Lamps/Heat Pad
Industrial | Ind ¦ Dairy Water Heater | 2028 | SC B | GWh | Before Competition Groups | 0.07994 | 0 | 0 | 2506.436 | 3.1894e-05 | 32 | Industrial_2028_SC B_GWh_Before Competition Groups_32 | Dairy Water Heater | 0.003189% | 0 | 0.07994 | Industrial_2028_SC B_GWh_Before Competition Groups_Dairy Water Heater
Industrial | Ind ¦ Pump System Optimization | 2028 | SC C | GWh | Before Competition Groups | 336.6319 | 0 | 0 | 1583.677 | 0.21256 | 1 | Industrial_2028_SC C_GWh_Before Competition Groups_1 | Pump System Optimization | 21.26% | 0 | 336.6319 | Industrial_2028_SC C_GWh_Before Competition Groups_Pump System Optimization
Industrial | Ind ¦ Air Compressor Optimization | 2028 | SC C | GWh | Before Competition Groups | 272.7156 | 0 | 0 | 1583.677 | 0.1722 | 2 | Industrial_2028_SC C_GWh_Before Competition Groups_2 | Air Compressor Optimization | 17.22% | 0 | 272.7156 | Industrial_2028_SC C_GWh_Before Competition Groups_Air Compressor Optimization
Industrial | Ind ¦ Air Leak Survey and Repair | 2028 | SC C | GWh | Before Competition Groups | 167.8167 | 0 | 0 | 1583.677 | 0.10597 | 3 | Industrial_2028_SC C_GWh_Before Competition Groups_3 | Air Leak Survey and Repair | 10.6% | 0 | 167.8167 | Industrial_2028_SC C_GWh_Before Competition Groups_Air Leak Survey and Repair
Industrial | Ind ¦ Pump Equipment Upgrade | 2028 | SC C | GWh | Before Competition Groups | 146.0982 | 0 | 0 | 1583.677 | 0.092253 | 4 | Industrial_2028_SC C_GWh_Before Competition Groups_4 | Pump Equipment Upgrade | 9.225% | 0 | 146.0982 | Industrial_2028_SC C_GWh_Before Competition Groups_Pump Equipment Upgrade
Industrial | Ind ¦ Recommissioning | 2028 | SC C | GWh | Before Competition Groups | 118.8034 | 0 | 0 | 1583.677 | 0.075017 | 5 | Industrial_2028_SC C_GWh_Before Competition Groups_5 | Recommissioning | 7.502% | 0 | 118.8034 | Industrial_2028_SC C_GWh_Before Competition Groups_Recommissioning
Industrial | Ind ¦ SEM | 2028 | SC C | GWh | Before Competition Groups | 118.8034 | 0 | 0 | 1583.677 | 0.075017 | 6 | Industrial_2028_SC C_GWh_Before Competition Groups_6 | SEM | 7.502% | 0 | 118.8034 | Industrial_2028_SC C_GWh_Before Competition Groups_SEM
Industrial | Ind ¦ Efficient Compressed Air Nozzles | 2028 | SC C | GWh | Before Competition Groups | 88.1309 | 0 | 0 | 1583.677 | 0.05565 | 7 | Industrial_2028_SC C_GWh_Before Competition Groups_7 | Efficient Compressed Air Nozzles | 5.565% | 0 | 88.1309 | Industrial_2028_SC C_GWh_Before Competition Groups_Efficient Compressed Air Nozzles
Industrial | Ind ¦ High Efficiency HVAC Fans | 2028 | SC C | GWh | Before Competition Groups | 77.9233 | 0 | 0 | 1583.677 | 0.049204 | 8 | Industrial_2028_SC C_GWh_Before Competition Groups_8 | High Efficiency HVAC Fans | 4.92% | 0 | 77.9233 | Industrial_2028_SC C_GWh_Before Competition Groups_High Efficiency HVAC Fans
Industrial | Ind ¦ Greenhouse Grow Lights | 2028 | SC C | GWh | Before Competition Groups | 49.9655 | 0 | 0 | 1583.677 | 0.03155 | 9 | Industrial_2028_SC C_GWh_Before Competition Groups_9 | Greenhouse Grow Lights | 3.155% | 0 | 49.9655 | Industrial_2028_SC C_GWh_Before Competition Groups_Greenhouse Grow Lights
Industrial | Ind ¦ Fan System Optimization | 2028 | SC C | GWh | Before Competition Groups | 41.1873 | 0 | 0 | 1583.677 | 0.026007 | 10 | Industrial_2028_SC C_GWh_Before Competition Groups_10 | Fan System Optimization | 2.601% | 0 | 41.1873 | Industrial_2028_SC C_GWh_Before Competition Groups_Fan System Optimization
Industrial | Ind ¦ HE Lighting | 2028 | SC C | GWh | Before Competition Groups | 27.9445 | 0 | 0 | 1583.677 | 0.017645 | 11 | Industrial_2028_SC C_GWh_Before Competition Groups_11 | HE Lighting | 1.765% | 0 | 27.9445 | Industrial_2028_SC C_GWh_Before Competition Groups_HE Lighting
Industrial | Ind ¦ Material Handling Improvements | 2028 | SC C | GWh | Before Competition Groups | 27.0179 | 0 | 0 | 1583.677 | 0.01706 | 12 | Industrial_2028_SC C_GWh_Before Competition Groups_12 | Material Handling Improvements | 1.706% | 0 | 27.0179 | Industrial_2028_SC C_GWh_Before Competition Groups_Material Handling Improvements
Industrial | Ind ¦ Process Optimization (Elec) | 2028 | SC C | GWh | Before Competition Groups | 21.2848 | 0 | 0 | 1583.677 | 0.01344 | 13 | Industrial_2028_SC C_GWh_Before Competition Groups_13 | Process Optimization (Elec) | 1.344% | 0 | 21.2848 | Industrial_2028_SC C_GWh_Before Competition Groups_Process Optimization (Elec)
Industrial | Ind ¦ Pulp and Paper Process Improvements | 2028 | SC C | GWh | Before Competition Groups | 16.4598 | 0 | 0 | 1583.677 | 0.010393 | 14 | Industrial_2028_SC C_GWh_Before Competition Groups_14 | Pulp and Paper Process Improvements | 1.039% | 0 | 16.4598 | Industrial_2028_SC C_GWh_Before Competition Groups_Pulp and Paper Process Improvements
Industrial | Ind ¦ Refiner Plate Improvements | 2028 | SC C | GWh | Before Competition Groups | 10.0439 | 0 | 0 | 1583.677 | 0.0063421 | 15 | Industrial_2028_SC C_GWh_Before Competition Groups_15 | Refiner Plate Improvements | 0.6342% | 0 | 10.0439 | Industrial_2028_SC C_GWh_Before Competition Groups_Refiner Plate Improvements
Industrial | Ind ¦ Process Heat Recovery | 2028 | SC C | GWh | Before Competition Groups | 9.9742 | 0 | 0 | 1583.677 | 0.0062981 | 16 | Industrial_2028_SC C_GWh_Before Competition Groups_16 | Process Heat Recovery | 0.6298% | 0 | 9.9742 | Industrial_2028_SC C_GWh_Before Competition Groups_Process Heat Recovery
Industrial | Ind ¦ VAV Conversion Project | 2028 | SC C | GWh | Before Competition Groups | 7.3888 | 0 | 0 | 1583.677 | 0.0046656 | 17 | Industrial_2028_SC C_GWh_Before Competition Groups_17 | VAV Conversion Project | 0.4666% | 0 | 7.3888 | Industrial_2028_SC C_GWh_Before Competition Groups_VAV Conversion Project
Industrial | Ind ¦ Ventilation Optimization | 2028 | SC C | GWh | Before Competition Groups | 7.318 | 0 | 0 | 1583.677 | 0.0046209 | 18 | Industrial_2028_SC C_GWh_Before Competition Groups_18 | Ventilation Optimization | 0.4621% | 0 | 7.318 | Industrial_2028_SC C_GWh_Before Competition Groups_Ventilation Optimization
Industrial | Ind ¦ High Efficiency Battery Charger | 2028 | SC C | GWh | Before Competition Groups | 6.4567 | 0 | 0 | 1583.677 | 0.004077 | 19 | Industrial_2028_SC C_GWh_Before Competition Groups_19 | High Efficiency Battery Charger | 0.4077% | 0 | 6.4567 | Industrial_2028_SC C_GWh_Before Competition Groups_High Efficiency Battery Charger
Industrial | Ind ¦ Improved Controls - Process Cooling | 2028 | SC C | GWh | Before Competition Groups | 5.9806 | 0 | 0 | 1583.677 | 0.0037764 | 20 | Industrial_2028_SC C_GWh_Before Competition Groups_20 | Improved Controls - Process Cooling | 0.3776% | 0 | 5.9806 | Industrial_2028_SC C_GWh_Before Competition Groups_Improved Controls - Process Cooling
Industrial | Ind ¦ Cooling Tower Optimization | 2028 | SC C | GWh | Before Competition Groups | 5.8569 | 0 | 0 | 1583.677 | 0.0036983 | 21 | Industrial_2028_SC C_GWh_Before Competition Groups_21 | Cooling Tower Optimization | 0.3698% | 0 | 5.8569 | Industrial_2028_SC C_GWh_Before Competition Groups_Cooling Tower Optimization
Industrial | Ind ¦ Process Improvements | 2028 | SC C | GWh | Before Competition Groups | 4.7561 | 0 | 0 | 1583.677 | 0.0030032 | 22 | Industrial_2028_SC C_GWh_Before Competition Groups_22 | Process Improvements | 0.3003% | 0 | 4.7561 | Industrial_2028_SC C_GWh_Before Competition Groups_Process Improvements
Industrial | Ind ¦ Refrigeration Compressor VFD | 2028 | SC C | GWh | Before Competition Groups | 4.6422 | 0 | 0 | 1583.677 | 0.0029313 | 23 | Industrial_2028_SC C_GWh_Before Competition Groups_23 | Refrigeration Compressor VFD | 0.2931% | 0 | 4.6422 | Industrial_2028_SC C_GWh_Before Competition Groups_Refrigeration Compressor VFD
Industrial | Ind ¦ Improved Controls - Process Heating | 2028 | SC C | GWh | Before Competition Groups | 3.0087 | 0 | 0 | 1583.677 | 0.0018998 | 24 | Industrial_2028_SC C_GWh_Before Competition Groups_24 | Improved Controls - Process Heating | 0.19% | 0 | 3.0087 | Industrial_2028_SC C_GWh_Before Competition Groups_Improved Controls - Process Heating
Industrial | Ind ¦ Engine Block Heater Timer | 2028 | SC C | GWh | Before Competition Groups | 1.7871 | 0 | 0 | 1583.677 | 0.0011284 | 25 | Industrial_2028_SC C_GWh_Before Competition Groups_25 | Engine Block Heater Timer | 0.1128% | 0 | 1.7871 | Industrial_2028_SC C_GWh_Before Competition Groups_Engine Block Heater Timer
Industrial | Ind ¦ Free Cooling | 2028 | SC C | GWh | Before Competition Groups | 1.6486 | 0 | 0 | 1583.677 | 0.001041 | 26 | Industrial_2028_SC C_GWh_Before Competition Groups_26 | Free Cooling | 0.1041% | 0 | 1.6486 | Industrial_2028_SC C_GWh_Before Competition Groups_Free Cooling
Industrial | Ind ¦ Efficient Irrigation | 2028 | SC C | GWh | Before Competition Groups | 1.2892 | 0 | 0 | 1583.677 | 0.00081406 | 27 | Industrial_2028_SC C_GWh_Before Competition Groups_27 | Efficient Irrigation | 0.08141% | 0 | 1.2892 | Industrial_2028_SC C_GWh_Before Competition Groups_Efficient Irrigation
Industrial | Ind ¦ Dairy Pre-Cooler | 2028 | SC C | GWh | Before Competition Groups | 1.079 | 0 | 0 | 1583.677 | 0.00068135 | 28 | Industrial_2028_SC C_GWh_Before Competition Groups_28 | Dairy Pre-Cooler | 0.06813% | 0 | 1.079 | Industrial_2028_SC C_GWh_Before Competition Groups_Dairy Pre-Cooler
Industrial | Ind ¦ Air Compressor Heat Recovery | 2028 | SC C | GWh | Before Competition Groups | 0.81661 | 0 | 0 | 1583.677 | 0.00051564 | 29 | Industrial_2028_SC C_GWh_Before Competition Groups_29 | Air Compressor Heat Recovery | 0.05156% | 0 | 0.81661 | Industrial_2028_SC C_GWh_Before Competition Groups_Air Compressor Heat Recovery
Industrial | Ind ¦ Efficient Refrigeration Compressor | 2028 | SC C | GWh | Before Competition Groups | 0.52007 | 0 | 0 | 1583.677 | 0.0003284 | 30 | Industrial_2028_SC C_GWh_Before Competition Groups_30 | Efficient Refrigeration Compressor | 0.03284% | 0 | 0.52007 | Industrial_2028_SC C_GWh_Before Competition Groups_Efficient Refrigeration Compressor
Industrial | Ind ¦ Heat Lamps/Heat Pad | 2028 | SC C | GWh | Before Competition Groups | 0.25504 | 0 | 0 | 1583.677 | 0.00016104 | 31 | Industrial_2028_SC C_GWh_Before Competition Groups_31 | Heat Lamps/Heat Pad | 0.0161% | 0 | 0.25504 | Industrial_2028_SC C_GWh_Before Competition Groups_Heat Lamps/Heat Pad
Industrial | Ind ¦ Dairy Water Heater | 2028 | SC C | GWh | Before Competition Groups | 0.072339 | 0 | 0 | 1583.677 | 4.5678e-05 | 32 | Industrial_2028_SC C_GWh_Before Competition Groups_32 | Dairy Water Heater | 0.004568% | 0 | 0.072339 | Industrial_2028_SC C_GWh_Before Competition Groups_Dairy Water Heater
Industrial | Ind ¦ Air Compressor Optimization | 2028 | SC D | GWh | Before Competition Groups | 272.7156 | 0 | 0 | 1340.9011 | 0.20338 | 1 | Industrial_2028_SC D_GWh_Before Competition Groups_1 | Air Compressor Optimization | 20.34% | 0 | 272.7156 | Industrial_2028_SC D_GWh_Before Competition Groups_Air Compressor Optimization
Industrial | Ind ¦ Pump System Optimization | 2028 | SC D | GWh | Before Competition Groups | 224.4292 | 0 | 0 | 1340.9011 | 0.16737 | 2 | Industrial_2028_SC D_GWh_Before Competition Groups_2 | Pump System Optimization | 16.74% | 0 | 224.4292 | Industrial_2028_SC D_GWh_Before Competition Groups_Pump System Optimization
Industrial | Ind ¦ Air Leak Survey and Repair | 2028 | SC D | GWh | Before Competition Groups | 167.5036 | 0 | 0 | 1340.9011 | 0.12492 | 3 | Industrial_2028_SC D_GWh_Before Competition Groups_3 | Air Leak Survey and Repair | 12.49% | 0 | 167.5036 | Industrial_2028_SC D_GWh_Before Competition Groups_Air Leak Survey and Repair
Industrial | Ind ¦ SEM | 2028 | SC D | GWh | Before Competition Groups | 118.8034 | 0 | 0 | 1340.9011 | 0.0886 | 4 | Industrial_2028_SC D_GWh_Before Competition Groups_4 | SEM | 8.86% | 0 | 118.8034 | Industrial_2028_SC D_GWh_Before Competition Groups_SEM
Industrial | Ind ¦ Recommissioning | 2028 | SC D | GWh | Before Competition Groups | 114.5782 | 0 | 0 | 1340.9011 | 0.085449 | 5 | Industrial_2028_SC D_GWh_Before Competition Groups_5 | Recommissioning | 8.545% | 0 | 114.5782 | Industrial_2028_SC D_GWh_Before Competition Groups_Recommissioning
Industrial | Ind ¦ Pump Equipment Upgrade | 2028 | SC D | GWh | Before Competition Groups | 99.8109 | 0 | 0 | 1340.9011 | 0.074436 | 6 | Industrial_2028_SC D_GWh_Before Competition Groups_6 | Pump Equipment Upgrade | 7.444% | 0 | 99.8109 | Industrial_2028_SC D_GWh_Before Competition Groups_Pump Equipment Upgrade
Industrial | Ind ¦ Efficient Compressed Air Nozzles | 2028 | SC D | GWh | Before Competition Groups | 88.1309 | 0 | 0 | 1340.9011 | 0.065725 | 7 | Industrial_2028_SC D_GWh_Before Competition Groups_7 | Efficient Compressed Air Nozzles | 6.573% | 0 | 88.1309 | Industrial_2028_SC D_GWh_Before Competition Groups_Efficient Compressed Air Nozzles
Industrial | Ind ¦ High Efficiency HVAC Fans | 2028 | SC D | GWh | Before Competition Groups | 73.9734 | 0 | 0 | 1340.9011 | 0.055167 | 8 | Industrial_2028_SC D_GWh_Before Competition Groups_8 | High Efficiency HVAC Fans | 5.517% | 0 | 73.9734 | Industrial_2028_SC D_GWh_Before Competition Groups_High Efficiency HVAC Fans
Industrial | Ind ¦ Fan System Optimization | 2028 | SC D | GWh | Before Competition Groups | 41.1873 | 0 | 0 | 1340.9011 | 0.030716 | 9 | Industrial_2028_SC D_GWh_Before Competition Groups_9 | Fan System Optimization | 3.072% | 0 | 41.1873 | Industrial_2028_SC D_GWh_Before Competition Groups_Fan System Optimization
Industrial | Ind ¦ Greenhouse Grow Lights | 2028 | SC D | GWh | Before Competition Groups | 29.2403 | 0 | 0 | 1340.9011 | 0.021806 | 10 | Industrial_2028_SC D_GWh_Before Competition Groups_10 | Greenhouse Grow Lights | 2.181% | 0 | 29.2403 | Industrial_2028_SC D_GWh_Before Competition Groups_Greenhouse Grow Lights
Industrial | Ind ¦ Material Handling Improvements | 2028 | SC D | GWh | Before Competition Groups | 27.0179 | 0 | 0 | 1340.9011 | 0.020149 | 11 | Industrial_2028_SC D_GWh_Before Competition Groups_11 | Material Handling Improvements | 2.015% | 0 | 27.0179 | Industrial_2028_SC D_GWh_Before Competition Groups_Material Handling Improvements
Industrial | Ind ¦ Process Optimization (Elec) | 2028 | SC D | GWh | Before Competition Groups | 21.2848 | 0 | 0 | 1340.9011 | 0.015873 | 12 | Industrial_2028_SC D_GWh_Before Competition Groups_12 | Process Optimization (Elec) | 1.587% | 0 | 21.2848 | Industrial_2028_SC D_GWh_Before Competition Groups_Process Optimization (Elec)
Industrial | Ind ¦ Refiner Plate Improvements | 2028 | SC D | GWh | Before Competition Groups | 10.0439 | 0 | 0 | 1340.9011 | 0.0074904 | 13 | Industrial_2028_SC D_GWh_Before Competition Groups_13 | Refiner Plate Improvements | 0.749% | 0 | 10.0439 | Industrial_2028_SC D_GWh_Before Competition Groups_Refiner Plate Improvements
Industrial | Ind ¦ Process Heat Recovery | 2028 | SC D | GWh | Before Competition Groups | 7.4791 | 0 | 0 | 1340.9011 | 0.0055776 | 14 | Industrial_2028_SC D_GWh_Before Competition Groups_14 | Process Heat Recovery | 0.5578% | 0 | 7.4791 | Industrial_2028_SC D_GWh_Before Competition Groups_Process Heat Recovery
Industrial | Ind ¦ Ventilation Optimization | 2028 | SC D | GWh | Before Competition Groups | 6.4572 | 0 | 0 | 1340.9011 | 0.0048156 | 15 | Industrial_2028_SC D_GWh_Before Competition Groups_15 | Ventilation Optimization | 0.4816% | 0 | 6.4572 | Industrial_2028_SC D_GWh_Before Competition Groups_Ventilation Optimization
Industrial | Ind ¦ Improved Controls - Process Cooling | 2028 | SC D | GWh | Before Competition Groups | 5.9806 | 0 | 0 | 1340.9011 | 0.0044601 | 16 | Industrial_2028_SC D_GWh_Before Competition Groups_16 | Improved Controls - Process Cooling | 0.446% | 0 | 5.9806 | Industrial_2028_SC D_GWh_Before Competition Groups_Improved Controls - Process Cooling
Industrial | Ind ¦ Cooling Tower Optimization | 2028 | SC D | GWh | Before Competition Groups | 5.395 | 0 | 0 | 1340.9011 | 0.0040234 | 17 | Industrial_2028_SC D_GWh_Before Competition Groups_17 | Cooling Tower Optimization | 0.4023% | 0 | 5.395 | Industrial_2028_SC D_GWh_Before Competition Groups_Cooling Tower Optimization
Industrial | Ind ¦ VAV Conversion Project | 2028 | SC D | GWh | Before Competition Groups | 4.9854 | 0 | 0 | 1340.9011 | 0.0037179 | 18 | Industrial_2028_SC D_GWh_Before Competition Groups_18 | VAV Conversion Project | 0.3718% | 0 | 4.9854 | Industrial_2028_SC D_GWh_Before Competition Groups_VAV Conversion Project
Industrial | Ind ¦ Process Improvements | 2028 | SC D | GWh | Before Competition Groups | 4.1463 | 0 | 0 | 1340.9011 | 0.0030922 | 19 | Industrial_2028_SC D_GWh_Before Competition Groups_19 | Process Improvements | 0.3092% | 0 | 4.1463 | Industrial_2028_SC D_GWh_Before Competition Groups_Process Improvements
Industrial | Ind ¦ HE Lighting | 2028 | SC D | GWh | Before Competition Groups | 3.1827 | 0 | 0 | 1340.9011 | 0.0023735 | 20 | Industrial_2028_SC D_GWh_Before Competition Groups_20 | HE Lighting | 0.2374% | 0 | 3.1827 | Industrial_2028_SC D_GWh_Before Competition Groups_HE Lighting
Industrial | Ind ¦ High Efficiency Battery Charger | 2028 | SC D | GWh | Before Competition Groups | 3.0209 | 0 | 0 | 1340.9011 | 0.0022529 | 21 | Industrial_2028_SC D_GWh_Before Competition Groups_21 | High Efficiency Battery Charger | 0.2253% | 0 | 3.0209 | Industrial_2028_SC D_GWh_Before Competition Groups_High Efficiency Battery Charger
Industrial | Ind ¦ Improved Controls - Process Heating | 2028 | SC D | GWh | Before Competition Groups | 2.6764 | 0 | 0 | 1340.9011 | 0.001996 | 22 | Industrial_2028_SC D_GWh_Before Competition Groups_22 | Improved Controls - Process Heating | 0.1996% | 0 | 2.6764 | Industrial_2028_SC D_GWh_Before Competition Groups_Improved Controls - Process Heating
Industrial | Ind ¦ Refrigeration Compressor VFD | 2028 | SC D | GWh | Before Competition Groups | 2.5017 | 0 | 0 | 1340.9011 | 0.0018657 | 23 | Industrial_2028_SC D_GWh_Before Competition Groups_23 | Refrigeration Compressor VFD | 0.1866% | 0 | 2.5017 | Industrial_2028_SC D_GWh_Before Competition Groups_Refrigeration Compressor VFD
Industrial | Ind ¦ Pulp and Paper Process Improvements | 2028 | SC D | GWh | Before Competition Groups | 1.8767 | 0 | 0 | 1340.9011 | 0.0013995 | 24 | Industrial_2028_SC D_GWh_Before Competition Groups_24 | Pulp and Paper Process Improvements | 0.14% | 0 | 1.8767 | Industrial_2028_SC D_GWh_Before Competition Groups_Pulp and Paper Process Improvements
Industrial | Ind ¦ Engine Block Heater Timer | 2028 | SC D | GWh | Before Competition Groups | 1.6903 | 0 | 0 | 1340.9011 | 0.0012605 | 25 | Industrial_2028_SC D_GWh_Before Competition Groups_25 | Engine Block Heater Timer | 0.1261% | 0 | 1.6903 | Industrial_2028_SC D_GWh_Before Competition Groups_Engine Block Heater Timer
Industrial | Ind ¦ Air Compressor Heat Recovery | 2028 | SC D | GWh | Before Competition Groups | 0.73881 | 0 | 0 | 1340.9011 | 0.00055098 | 26 | Industrial_2028_SC D_GWh_Before Competition Groups_26 | Air Compressor Heat Recovery | 0.0551% | 0 | 0.73881 | Industrial_2028_SC D_GWh_Before Competition Groups_Air Compressor Heat Recovery
Industrial | Ind ¦ Efficient Irrigation | 2028 | SC D | GWh | Before Competition Groups | 0.61889 | 0 | 0 | 1340.9011 | 0.00046155 | 27 | Industrial_2028_SC D_GWh_Before Competition Groups_27 | Efficient Irrigation | 0.04616% | 0 | 0.61889 | Industrial_2028_SC D_GWh_Before Competition Groups_Efficient Irrigation
Industrial | Ind ¦ Dairy Pre-Cooler | 2028 | SC D | GWh | Before Competition Groups | 0.5613 | 0 | 0 | 1340.9011 | 0.0004186 | 28 | Industrial_2028_SC D_GWh_Before Competition Groups_28 | Dairy Pre-Cooler | 0.04186% | 0 | 0.5613 | Industrial_2028_SC D_GWh_Before Competition Groups_Dairy Pre-Cooler
Industrial | Ind ¦ Efficient Refrigeration Compressor | 2028 | SC D | GWh | Before Competition Groups | 0.51479 | 0 | 0 | 1340.9011 | 0.00038391 | 29 | Industrial_2028_SC D_GWh_Before Competition Groups_29 | Efficient Refrigeration Compressor | 0.03839% | 0 | 0.51479 | Industrial_2028_SC D_GWh_Before Competition Groups_Efficient Refrigeration Compressor
Industrial | Ind ¦ Free Cooling | 2028 | SC D | GWh | Before Competition Groups | 0.20392 | 0 | 0 | 1340.9011 | 0.00015208 | 30 | Industrial_2028_SC D_GWh_Before Competition Groups_30 | Free Cooling | 0.01521% | 0 | 0.20392 | Industrial_2028_SC D_GWh_Before Competition Groups_Free Cooling
Industrial | Ind ¦ Heat Lamps/Heat Pad | 2028 | SC D | GWh | Before Competition Groups | 0.15207 | 0 | 0 | 1340.9011 | 0.00011341 | 31 | Industrial_2028_SC D_GWh_Before Competition Groups_31 | Heat Lamps/Heat Pad | 0.01134% | 0 | 0.15207 | Industrial_2028_SC D_GWh_Before Competition Groups_Heat Lamps/Heat Pad
Industrial | Ind ¦ Pump System Optimization | 2028 | Technical | GWh | Before Competition Groups | 769.2709 | 0 | 0 | 5485.412 | 0.14024 | 1 | Industrial_2028_Technical_GWh_Before Competition Groups_1 | Pump System Optimization | 14.02% | 0 | 769.2709 | Industrial_2028_Technical_GWh_Before Competition Groups_Pump System Optimization
Industrial | Ind ¦ HE Lighting | 2028 | Technical | GWh | Before Competition Groups | 616.9396 | 0 | 0 | 5485.412 | 0.11247 | 2 | Industrial_2028_Technical_GWh_Before Competition Groups_2 | HE Lighting | 11.25% | 0 | 616.9396 | Industrial_2028_Technical_GWh_Before Competition Groups_HE Lighting
Industrial | Ind ¦ Air Leak Survey and Repair | 2028 | Technical | GWh | Before Competition Groups | 612.9278 | 0 | 0 | 5485.412 | 0.11174 | 3 | Industrial_2028_Technical_GWh_Before Competition Groups_3 | Air Leak Survey and Repair | 11.17% | 0 | 612.9278 | Industrial_2028_Technical_GWh_Before Competition Groups_Air Leak Survey and Repair
Industrial | Ind ¦ Recommissioning | 2028 | Technical | GWh | Before Competition Groups | 434.1619 | 0 | 0 | 5485.412 | 0.079148 | 4 | Industrial_2028_Technical_GWh_Before Competition Groups_4 | Recommissioning | 7.915% | 0 | 434.1619 | Industrial_2028_Technical_GWh_Before Competition Groups_Recommissioning
Industrial | Ind ¦ SEM | 2028 | Technical | GWh | Before Competition Groups | 434.1619 | 0 | 0 | 5485.412 | 0.079148 | 5 | Industrial_2028_Technical_GWh_Before Competition Groups_5 | SEM | 7.915% | 0 | 434.1619 | Industrial_2028_Technical_GWh_Before Competition Groups_SEM
Industrial | Ind ¦ Air Compressor Optimization | 2028 | Technical | GWh | Before Competition Groups | 426.9464 | 0 | 0 | 5485.412 | 0.077833 | 6 | Industrial_2028_Technical_GWh_Before Competition Groups_6 | Air Compressor Optimization | 7.783% | 0 | 426.9464 | Industrial_2028_Technical_GWh_Before Competition Groups_Air Compressor Optimization
Industrial | Ind ¦ Efficient Compressed Air Nozzles | 2028 | Technical | GWh | Before Competition Groups | 417.4687 | 0 | 0 | 5485.412 | 0.076105 | 7 | Industrial_2028_Technical_GWh_Before Competition Groups_7 | Efficient Compressed Air Nozzles | 7.611% | 0 | 417.4687 | Industrial_2028_Technical_GWh_Before Competition Groups_Efficient Compressed Air Nozzles
Industrial | Ind ¦ Pump Equipment Upgrade | 2028 | Technical | GWh | Before Competition Groups | 349.8613 | 0 | 0 | 5485.412 | 0.06378 | 8 | Industrial_2028_Technical_GWh_Before Competition Groups_8 | Pump Equipment Upgrade | 6.378% | 0 | 349.8613 | Industrial_2028_Technical_GWh_Before Competition Groups_Pump Equipment Upgrade
Industrial | Ind ¦ High Efficiency HVAC Fans | 2028 | Technical | GWh | Before Competition Groups | 226.328 | 0 | 0 | 5485.412 | 0.04126 | 9 | Industrial_2028_Technical_GWh_Before Competition Groups_9 | High Efficiency HVAC Fans | 4.126% | 0 | 226.328 | Industrial_2028_Technical_GWh_Before Competition Groups_High Efficiency HVAC Fans
Industrial | Ind ¦ Process Optimization (Elec) | 2028 | Technical | GWh | Before Competition Groups | 176.6056 | 0 | 0 | 5485.412 | 0.032196 | 10 | Industrial_2028_Technical_GWh_Before Competition Groups_10 | Process Optimization (Elec) | 3.22% | 0 | 176.6056 | Industrial_2028_Technical_GWh_Before Competition Groups_Process Optimization (Elec)
Industrial | Ind ¦ Premium Efficient Motors | 2028 | Technical | GWh | Before Competition Groups | 162.4676 | 0 | 0 | 5485.412 | 0.029618 | 11 | Industrial_2028_Technical_GWh_Before Competition Groups_11 | Premium Efficient Motors | 2.962% | 0 | 162.4676 | Industrial_2028_Technical_GWh_Before Competition Groups_Premium Efficient Motors
Industrial | Ind ¦ Greenhouse Grow Lights | 2028 | Technical | GWh | Before Competition Groups | 154.3216 | 0 | 0 | 5485.412 | 0.028133 | 12 | Industrial_2028_Technical_GWh_Before Competition Groups_12 | Greenhouse Grow Lights | 2.813% | 0 | 154.3216 | Industrial_2028_Technical_GWh_Before Competition Groups_Greenhouse Grow Lights
Industrial | Ind ¦ HE HVAC Controls | 2028 | Technical | GWh | Before Competition Groups | 78.8604 | 0 | 0 | 5485.412 | 0.014376 | 13 | Industrial_2028_Technical_GWh_Before Competition Groups_13 | HE HVAC Controls | 1.438% | 0 | 78.8604 | Industrial_2028_Technical_GWh_Before Competition Groups_HE HVAC Controls
Industrial | Ind ¦ Material Handling Improvements | 2028 | Technical | GWh | Before Competition Groups | 67.384 | 0 | 0 | 5485.412 | 0.012284 | 14 | Industrial_2028_Technical_GWh_Before Competition Groups_14 | Material Handling Improvements | 1.228% | 0 | 67.384 | Industrial_2028_Technical_GWh_Before Competition Groups_Material Handling Improvements
Industrial | Ind ¦ Pulp and Paper Process Improvements | 2028 | Technical | GWh | Before Competition Groups | 66.2562 | 0 | 0 | 5485.412 | 0.012079 | 15 | Industrial_2028_Technical_GWh_Before Competition Groups_15 | Pulp and Paper Process Improvements | 1.208% | 0 | 66.2562 | Industrial_2028_Technical_GWh_Before Competition Groups_Pulp and Paper Process Improvements
Industrial | Ind ¦ Fan System Optimization | 2028 | Technical | GWh | Before Competition Groups | 62.99 | 0 | 0 | 5485.412 | 0.011483 | 16 | Industrial_2028_Technical_GWh_Before Competition Groups_16 | Fan System Optimization | 1.148% | 0 | 62.99 | Industrial_2028_Technical_GWh_Before Competition Groups_Fan System Optimization
Industrial | Ind ¦ Refiner Plate Improvements | 2028 | Technical | GWh | Before Competition Groups | 50.2613 | 0 | 0 | 5485.412 | 0.0091627 | 17 | Industrial_2028_Technical_GWh_Before Competition Groups_17 | Refiner Plate Improvements | 0.9163% | 0 | 50.2613 | Industrial_2028_Technical_GWh_Before Competition Groups_Refiner Plate Improvements
Industrial | Ind ¦ HE HVAC Units | 2028 | Technical | GWh | Before Competition Groups | 49.3476 | 0 | 0 | 5485.412 | 0.0089961 | 18 | Industrial_2028_Technical_GWh_Before Competition Groups_18 | HE HVAC Units | 0.8996% | 0 | 49.3476 | Industrial_2028_Technical_GWh_Before Competition Groups_HE HVAC Units
Industrial | Ind ¦ Process Heat Recovery | 2028 | Technical | GWh | Before Competition Groups | 37.4981 | 0 | 0 | 5485.412 | 0.006836 | 19 | Industrial_2028_Technical_GWh_Before Competition Groups_19 | Process Heat Recovery | 0.6836% | 0 | 37.4981 | Industrial_2028_Technical_GWh_Before Competition Groups_Process Heat Recovery
Industrial | Ind ¦ Ventilation Optimization | 2028 | Technical | GWh | Before Competition Groups | 31.939 | 0 | 0 | 5485.412 | 0.0058225 | 20 | Industrial_2028_Technical_GWh_Before Competition Groups_20 | Ventilation Optimization | 0.5823% | 0 | 31.939 | Industrial_2028_Technical_GWh_Before Competition Groups_Ventilation Optimization
Industrial | Ind ¦ VAV Conversion Project | 2028 | Technical | GWh | Before Competition Groups | 24.6399 | 0 | 0 | 5485.412 | 0.0044919 | 21 | Industrial_2028_Technical_GWh_Before Competition Groups_21 | VAV Conversion Project | 0.4492% | 0 | 24.6399 | Industrial_2028_Technical_GWh_Before Competition Groups_VAV Conversion Project
Industrial | Ind ¦ Cold Storage Retrofit | 2028 | Technical | GWh | Before Competition Groups | 24.1398 | 0 | 0 | 5485.412 | 0.0044007 | 22 | Industrial_2028_Technical_GWh_Before Competition Groups_22 | Cold Storage Retrofit | 0.4401% | 0 | 24.1398 | Industrial_2028_Technical_GWh_Before Competition Groups_Cold Storage Retrofit
Industrial | Ind ¦ Synchronous Belts | 2028 | Technical | GWh | Before Competition Groups | 21.8627 | 0 | 0 | 5485.412 | 0.0039856 | 23 | Industrial_2028_Technical_GWh_Before Competition Groups_23 | Synchronous Belts | 0.3986% | 0 | 21.8627 | Industrial_2028_Technical_GWh_Before Competition Groups_Synchronous Belts
Industrial | Ind ¦ Improved Controls - Process Cooling | 2028 | Technical | GWh | Before Competition Groups | 21.064 | 0 | 0 | 5485.412 | 0.00384 | 24 | Industrial_2028_Technical_GWh_Before Competition Groups_24 | Improved Controls - Process Cooling | 0.384% | 0 | 21.064 | Industrial_2028_Technical_GWh_Before Competition Groups_Improved Controls - Process Cooling
Industrial | Ind ¦ High Efficiency Battery Charger | 2028 | Technical | GWh | Before Competition Groups | 21.0109 | 0 | 0 | 5485.412 | 0.0038303 | 25 | Industrial_2028_Technical_GWh_Before Competition Groups_25 | High Efficiency Battery Charger | 0.383% | 0 | 21.0109 | Industrial_2028_Technical_GWh_Before Competition Groups_High Efficiency Battery Charger
Industrial | Ind ¦ Process Improvements | 2028 | Technical | GWh | Before Competition Groups | 17.8214 | 0 | 0 | 5485.412 | 0.0032489 | 26 | Industrial_2028_Technical_GWh_Before Competition Groups_26 | Process Improvements | 0.3249% | 0 | 17.8214 | Industrial_2028_Technical_GWh_Before Competition Groups_Process Improvements
Industrial | Ind ¦ HVLS Fans | 2028 | Technical | GWh | Before Competition Groups | 17.7575 | 0 | 0 | 5485.412 | 0.0032372 | 27 | Industrial_2028_Technical_GWh_Before Competition Groups_27 | HVLS Fans | 0.3237% | 0 | 17.7575 | Industrial_2028_Technical_GWh_Before Competition Groups_HVLS Fans
Industrial | Ind ¦ Efficient Irrigation | 2028 | Technical | GWh | Before Competition Groups | 17.1977 | 0 | 0 | 5485.412 | 0.0031352 | 28 | Industrial_2028_Technical_GWh_Before Competition Groups_28 | Efficient Irrigation | 0.3135% | 0 | 17.1977 | Industrial_2028_Technical_GWh_Before Competition Groups_Efficient Irrigation
Industrial | Ind ¦ Refrigeration Compressor VFD | 2028 | Technical | GWh | Before Competition Groups | 11.5595 | 0 | 0 | 5485.412 | 0.0021073 | 29 | Industrial_2028_Technical_GWh_Before Competition Groups_29 | Refrigeration Compressor VFD | 0.2107% | 0 | 11.5595 | Industrial_2028_Technical_GWh_Before Competition Groups_Refrigeration Compressor VFD
Industrial | Ind ¦ Chiller Optimization | 2028 | Technical | GWh | Before Competition Groups | 11.4148 | 0 | 0 | 5485.412 | 0.0020809 | 30 | Industrial_2028_Technical_GWh_Before Competition Groups_30 | Chiller Optimization | 0.2081% | 0 | 11.4148 | Industrial_2028_Technical_GWh_Before Competition Groups_Chiller Optimization
Industrial | Ind ¦ Improved Controls - Process Heating | 2028 | Technical | GWh | Before Competition Groups | 10.7695 | 0 | 0 | 5485.412 | 0.0019633 | 31 | Industrial_2028_Technical_GWh_Before Competition Groups_31 | Improved Controls - Process Heating | 0.1963% | 0 | 10.7695 | Industrial_2028_Technical_GWh_Before Competition Groups_Improved Controls - Process Heating
Industrial | Ind ¦ Efficient Transformer | 2028 | Technical | GWh | Before Competition Groups | 10.5054 | 0 | 0 | 5485.412 | 0.0019152 | 32 | Industrial_2028_Technical_GWh_Before Competition Groups_32 | Efficient Transformer | 0.1915% | 0 | 10.5054 | Industrial_2028_Technical_GWh_Before Competition Groups_Efficient Transformer
Industrial | Ind ¦ Cooling Tower Optimization | 2028 | Technical | GWh | Before Competition Groups | 8.9221 | 0 | 0 | 5485.412 | 0.0016265 | 33 | Industrial_2028_Technical_GWh_Before Competition Groups_33 | Cooling Tower Optimization | 0.1627% | 0 | 8.9221 | Industrial_2028_Technical_GWh_Before Competition Groups_Cooling Tower Optimization
Industrial | Ind ¦ High Efficiency Welders | 2028 | Technical | GWh | Before Competition Groups | 8.4274 | 0 | 0 | 5485.412 | 0.0015363 | 34 | Industrial_2028_Technical_GWh_Before Competition Groups_34 | High Efficiency Welders | 0.1536% | 0 | 8.4274 | Industrial_2028_Technical_GWh_Before Competition Groups_High Efficiency Welders
Industrial | Ind ¦ Engine Block Heater Timer | 2028 | Technical | GWh | Before Competition Groups | 6.8089 | 0 | 0 | 5485.412 | 0.0012413 | 35 | Industrial_2028_Technical_GWh_Before Competition Groups_35 | Engine Block Heater Timer | 0.1241% | 0 | 6.8089 | Industrial_2028_Technical_GWh_Before Competition Groups_Engine Block Heater Timer
Industrial | Ind ¦ Low Energy Livestock Waterers | 2028 | Technical | GWh | Before Competition Groups | 6.3397 | 0 | 0 | 5485.412 | 0.0011557 | 36 | Industrial_2028_Technical_GWh_Before Competition Groups_36 | Low Energy Livestock Waterers | 0.1156% | 0 | 6.3397 | Industrial_2028_Technical_GWh_Before Competition Groups_Low Energy Livestock Waterers
Industrial | Ind ¦ Free Cooling | 2028 | Technical | GWh | Before Competition Groups | 5.4006 | 0 | 0 | 5485.412 | 0.00098454 | 37 | Industrial_2028_Technical_GWh_Before Competition Groups_37 | Free Cooling | 0.09845% | 0 | 5.4006 | Industrial_2028_Technical_GWh_Before Competition Groups_Free Cooling
Industrial | Ind ¦ Dairy Pre-Cooler | 2028 | Technical | GWh | Before Competition Groups | 4.7157 | 0 | 0 | 5485.412 | 0.00085969 | 38 | Industrial_2028_Technical_GWh_Before Competition Groups_38 | Dairy Pre-Cooler | 0.08597% | 0 | 4.7157 | Industrial_2028_Technical_GWh_Before Competition Groups_Dairy Pre-Cooler
Industrial | Ind ¦ Air Compressor Heat Recovery | 2028 | Technical | GWh | Before Competition Groups | 2.9388 | 0 | 0 | 5485.412 | 0.00053575 | 39 | Industrial_2028_Technical_GWh_Before Competition Groups_39 | Air Compressor Heat Recovery | 0.05357% | 0 | 2.9388 | Industrial_2028_Technical_GWh_Before Competition Groups_Air Compressor Heat Recovery
Industrial | Ind ¦ Optimize Compressed Air Dryer | 2028 | Technical | GWh | Before Competition Groups | 2.1355 | 0 | 0 | 5485.412 | 0.0003893 | 40 | Industrial_2028_Technical_GWh_Before Competition Groups_40 | Optimize Compressed Air Dryer | 0.03893% | 0 | 2.1355 | Industrial_2028_Technical_GWh_Before Competition Groups_Optimize Compressed Air Dryer
Industrial | Ind ¦ Heat Lamps/Heat Pad | 2028 | Technical | GWh | Before Competition Groups | 1.4527 | 0 | 0 | 5485.412 | 0.00026483 | 41 | Industrial_2028_Technical_GWh_Before Competition Groups_41 | Heat Lamps/Heat Pad | 0.02648% | 0 | 1.4527 | Industrial_2028_Technical_GWh_Before Competition Groups_Heat Lamps/Heat Pad
Industrial | Ind ¦ Efficient Refrigeration Compressor | 2028 | Technical | GWh | Before Competition Groups | 0.97621 | 0 | 0 | 5485.412 | 0.00017797 | 42 | Industrial_2028_Technical_GWh_Before Competition Groups_42 | Efficient Refrigeration Compressor | 0.0178% | 0 | 0.97621 | Industrial_2028_Technical_GWh_Before Competition Groups_Efficient Refrigeration Compressor
Industrial | Ind ¦ Creep Heat Controller | 2028 | Technical | GWh | Before Competition Groups | 0.91995 | 0 | 0 | 5485.412 | 0.00016771 | 43 | Industrial_2028_Technical_GWh_Before Competition Groups_43 | Creep Heat Controller | 0.01677% | 0 | 0.91995 | Industrial_2028_Technical_GWh_Before Competition Groups_Creep Heat Controller
Industrial | Ind ¦ Dual and Natural Exhaust Ventilation Systems | 2028 | Technical | GWh | Before Competition Groups | 0.3655 | 0 | 0 | 5485.412 | 6.6631e-05 | 44 | Industrial_2028_Technical_GWh_Before Competition Groups_44 | Dual and Natural Exhaust Ventilation Systems | 0.006663% | 0 | 0.3655 | Industrial_2028_Technical_GWh_Before Competition Groups_Dual and Natural Exhaust Ventilation Systems
Industrial | Ind ¦ Dairy Water Heater | 2028 | Technical | GWh | Before Competition Groups | 0.26813 | 0 | 0 | 5485.412 | 4.8881e-05 | 45 | Industrial_2028_Technical_GWh_Before Competition Groups_45 | Dairy Water Heater | 0.004888% | 0 | 0.26813 | Industrial_2028_Technical_GWh_Before Competition Groups_Dairy Water Heater
Industrial | Ind ¦ Pump System Optimization | 2029 | Economic | GWh | Before Competition Groups | 767.0625 | 0 | 0 | 4748.6781 | 0.16153 | 1 | Industrial_2029_Economic_GWh_Before Competition Groups_1 | Pump System Optimization | 16.15% | 0 | 767.0625 | Industrial_2029_Economic_GWh_Before Competition Groups_Pump System Optimization
Industrial | Ind ¦ Air Leak Survey and Repair | 2029 | Economic | GWh | Before Competition Groups | 613.5598 | 0 | 0 | 4748.6781 | 0.12921 | 2 | Industrial_2029_Economic_GWh_Before Competition Groups_2 | Air Leak Survey and Repair | 12.92% | 0 | 613.5598 | Industrial_2029_Economic_GWh_Before Competition Groups_Air Leak Survey and Repair
Industrial | Ind ¦ Air Compressor Optimization | 2029 | Economic | GWh | Before Competition Groups | 437.1466 | 0 | 0 | 4748.6781 | 0.092056 | 3 | Industrial_2029_Economic_GWh_Before Competition Groups_3 | Air Compressor Optimization | 9.206% | 0 | 437.1466 | Industrial_2029_Economic_GWh_Before Competition Groups_Air Compressor Optimization
Industrial | Ind ¦ Recommissioning | 2029 | Economic | GWh | Before Competition Groups | 433.0587 | 0 | 0 | 4748.6781 | 0.091196 | 4 | Industrial_2029_Economic_GWh_Before Competition Groups_4 | Recommissioning | 9.12% | 0 | 433.0587 | Industrial_2029_Economic_GWh_Before Competition Groups_Recommissioning
Industrial | Ind ¦ SEM | 2029 | Economic | GWh | Before Competition Groups | 433.0587 | 0 | 0 | 4748.6781 | 0.091196 | 5 | Industrial_2029_Economic_GWh_Before Competition Groups_5 | SEM | 9.12% | 0 | 433.0587 | Industrial_2029_Economic_GWh_Before Competition Groups_SEM
Industrial | Ind ¦ Efficient Compressed Air Nozzles | 2029 | Economic | GWh | Before Competition Groups | 428.1698 | 0 | 0 | 4748.6781 | 0.090166 | 6 | Industrial_2029_Economic_GWh_Before Competition Groups_6 | Efficient Compressed Air Nozzles | 9.017% | 0 | 428.1698 | Industrial_2029_Economic_GWh_Before Competition Groups_Efficient Compressed Air Nozzles
Industrial | Ind ¦ Pump Equipment Upgrade | 2029 | Economic | GWh | Before Competition Groups | 358.1409 | 0 | 0 | 4748.6781 | 0.075419 | 7 | Industrial_2029_Economic_GWh_Before Competition Groups_7 | Pump Equipment Upgrade | 7.542% | 0 | 358.1409 | Industrial_2029_Economic_GWh_Before Competition Groups_Pump Equipment Upgrade
Industrial | Ind ¦ HE Lighting | 2029 | Economic | GWh | Before Competition Groups | 262.972 | 0 | 0 | 4748.6781 | 0.055378 | 8 | Industrial_2029_Economic_GWh_Before Competition Groups_8 | HE Lighting | 5.538% | 0 | 262.972 | Industrial_2029_Economic_GWh_Before Competition Groups_HE Lighting
Industrial | Ind ¦ High Efficiency HVAC Fans | 2029 | Economic | GWh | Before Competition Groups | 230.3291 | 0 | 0 | 4748.6781 | 0.048504 | 9 | Industrial_2029_Economic_GWh_Before Competition Groups_9 | High Efficiency HVAC Fans | 4.85% | 0 | 230.3291 | Industrial_2029_Economic_GWh_Before Competition Groups_High Efficiency HVAC Fans
Industrial | Ind ¦ Process Optimization (Elec) | 2029 | Economic | GWh | Before Competition Groups | 175.9755 | 0 | 0 | 4748.6781 | 0.037058 | 10 | Industrial_2029_Economic_GWh_Before Competition Groups_10 | Process Optimization (Elec) | 3.706% | 0 | 175.9755 | Industrial_2029_Economic_GWh_Before Competition Groups_Process Optimization (Elec)
Industrial | Ind ¦ Greenhouse Grow Lights | 2029 | Economic | GWh | Before Competition Groups | 156.8808 | 0 | 0 | 4748.6781 | 0.033037 | 11 | Industrial_2029_Economic_GWh_Before Competition Groups_11 | Greenhouse Grow Lights | 3.304% | 0 | 156.8808 | Industrial_2029_Economic_GWh_Before Competition Groups_Greenhouse Grow Lights
Industrial | Ind ¦ Material Handling Improvements | 2029 | Economic | GWh | Before Competition Groups | 69.0121 | 0 | 0 | 4748.6781 | 0.014533 | 12 | Industrial_2029_Economic_GWh_Before Competition Groups_12 | Material Handling Improvements | 1.453% | 0 | 69.0121 | Industrial_2029_Economic_GWh_Before Competition Groups_Material Handling Improvements
Industrial | Ind ¦ Pulp and Paper Process Improvements | 2029 | Economic | GWh | Before Competition Groups | 65.8241 | 0 | 0 | 4748.6781 | 0.013862 | 13 | Industrial_2029_Economic_GWh_Before Competition Groups_13 | Pulp and Paper Process Improvements | 1.386% | 0 | 65.8241 | Industrial_2029_Economic_GWh_Before Competition Groups_Pulp and Paper Process Improvements
Industrial | Ind ¦ Fan System Optimization | 2029 | Economic | GWh | Before Competition Groups | 63.92 | 0 | 0 | 4748.6781 | 0.013461 | 14 | Industrial_2029_Economic_GWh_Before Competition Groups_14 | Fan System Optimization | 1.346% | 0 | 63.92 | Industrial_2029_Economic_GWh_Before Competition Groups_Fan System Optimization
Industrial | Ind ¦ Refiner Plate Improvements | 2029 | Economic | GWh | Before Competition Groups | 51.2057 | 0 | 0 | 4748.6781 | 0.010783 | 15 | Industrial_2029_Economic_GWh_Before Competition Groups_15 | Refiner Plate Improvements | 1.078% | 0 | 51.2057 | Industrial_2029_Economic_GWh_Before Competition Groups_Refiner Plate Improvements
Industrial | Ind ¦ Process Heat Recovery | 2029 | Economic | GWh | Before Competition Groups | 37.4428 | 0 | 0 | 4748.6781 | 0.0078849 | 16 | Industrial_2029_Economic_GWh_Before Competition Groups_16 | Process Heat Recovery | 0.7885% | 0 | 37.4428 | Industrial_2029_Economic_GWh_Before Competition Groups_Process Heat Recovery
Industrial | Ind ¦ VAV Conversion Project | 2029 | Economic | GWh | Before Competition Groups | 24.3067 | 0 | 0 | 4748.6781 | 0.0051186 | 17 | Industrial_2029_Economic_GWh_Before Competition Groups_17 | VAV Conversion Project | 0.5119% | 0 | 24.3067 | Industrial_2029_Economic_GWh_Before Competition Groups_VAV Conversion Project
Industrial | Ind ¦ High Efficiency Battery Charger | 2029 | Economic | GWh | Before Competition Groups | 21.5574 | 0 | 0 | 4748.6781 | 0.0045397 | 18 | Industrial_2029_Economic_GWh_Before Competition Groups_18 | High Efficiency Battery Charger | 0.454% | 0 | 21.5574 | Industrial_2029_Economic_GWh_Before Competition Groups_High Efficiency Battery Charger
Industrial | Ind ¦ Improved Controls - Process Cooling | 2029 | Economic | GWh | Before Competition Groups | 20.9703 | 0 | 0 | 4748.6781 | 0.004416 | 19 | Industrial_2029_Economic_GWh_Before Competition Groups_19 | Improved Controls - Process Cooling | 0.4416% | 0 | 20.9703 | Industrial_2029_Economic_GWh_Before Competition Groups_Improved Controls - Process Cooling
Industrial | Ind ¦ Process Improvements | 2029 | Economic | GWh | Before Competition Groups | 17.8351 | 0 | 0 | 4748.6781 | 0.0037558 | 20 | Industrial_2029_Economic_GWh_Before Competition Groups_20 | Process Improvements | 0.3756% | 0 | 17.8351 | Industrial_2029_Economic_GWh_Before Competition Groups_Process Improvements
Industrial | Ind ¦ Efficient Irrigation | 2029 | Economic | GWh | Before Competition Groups | 17.5578 | 0 | 0 | 4748.6781 | 0.0036974 | 21 | Industrial_2029_Economic_GWh_Before Competition Groups_21 | Efficient Irrigation | 0.3697% | 0 | 17.5578 | Industrial_2029_Economic_GWh_Before Competition Groups_Efficient Irrigation
Industrial | Ind ¦ Ventilation Optimization | 2029 | Economic | GWh | Before Competition Groups | 12.4628 | 0 | 0 | 4748.6781 | 0.0026245 | 22 | Industrial_2029_Economic_GWh_Before Competition Groups_22 | Ventilation Optimization | 0.2624% | 0 | 12.4628 | Industrial_2029_Economic_GWh_Before Competition Groups_Ventilation Optimization
Industrial | Ind ¦ Refrigeration Compressor VFD | 2029 | Economic | GWh | Before Competition Groups | 11.8171 | 0 | 0 | 4748.6781 | 0.0024885 | 23 | Industrial_2029_Economic_GWh_Before Competition Groups_23 | Refrigeration Compressor VFD | 0.2489% | 0 | 11.8171 | Industrial_2029_Economic_GWh_Before Competition Groups_Refrigeration Compressor VFD
Industrial | Ind ¦ Improved Controls - Process Heating | 2029 | Economic | GWh | Before Competition Groups | 10.7665 | 0 | 0 | 4748.6781 | 0.0022673 | 24 | Industrial_2029_Economic_GWh_Before Competition Groups_24 | Improved Controls - Process Heating | 0.2267% | 0 | 10.7665 | Industrial_2029_Economic_GWh_Before Competition Groups_Improved Controls - Process Heating
Industrial | Ind ¦ Cooling Tower Optimization | 2029 | Economic | GWh | Before Competition Groups | 8.9034 | 0 | 0 | 4748.6781 | 0.0018749 | 25 | Industrial_2029_Economic_GWh_Before Competition Groups_25 | Cooling Tower Optimization | 0.1875% | 0 | 8.9034 | Industrial_2029_Economic_GWh_Before Competition Groups_Cooling Tower Optimization
Industrial | Ind ¦ Engine Block Heater Timer | 2029 | Economic | GWh | Before Competition Groups | 6.8194 | 0 | 0 | 4748.6781 | 0.0014361 | 26 | Industrial_2029_Economic_GWh_Before Competition Groups_26 | Engine Block Heater Timer | 0.1436% | 0 | 6.8194 | Industrial_2029_Economic_GWh_Before Competition Groups_Engine Block Heater Timer
Industrial | Ind ¦ Free Cooling | 2029 | Economic | GWh | Before Competition Groups | 5.3897 | 0 | 0 | 4748.6781 | 0.001135 | 27 | Industrial_2029_Economic_GWh_Before Competition Groups_27 | Free Cooling | 0.1135% | 0 | 5.3897 | Industrial_2029_Economic_GWh_Before Competition Groups_Free Cooling
Industrial | Ind ¦ Air Compressor Heat Recovery | 2029 | Economic | GWh | Before Competition Groups | 2.9231 | 0 | 0 | 4748.6781 | 0.00061556 | 28 | Industrial_2029_Economic_GWh_Before Competition Groups_28 | Air Compressor Heat Recovery | 0.06156% | 0 | 2.9231 | Industrial_2029_Economic_GWh_Before Competition Groups_Air Compressor Heat Recovery
Industrial | Ind ¦ Dairy Pre-Cooler | 2029 | Economic | GWh | Before Competition Groups | 2.4111 | 0 | 0 | 4748.6781 | 0.00050775 | 29 | Industrial_2029_Economic_GWh_Before Competition Groups_29 | Dairy Pre-Cooler | 0.05078% | 0 | 2.4111 | Industrial_2029_Economic_GWh_Before Competition Groups_Dairy Pre-Cooler
Industrial | Ind ¦ Efficient Refrigeration Compressor | 2029 | Economic | GWh | Before Competition Groups | 0.99433 | 0 | 0 | 4748.6781 | 0.00020939 | 30 | Industrial_2029_Economic_GWh_Before Competition Groups_30 | Efficient Refrigeration Compressor | 0.02094% | 0 | 0.99433 | Industrial_2029_Economic_GWh_Before Competition Groups_Efficient Refrigeration Compressor
Industrial | Ind ¦ Dairy Water Heater | 2029 | Economic | GWh | Before Competition Groups | 0.11758 | 0 | 0 | 4748.6781 | 2.476e-05 | 31 | Industrial_2029_Economic_GWh_Before Competition Groups_31 | Dairy Water Heater | 0.002476% | 0 | 0.11758 | Industrial_2029_Economic_GWh_Before Competition Groups_Dairy Water Heater
Industrial | Ind ¦ Heat Lamps/Heat Pad | 2029 | Economic | GWh | Before Competition Groups | 0.086597 | 0 | 0 | 4748.6781 | 1.8236e-05 | 32 | Industrial_2029_Economic_GWh_Before Competition Groups_32 | Heat Lamps/Heat Pad | 0.001824% | 0 | 0.086597 | Industrial_2029_Economic_GWh_Before Competition Groups_Heat Lamps/Heat Pad
Industrial | Ind ¦ Air Compressor Optimization | 2029 | SC A | GWh | Before Competition Groups | 298.4923 | 0 | 0 | 1575.3972 | 0.18947 | 1 | Industrial_2029_SC A_GWh_Before Competition Groups_1 | Air Compressor Optimization | 18.95% | 0 | 298.4923 | Industrial_2029_SC A_GWh_Before Competition Groups_Air Compressor Optimization
Industrial | Ind ¦ Pump System Optimization | 2029 | SC A | GWh | Before Competition Groups | 282.4655 | 0 | 0 | 1575.3972 | 0.1793 | 2 | Industrial_2029_SC A_GWh_Before Competition Groups_2 | Pump System Optimization | 17.93% | 0 | 282.4655 | Industrial_2029_SC A_GWh_Before Competition Groups_Pump System Optimization
Industrial | Ind ¦ Air Leak Survey and Repair | 2029 | SC A | GWh | Before Competition Groups | 192.2945 | 0 | 0 | 1575.3972 | 0.12206 | 3 | Industrial_2029_SC A_GWh_Before Competition Groups_3 | Air Leak Survey and Repair | 12.21% | 0 | 192.2945 | Industrial_2029_SC A_GWh_Before Competition Groups_Air Leak Survey and Repair
Industrial | Ind ¦ Recommissioning | 2029 | SC A | GWh | Before Competition Groups | 136.1482 | 0 | 0 | 1575.3972 | 0.086422 | 4 | Industrial_2029_SC A_GWh_Before Competition Groups_4 | Recommissioning | 8.642% | 0 | 136.1482 | Industrial_2029_SC A_GWh_Before Competition Groups_Recommissioning
Industrial | Ind ¦ SEM | 2029 | SC A | GWh | Before Competition Groups | 136.1482 | 0 | 0 | 1575.3972 | 0.086422 | 5 | Industrial_2029_SC A_GWh_Before Competition Groups_5 | SEM | 8.642% | 0 | 136.1482 | Industrial_2029_SC A_GWh_Before Competition Groups_SEM
Industrial | Ind ¦ Pump Equipment Upgrade | 2029 | SC A | GWh | Before Competition Groups | 124.7369 | 0 | 0 | 1575.3972 | 0.079178 | 6 | Industrial_2029_SC A_GWh_Before Competition Groups_6 | Pump Equipment Upgrade | 7.918% | 0 | 124.7369 | Industrial_2029_SC A_GWh_Before Competition Groups_Pump Equipment Upgrade
Industrial | Ind ¦ Efficient Compressed Air Nozzles | 2029 | SC A | GWh | Before Competition Groups | 103.3725 | 0 | 0 | 1575.3972 | 0.065617 | 7 | Industrial_2029_SC A_GWh_Before Competition Groups_7 | Efficient Compressed Air Nozzles | 6.562% | 0 | 103.3725 | Industrial_2029_SC A_GWh_Before Competition Groups_Efficient Compressed Air Nozzles
Industrial | Ind ¦ High Efficiency HVAC Fans | 2029 | SC A | GWh | Before Competition Groups | 88.008 | 0 | 0 | 1575.3972 | 0.055864 | 8 | Industrial_2029_SC A_GWh_Before Competition Groups_8 | High Efficiency HVAC Fans | 5.586% | 0 | 88.008 | Industrial_2029_SC A_GWh_Before Competition Groups_High Efficiency HVAC Fans
Industrial | Ind ¦ Fan System Optimization | 2029 | SC A | GWh | Before Competition Groups | 42.2722 | 0 | 0 | 1575.3972 | 0.026833 | 9 | Industrial_2029_SC A_GWh_Before Competition Groups_9 | Fan System Optimization | 2.683% | 0 | 42.2722 | Industrial_2029_SC A_GWh_Before Competition Groups_Fan System Optimization
Industrial | Ind ¦ Greenhouse Grow Lights | 2029 | SC A | GWh | Before Competition Groups | 37.4631 | 0 | 0 | 1575.3972 | 0.02378 | 10 | Industrial_2029_SC A_GWh_Before Competition Groups_10 | Greenhouse Grow Lights | 2.378% | 0 | 37.4631 | Industrial_2029_SC A_GWh_Before Competition Groups_Greenhouse Grow Lights
Industrial | Ind ¦ Material Handling Improvements | 2029 | SC A | GWh | Before Competition Groups | 29.9219 | 0 | 0 | 1575.3972 | 0.018993 | 11 | Industrial_2029_SC A_GWh_Before Competition Groups_11 | Material Handling Improvements | 1.899% | 0 | 29.9219 | Industrial_2029_SC A_GWh_Before Competition Groups_Material Handling Improvements
Industrial | Ind ¦ Process Optimization (Elec) | 2029 | SC A | GWh | Before Competition Groups | 24.3675 | 0 | 0 | 1575.3972 | 0.015468 | 12 | Industrial_2029_SC A_GWh_Before Competition Groups_12 | Process Optimization (Elec) | 1.547% | 0 | 24.3675 | Industrial_2029_SC A_GWh_Before Competition Groups_Process Optimization (Elec)
Industrial | Ind ¦ Refiner Plate Improvements | 2029 | SC A | GWh | Before Competition Groups | 11.704 | 0 | 0 | 1575.3972 | 0.0074292 | 13 | Industrial_2029_SC A_GWh_Before Competition Groups_13 | Refiner Plate Improvements | 0.7429% | 0 | 11.704 | Industrial_2029_SC A_GWh_Before Competition Groups_Refiner Plate Improvements
Industrial | Ind ¦ Process Heat Recovery | 2029 | SC A | GWh | Before Competition Groups | 11.4272 | 0 | 0 | 1575.3972 | 0.0072535 | 14 | Industrial_2029_SC A_GWh_Before Competition Groups_14 | Process Heat Recovery | 0.7254% | 0 | 11.4272 | Industrial_2029_SC A_GWh_Before Competition Groups_Process Heat Recovery
Industrial | Ind ¦ VAV Conversion Project | 2029 | SC A | GWh | Before Competition Groups | 8.2658 | 0 | 0 | 1575.3972 | 0.0052468 | 15 | Industrial_2029_SC A_GWh_Before Competition Groups_15 | VAV Conversion Project | 0.5247% | 0 | 8.2658 | Industrial_2029_SC A_GWh_Before Competition Groups_VAV Conversion Project
Industrial | Ind ¦ Pulp and Paper Process Improvements | 2029 | SC A | GWh | Before Competition Groups | 7.2034 | 0 | 0 | 1575.3972 | 0.0045725 | 16 | Industrial_2029_SC A_GWh_Before Competition Groups_16 | Pulp and Paper Process Improvements | 0.4572% | 0 | 7.2034 | Industrial_2029_SC A_GWh_Before Competition Groups_Pulp and Paper Process Improvements
Industrial | Ind ¦ HE Lighting | 2029 | SC A | GWh | Before Competition Groups | 7.0977 | 0 | 0 | 1575.3972 | 0.0045053 | 17 | Industrial_2029_SC A_GWh_Before Competition Groups_17 | HE Lighting | 0.4505% | 0 | 7.0977 | Industrial_2029_SC A_GWh_Before Competition Groups_HE Lighting
Industrial | Ind ¦ Improved Controls - Process Cooling | 2029 | SC A | GWh | Before Competition Groups | 6.8474 | 0 | 0 | 1575.3972 | 0.0043465 | 18 | Industrial_2029_SC A_GWh_Before Competition Groups_18 | Improved Controls - Process Cooling | 0.4346% | 0 | 6.8474 | Industrial_2029_SC A_GWh_Before Competition Groups_Improved Controls - Process Cooling
Industrial | Ind ¦ Process Improvements | 2029 | SC A | GWh | Before Competition Groups | 5.1929 | 0 | 0 | 1575.3972 | 0.0032962 | 19 | Industrial_2029_SC A_GWh_Before Competition Groups_19 | Process Improvements | 0.3296% | 0 | 5.1929 | Industrial_2029_SC A_GWh_Before Competition Groups_Process Improvements
Industrial | Ind ¦ High Efficiency Battery Charger | 2029 | SC A | GWh | Before Competition Groups | 4.8078 | 0 | 0 | 1575.3972 | 0.0030518 | 20 | Industrial_2029_SC A_GWh_Before Competition Groups_20 | High Efficiency Battery Charger | 0.3052% | 0 | 4.8078 | Industrial_2029_SC A_GWh_Before Competition Groups_High Efficiency Battery Charger
Industrial | Ind ¦ Ventilation Optimization | 2029 | SC A | GWh | Before Competition Groups | 3.5167 | 0 | 0 | 1575.3972 | 0.0022323 | 21 | Industrial_2029_SC A_GWh_Before Competition Groups_21 | Ventilation Optimization | 0.2232% | 0 | 3.5167 | Industrial_2029_SC A_GWh_Before Competition Groups_Ventilation Optimization
Industrial | Ind ¦ Refrigeration Compressor VFD | 2029 | SC A | GWh | Before Competition Groups | 3.5012 | 0 | 0 | 1575.3972 | 0.0022224 | 22 | Industrial_2029_SC A_GWh_Before Competition Groups_22 | Refrigeration Compressor VFD | 0.2222% | 0 | 3.5012 | Industrial_2029_SC A_GWh_Before Competition Groups_Refrigeration Compressor VFD
Industrial | Ind ¦ Improved Controls - Process Heating | 2029 | SC A | GWh | Before Competition Groups | 3.4485 | 0 | 0 | 1575.3972 | 0.002189 | 23 | Industrial_2029_SC A_GWh_Before Competition Groups_23 | Improved Controls - Process Heating | 0.2189% | 0 | 3.4485 | Industrial_2029_SC A_GWh_Before Competition Groups_Improved Controls - Process Heating
Industrial | Ind ¦ Engine Block Heater Timer | 2029 | SC A | GWh | Before Competition Groups | 2.0434 | 0 | 0 | 1575.3972 | 0.001297 | 24 | Industrial_2029_SC A_GWh_Before Competition Groups_24 | Engine Block Heater Timer | 0.1297% | 0 | 2.0434 | Industrial_2029_SC A_GWh_Before Competition Groups_Engine Block Heater Timer
Industrial | Ind ¦ Efficient Irrigation | 2029 | SC A | GWh | Before Competition Groups | 1.1045 | 0 | 0 | 1575.3972 | 0.00070107 | 25 | Industrial_2029_SC A_GWh_Before Competition Groups_25 | Efficient Irrigation | 0.07011% | 0 | 1.1045 | Industrial_2029_SC A_GWh_Before Competition Groups_Efficient Irrigation
Industrial | Ind ¦ Dairy Pre-Cooler | 2029 | SC A | GWh | Before Competition Groups | 1.0113 | 0 | 0 | 1575.3972 | 0.00064194 | 26 | Industrial_2029_SC A_GWh_Before Competition Groups_26 | Dairy Pre-Cooler | 0.06419% | 0 | 1.0113 | Industrial_2029_SC A_GWh_Before Competition Groups_Dairy Pre-Cooler
Industrial | Ind ¦ Air Compressor Heat Recovery | 2029 | SC A | GWh | Before Competition Groups | 0.93476 | 0 | 0 | 1575.3972 | 0.00059335 | 27 | Industrial_2029_SC A_GWh_Before Competition Groups_27 | Air Compressor Heat Recovery | 0.05934% | 0 | 0.93476 | Industrial_2029_SC A_GWh_Before Competition Groups_Air Compressor Heat Recovery
Industrial | Ind ¦ Cooling Tower Optimization | 2029 | SC A | GWh | Before Competition Groups | 0.70688 | 0 | 0 | 1575.3972 | 0.0004487 | 28 | Industrial_2029_SC A_GWh_Before Competition Groups_28 | Cooling Tower Optimization | 0.04487% | 0 | 0.70688 | Industrial_2029_SC A_GWh_Before Competition Groups_Cooling Tower Optimization
Industrial | Ind ¦ Efficient Refrigeration Compressor | 2029 | SC A | GWh | Before Competition Groups | 0.56174 | 0 | 0 | 1575.3972 | 0.00035657 | 29 | Industrial_2029_SC A_GWh_Before Competition Groups_29 | Efficient Refrigeration Compressor | 0.03566% | 0 | 0.56174 | Industrial_2029_SC A_GWh_Before Competition Groups_Efficient Refrigeration Compressor
Industrial | Ind ¦ Heat Lamps/Heat Pad | 2029 | SC A | GWh | Before Competition Groups | 0.2629 | 0 | 0 | 1575.3972 | 0.00016688 | 30 | Industrial_2029_SC A_GWh_Before Competition Groups_30 | Heat Lamps/Heat Pad | 0.01669% | 0 | 0.2629 | Industrial_2029_SC A_GWh_Before Competition Groups_Heat Lamps/Heat Pad
Industrial | Ind ¦ Dairy Water Heater | 2029 | SC A | GWh | Before Competition Groups | 0.056917 | 0 | 0 | 1575.3972 | 3.6129e-05 | 31 | Industrial_2029_SC A_GWh_Before Competition Groups_31 | Dairy Water Heater | 0.003613% | 0 | 0.056917 | Industrial_2029_SC A_GWh_Before Competition Groups_Dairy Water Heater
Industrial | Ind ¦ Free Cooling | 2029 | SC A | GWh | Before Competition Groups | 0.011616 | 0 | 0 | 1575.3972 | 7.3736e-06 | 32 | Industrial_2029_SC A_GWh_Before Competition Groups_32 | Free Cooling | 0.0007374% | 0 | 0.011616 | Industrial_2029_SC A_GWh_Before Competition Groups_Free Cooling
Industrial | Ind ¦ Air Leak Survey and Repair | 2029 | SC B | GWh | Before Competition Groups | 435.6934 | 0 | 0 | 2789.4516 | 0.15619 | 1 | Industrial_2029_SC B_GWh_Before Competition Groups_1 | Air Leak Survey and Repair | 15.62% | 0 | 435.6934 | Industrial_2029_SC B_GWh_Before Competition Groups_Air Leak Survey and Repair
Industrial | Ind ¦ Pump System Optimization | 2029 | SC B | GWh | Before Competition Groups | 386.1288 | 0 | 0 | 2789.4516 | 0.13842 | 2 | Industrial_2029_SC B_GWh_Before Competition Groups_2 | Pump System Optimization | 13.84% | 0 | 386.1288 | Industrial_2029_SC B_GWh_Before Competition Groups_Pump System Optimization
Industrial | Ind ¦ Recommissioning | 2029 | SC B | GWh | Before Competition Groups | 308.4015 | 0 | 0 | 2789.4516 | 0.11056 | 3 | Industrial_2029_SC B_GWh_Before Competition Groups_3 | Recommissioning | 11.06% | 0 | 308.4015 | Industrial_2029_SC B_GWh_Before Competition Groups_Recommissioning
Industrial | Ind ¦ SEM | 2029 | SC B | GWh | Before Competition Groups | 308.4015 | 0 | 0 | 2789.4516 | 0.11056 | 4 | Industrial_2029_SC B_GWh_Before Competition Groups_4 | SEM | 11.06% | 0 | 308.4015 | Industrial_2029_SC B_GWh_Before Competition Groups_SEM
Industrial | Ind ¦ Air Compressor Optimization | 2029 | SC B | GWh | Before Competition Groups | 298.4923 | 0 | 0 | 2789.4516 | 0.10701 | 5 | Industrial_2029_SC B_GWh_Before Competition Groups_5 | Air Compressor Optimization | 10.7% | 0 | 298.4923 | Industrial_2029_SC B_GWh_Before Competition Groups_Air Compressor Optimization
Industrial | Ind ¦ Efficient Compressed Air Nozzles | 2029 | SC B | GWh | Before Competition Groups | 235.8653 | 0 | 0 | 2789.4516 | 0.084556 | 6 | Industrial_2029_SC B_GWh_Before Competition Groups_6 | Efficient Compressed Air Nozzles | 8.456% | 0 | 235.8653 | Industrial_2029_SC B_GWh_Before Competition Groups_Efficient Compressed Air Nozzles
Industrial | Ind ¦ Pump Equipment Upgrade | 2029 | SC B | GWh | Before Competition Groups | 168.633 | 0 | 0 | 2789.4516 | 0.060454 | 7 | Industrial_2029_SC B_GWh_Before Competition Groups_7 | Pump Equipment Upgrade | 6.045% | 0 | 168.633 | Industrial_2029_SC B_GWh_Before Competition Groups_Pump Equipment Upgrade
Industrial | Ind ¦ High Efficiency HVAC Fans | 2029 | SC B | GWh | Before Competition Groups | 152.3943 | 0 | 0 | 2789.4516 | 0.054632 | 8 | Industrial_2029_SC B_GWh_Before Competition Groups_8 | High Efficiency HVAC Fans | 5.463% | 0 | 152.3943 | Industrial_2029_SC B_GWh_Before Competition Groups_High Efficiency HVAC Fans
Industrial | Ind ¦ Greenhouse Grow Lights | 2029 | SC B | GWh | Before Competition Groups | 91.2992 | 0 | 0 | 2789.4516 | 0.03273 | 9 | Industrial_2029_SC B_GWh_Before Competition Groups_9 | Greenhouse Grow Lights | 3.273% | 0 | 91.2992 | Industrial_2029_SC B_GWh_Before Competition Groups_Greenhouse Grow Lights
Industrial | Ind ¦ HE Lighting | 2029 | SC B | GWh | Before Competition Groups | 82.9846 | 0 | 0 | 2789.4516 | 0.029749 | 10 | Industrial_2029_SC B_GWh_Before Competition Groups_10 | HE Lighting | 2.975% | 0 | 82.9846 | Industrial_2029_SC B_GWh_Before Competition Groups_HE Lighting
Industrial | Ind ¦ Material Handling Improvements | 2029 | SC B | GWh | Before Competition Groups | 46.3101 | 0 | 0 | 2789.4516 | 0.016602 | 11 | Industrial_2029_SC B_GWh_Before Competition Groups_11 | Material Handling Improvements | 1.66% | 0 | 46.3101 | Industrial_2029_SC B_GWh_Before Competition Groups_Material Handling Improvements
Industrial | Ind ¦ Fan System Optimization | 2029 | SC B | GWh | Before Competition Groups | 44.9727 | 0 | 0 | 2789.4516 | 0.016122 | 12 | Industrial_2029_SC B_GWh_Before Competition Groups_12 | Fan System Optimization | 1.612% | 0 | 44.9727 | Industrial_2029_SC B_GWh_Before Competition Groups_Fan System Optimization
Industrial | Ind ¦ Pulp and Paper Process Improvements | 2029 | SC B | GWh | Before Competition Groups | 43.6813 | 0 | 0 | 2789.4516 | 0.015659 | 13 | Industrial_2029_SC B_GWh_Before Competition Groups_13 | Pulp and Paper Process Improvements | 1.566% | 0 | 43.6813 | Industrial_2029_SC B_GWh_Before Competition Groups_Pulp and Paper Process Improvements
Industrial | Ind ¦ Refiner Plate Improvements | 2029 | SC B | GWh | Before Competition Groups | 27.2187 | 0 | 0 | 2789.4516 | 0.0097577 | 14 | Industrial_2029_SC B_GWh_Before Competition Groups_14 | Refiner Plate Improvements | 0.9758% | 0 | 27.2187 | Industrial_2029_SC B_GWh_Before Competition Groups_Refiner Plate Improvements
Industrial | Ind ¦ Process Heat Recovery | 2029 | SC B | GWh | Before Competition Groups | 26.1783 | 0 | 0 | 2789.4516 | 0.0093848 | 15 | Industrial_2029_SC B_GWh_Before Competition Groups_15 | Process Heat Recovery | 0.9385% | 0 | 26.1783 | Industrial_2029_SC B_GWh_Before Competition Groups_Process Heat Recovery
Industrial | Ind ¦ Process Optimization (Elec) | 2029 | SC B | GWh | Before Competition Groups | 24.3675 | 0 | 0 | 2789.4516 | 0.0087356 | 16 | Industrial_2029_SC B_GWh_Before Competition Groups_16 | Process Optimization (Elec) | 0.8736% | 0 | 24.3675 | Industrial_2029_SC B_GWh_Before Competition Groups_Process Optimization (Elec)
Industrial | Ind ¦ VAV Conversion Project | 2029 | SC B | GWh | Before Competition Groups | 19.2115 | 0 | 0 | 2789.4516 | 0.0068872 | 17 | Industrial_2029_SC B_GWh_Before Competition Groups_17 | VAV Conversion Project | 0.6887% | 0 | 19.2115 | Industrial_2029_SC B_GWh_Before Competition Groups_VAV Conversion Project
Industrial | Ind ¦ Improved Controls - Process Cooling | 2029 | SC B | GWh | Before Competition Groups | 15.5485 | 0 | 0 | 2789.4516 | 0.005574 | 18 | Industrial_2029_SC B_GWh_Before Competition Groups_18 | Improved Controls - Process Cooling | 0.5574% | 0 | 15.5485 | Industrial_2029_SC B_GWh_Before Competition Groups_Improved Controls - Process Cooling
Industrial | Ind ¦ High Efficiency Battery Charger | 2029 | SC B | GWh | Before Competition Groups | 13.3903 | 0 | 0 | 2789.4516 | 0.0048003 | 19 | Industrial_2029_SC B_GWh_Before Competition Groups_19 | High Efficiency Battery Charger | 0.48% | 0 | 13.3903 | Industrial_2029_SC B_GWh_Before Competition Groups_High Efficiency Battery Charger
Industrial | Ind ¦ Process Improvements | 2029 | SC B | GWh | Before Competition Groups | 12.3481 | 0 | 0 | 2789.4516 | 0.0044267 | 20 | Industrial_2029_SC B_GWh_Before Competition Groups_20 | Process Improvements | 0.4427% | 0 | 12.3481 | Industrial_2029_SC B_GWh_Before Competition Groups_Process Improvements
Industrial | Ind ¦ Ventilation Optimization | 2029 | SC B | GWh | Before Competition Groups | 8.0438 | 0 | 0 | 2789.4516 | 0.0028836 | 21 | Industrial_2029_SC B_GWh_Before Competition Groups_21 | Ventilation Optimization | 0.2884% | 0 | 8.0438 | Industrial_2029_SC B_GWh_Before Competition Groups_Ventilation Optimization
Industrial | Ind ¦ Refrigeration Compressor VFD | 2029 | SC B | GWh | Before Competition Groups | 7.7498 | 0 | 0 | 2789.4516 | 0.0027783 | 22 | Industrial_2029_SC B_GWh_Before Competition Groups_22 | Refrigeration Compressor VFD | 0.2778% | 0 | 7.7498 | Industrial_2029_SC B_GWh_Before Competition Groups_Refrigeration Compressor VFD
Industrial | Ind ¦ Improved Controls - Process Heating | 2029 | SC B | GWh | Before Competition Groups | 7.7225 | 0 | 0 | 2789.4516 | 0.0027685 | 23 | Industrial_2029_SC B_GWh_Before Competition Groups_23 | Improved Controls - Process Heating | 0.2768% | 0 | 7.7225 | Industrial_2029_SC B_GWh_Before Competition Groups_Improved Controls - Process Heating
Industrial | Ind ¦ Cooling Tower Optimization | 2029 | SC B | GWh | Before Competition Groups | 6.4084 | 0 | 0 | 2789.4516 | 0.0022974 | 24 | Industrial_2029_SC B_GWh_Before Competition Groups_24 | Cooling Tower Optimization | 0.2297% | 0 | 6.4084 | Industrial_2029_SC B_GWh_Before Competition Groups_Cooling Tower Optimization
Industrial | Ind ¦ Engine Block Heater Timer | 2029 | SC B | GWh | Before Competition Groups | 4.6638 | 0 | 0 | 2789.4516 | 0.0016719 | 25 | Industrial_2029_SC B_GWh_Before Competition Groups_25 | Engine Block Heater Timer | 0.1672% | 0 | 4.6638 | Industrial_2029_SC B_GWh_Before Competition Groups_Engine Block Heater Timer
Industrial | Ind ¦ Efficient Irrigation | 2029 | SC B | GWh | Before Competition Groups | 4.3328 | 0 | 0 | 2789.4516 | 0.0015533 | 26 | Industrial_2029_SC B_GWh_Before Competition Groups_26 | Efficient Irrigation | 0.1553% | 0 | 4.3328 | Industrial_2029_SC B_GWh_Before Competition Groups_Efficient Irrigation
Industrial | Ind ¦ Free Cooling | 2029 | SC B | GWh | Before Competition Groups | 4.1777 | 0 | 0 | 2789.4516 | 0.0014977 | 27 | Industrial_2029_SC B_GWh_Before Competition Groups_27 | Free Cooling | 0.1498% | 0 | 4.1777 | Industrial_2029_SC B_GWh_Before Competition Groups_Free Cooling
Industrial | Ind ¦ Air Compressor Heat Recovery | 2029 | SC B | GWh | Before Competition Groups | 2.1122 | 0 | 0 | 2789.4516 | 0.0007572 | 28 | Industrial_2029_SC B_GWh_Before Competition Groups_28 | Air Compressor Heat Recovery | 0.07572% | 0 | 2.1122 | Industrial_2029_SC B_GWh_Before Competition Groups_Air Compressor Heat Recovery
Industrial | Ind ¦ Dairy Pre-Cooler | 2029 | SC B | GWh | Before Competition Groups | 1.4685 | 0 | 0 | 2789.4516 | 0.00052643 | 29 | Industrial_2029_SC B_GWh_Before Competition Groups_29 | Dairy Pre-Cooler | 0.05264% | 0 | 1.4685 | Industrial_2029_SC B_GWh_Before Competition Groups_Dairy Pre-Cooler
Industrial | Ind ¦ Efficient Refrigeration Compressor | 2029 | SC B | GWh | Before Competition Groups | 0.784 | 0 | 0 | 2789.4516 | 0.00028106 | 30 | Industrial_2029_SC B_GWh_Before Competition Groups_30 | Efficient Refrigeration Compressor | 0.02811% | 0 | 0.784 | Industrial_2029_SC B_GWh_Before Competition Groups_Efficient Refrigeration Compressor
Industrial | Ind ¦ Heat Lamps/Heat Pad | 2029 | SC B | GWh | Before Competition Groups | 0.38104 | 0 | 0 | 2789.4516 | 0.0001366 | 31 | Industrial_2029_SC B_GWh_Before Competition Groups_31 | Heat Lamps/Heat Pad | 0.01366% | 0 | 0.38104 | Industrial_2029_SC B_GWh_Before Competition Groups_Heat Lamps/Heat Pad
Industrial | Ind ¦ Dairy Water Heater | 2029 | SC B | GWh | Before Competition Groups | 0.086394 | 0 | 0 | 2789.4516 | 3.0972e-05 | 32 | Industrial_2029_SC B_GWh_Before Competition Groups_32 | Dairy Water Heater | 0.003097% | 0 | 0.086394 | Industrial_2029_SC B_GWh_Before Competition Groups_Dairy Water Heater
Industrial | Ind ¦ Pump System Optimization | 2029 | SC C | GWh | Before Competition Groups | 386.1288 | 0 | 0 | 1801.7907 | 0.2143 | 1 | Industrial_2029_SC C_GWh_Before Competition Groups_1 | Pump System Optimization | 21.43% | 0 | 386.1288 | Industrial_2029_SC C_GWh_Before Competition Groups_Pump System Optimization
Industrial | Ind ¦ Air Compressor Optimization | 2029 | SC C | GWh | Before Competition Groups | 298.4923 | 0 | 0 | 1801.7907 | 0.16566 | 2 | Industrial_2029_SC C_GWh_Before Competition Groups_2 | Air Compressor Optimization | 16.57% | 0 | 298.4923 | Industrial_2029_SC C_GWh_Before Competition Groups_Air Compressor Optimization
Industrial | Ind ¦ Air Leak Survey and Repair | 2029 | SC C | GWh | Before Competition Groups | 192.2945 | 0 | 0 | 1801.7907 | 0.10672 | 3 | Industrial_2029_SC C_GWh_Before Competition Groups_3 | Air Leak Survey and Repair | 10.67% | 0 | 192.2945 | Industrial_2029_SC C_GWh_Before Competition Groups_Air Leak Survey and Repair
Industrial | Ind ¦ Pump Equipment Upgrade | 2029 | SC C | GWh | Before Competition Groups | 168.633 | 0 | 0 | 1801.7907 | 0.093592 | 4 | Industrial_2029_SC C_GWh_Before Competition Groups_4 | Pump Equipment Upgrade | 9.359% | 0 | 168.633 | Industrial_2029_SC C_GWh_Before Competition Groups_Pump Equipment Upgrade
Industrial | Ind ¦ Recommissioning | 2029 | SC C | GWh | Before Competition Groups | 136.1482 | 0 | 0 | 1801.7907 | 0.075563 | 5 | Industrial_2029_SC C_GWh_Before Competition Groups_5 | Recommissioning | 7.556% | 0 | 136.1482 | Industrial_2029_SC C_GWh_Before Competition Groups_Recommissioning
Industrial | Ind ¦ SEM | 2029 | SC C | GWh | Before Competition Groups | 136.1482 | 0 | 0 | 1801.7907 | 0.075563 | 6 | Industrial_2029_SC C_GWh_Before Competition Groups_6 | SEM | 7.556% | 0 | 136.1482 | Industrial_2029_SC C_GWh_Before Competition Groups_SEM
Industrial | Ind ¦ Efficient Compressed Air Nozzles | 2029 | SC C | GWh | Before Competition Groups | 103.3725 | 0 | 0 | 1801.7907 | 0.057372 | 7 | Industrial_2029_SC C_GWh_Before Competition Groups_7 | Efficient Compressed Air Nozzles | 5.737% | 0 | 103.3725 | Industrial_2029_SC C_GWh_Before Competition Groups_Efficient Compressed Air Nozzles
Industrial | Ind ¦ High Efficiency HVAC Fans | 2029 | SC C | GWh | Before Competition Groups | 88.008 | 0 | 0 | 1801.7907 | 0.048845 | 8 | Industrial_2029_SC C_GWh_Before Competition Groups_8 | High Efficiency HVAC Fans | 4.884% | 0 | 88.008 | Industrial_2029_SC C_GWh_Before Competition Groups_High Efficiency HVAC Fans
Industrial | Ind ¦ Greenhouse Grow Lights | 2029 | SC C | GWh | Before Competition Groups | 56.1746 | 0 | 0 | 1801.7907 | 0.031177 | 9 | Industrial_2029_SC C_GWh_Before Competition Groups_9 | Greenhouse Grow Lights | 3.118% | 0 | 56.1746 | Industrial_2029_SC C_GWh_Before Competition Groups_Greenhouse Grow Lights
Industrial | Ind ¦ Fan System Optimization | 2029 | SC C | GWh | Before Competition Groups | 44.9727 | 0 | 0 | 1801.7907 | 0.02496 | 10 | Industrial_2029_SC C_GWh_Before Competition Groups_10 | Fan System Optimization | 2.496% | 0 | 44.9727 | Industrial_2029_SC C_GWh_Before Competition Groups_Fan System Optimization
Industrial | Ind ¦ HE Lighting | 2029 | SC C | GWh | Before Competition Groups | 35.2021 | 0 | 0 | 1801.7907 | 0.019537 | 11 | Industrial_2029_SC C_GWh_Before Competition Groups_11 | HE Lighting | 1.954% | 0 | 35.2021 | Industrial_2029_SC C_GWh_Before Competition Groups_HE Lighting
Industrial | Ind ¦ Material Handling Improvements | 2029 | SC C | GWh | Before Competition Groups | 29.9219 | 0 | 0 | 1801.7907 | 0.016607 | 12 | Industrial_2029_SC C_GWh_Before Competition Groups_12 | Material Handling Improvements | 1.661% | 0 | 29.9219 | Industrial_2029_SC C_GWh_Before Competition Groups_Material Handling Improvements
Industrial | Ind ¦ Process Optimization (Elec) | 2029 | SC C | GWh | Before Competition Groups | 24.3675 | 0 | 0 | 1801.7907 | 0.013524 | 13 | Industrial_2029_SC C_GWh_Before Competition Groups_13 | Process Optimization (Elec) | 1.352% | 0 | 24.3675 | Industrial_2029_SC C_GWh_Before Competition Groups_Process Optimization (Elec)
Industrial | Ind ¦ Pulp and Paper Process Improvements | 2029 | SC C | GWh | Before Competition Groups | 18.858 | 0 | 0 | 1801.7907 | 0.010466 | 14 | Industrial_2029_SC C_GWh_Before Competition Groups_14 | Pulp and Paper Process Improvements | 1.047% | 0 | 18.858 | Industrial_2029_SC C_GWh_Before Competition Groups_Pulp and Paper Process Improvements
Industrial | Ind ¦ Refiner Plate Improvements | 2029 | SC C | GWh | Before Competition Groups | 11.704 | 0 | 0 | 1801.7907 | 0.0064957 | 15 | Industrial_2029_SC C_GWh_Before Competition Groups_15 | Refiner Plate Improvements | 0.6496% | 0 | 11.704 | Industrial_2029_SC C_GWh_Before Competition Groups_Refiner Plate Improvements
Industrial | Ind ¦ Process Heat Recovery | 2029 | SC C | GWh | Before Competition Groups | 11.4272 | 0 | 0 | 1801.7907 | 0.0063421 | 16 | Industrial_2029_SC C_GWh_Before Competition Groups_16 | Process Heat Recovery | 0.6342% | 0 | 11.4272 | Industrial_2029_SC C_GWh_Before Competition Groups_Process Heat Recovery
Industrial | Ind ¦ VAV Conversion Project | 2029 | SC C | GWh | Before Competition Groups | 8.461 | 0 | 0 | 1801.7907 | 0.0046959 | 17 | Industrial_2029_SC C_GWh_Before Competition Groups_17 | VAV Conversion Project | 0.4696% | 0 | 8.461 | Industrial_2029_SC C_GWh_Before Competition Groups_VAV Conversion Project
Industrial | Ind ¦ Ventilation Optimization | 2029 | SC C | GWh | Before Competition Groups | 8.0438 | 0 | 0 | 1801.7907 | 0.0044643 | 18 | Industrial_2029_SC C_GWh_Before Competition Groups_18 | Ventilation Optimization | 0.4464% | 0 | 8.0438 | Industrial_2029_SC C_GWh_Before Competition Groups_Ventilation Optimization
Industrial | Ind ¦ High Efficiency Battery Charger | 2029 | SC C | GWh | Before Competition Groups | 7.3616 | 0 | 0 | 1801.7907 | 0.0040857 | 19 | Industrial_2029_SC C_GWh_Before Competition Groups_19 | High Efficiency Battery Charger | 0.4086% | 0 | 7.3616 | Industrial_2029_SC C_GWh_Before Competition Groups_High Efficiency Battery Charger
Industrial | Ind ¦ Improved Controls - Process Cooling | 2029 | SC C | GWh | Before Competition Groups | 6.8598 | 0 | 0 | 1801.7907 | 0.0038072 | 20 | Industrial_2029_SC C_GWh_Before Competition Groups_20 | Improved Controls - Process Cooling | 0.3807% | 0 | 6.8598 | Industrial_2029_SC C_GWh_Before Competition Groups_Improved Controls - Process Cooling
Industrial | Ind ¦ Cooling Tower Optimization | 2029 | SC C | GWh | Before Competition Groups | 6.4084 | 0 | 0 | 1801.7907 | 0.0035567 | 21 | Industrial_2029_SC C_GWh_Before Competition Groups_21 | Cooling Tower Optimization | 0.3557% | 0 | 6.4084 | Industrial_2029_SC C_GWh_Before Competition Groups_Cooling Tower Optimization
Industrial | Ind ¦ Process Improvements | 2029 | SC C | GWh | Before Competition Groups | 5.4498 | 0 | 0 | 1801.7907 | 0.0030246 | 22 | Industrial_2029_SC C_GWh_Before Competition Groups_22 | Process Improvements | 0.3025% | 0 | 5.4498 | Industrial_2029_SC C_GWh_Before Competition Groups_Process Improvements
Industrial | Ind ¦ Refrigeration Compressor VFD | 2029 | SC C | GWh | Before Competition Groups | 5.1377 | 0 | 0 | 1801.7907 | 0.0028515 | 23 | Industrial_2029_SC C_GWh_Before Competition Groups_23 | Refrigeration Compressor VFD | 0.2851% | 0 | 5.1377 | Industrial_2029_SC C_GWh_Before Competition Groups_Refrigeration Compressor VFD
Industrial | Ind ¦ Improved Controls - Process Heating | 2029 | SC C | GWh | Before Competition Groups | 3.4548 | 0 | 0 | 1801.7907 | 0.0019174 | 24 | Industrial_2029_SC C_GWh_Before Competition Groups_24 | Improved Controls - Process Heating | 0.1917% | 0 | 3.4548 | Industrial_2029_SC C_GWh_Before Competition Groups_Improved Controls - Process Heating
Industrial | Ind ¦ Engine Block Heater Timer | 2029 | SC C | GWh | Before Competition Groups | 2.0477 | 0 | 0 | 1801.7907 | 0.0011365 | 25 | Industrial_2029_SC C_GWh_Before Competition Groups_25 | Engine Block Heater Timer | 0.1137% | 0 | 2.0477 | Industrial_2029_SC C_GWh_Before Competition Groups_Engine Block Heater Timer
Industrial | Ind ¦ Free Cooling | 2029 | SC C | GWh | Before Competition Groups | 1.8929 | 0 | 0 | 1801.7907 | 0.0010506 | 26 | Industrial_2029_SC C_GWh_Before Competition Groups_26 | Free Cooling | 0.1051% | 0 | 1.8929 | Industrial_2029_SC C_GWh_Before Competition Groups_Free Cooling
Industrial | Ind ¦ Efficient Irrigation | 2029 | SC C | GWh | Before Competition Groups | 1.7479 | 0 | 0 | 1801.7907 | 0.00097009 | 27 | Industrial_2029_SC C_GWh_Before Competition Groups_27 | Efficient Irrigation | 0.09701% | 0 | 1.7479 | Industrial_2029_SC C_GWh_Before Competition Groups_Efficient Irrigation
Industrial | Ind ¦ Dairy Pre-Cooler | 2029 | SC C | GWh | Before Competition Groups | 1.1911 | 0 | 0 | 1801.7907 | 0.00066108 | 28 | Industrial_2029_SC C_GWh_Before Competition Groups_28 | Dairy Pre-Cooler | 0.06611% | 0 | 1.1911 | Industrial_2029_SC C_GWh_Before Competition Groups_Dairy Pre-Cooler
Industrial | Ind ¦ Air Compressor Heat Recovery | 2029 | SC C | GWh | Before Competition Groups | 0.93476 | 0 | 0 | 1801.7907 | 0.0005188 | 29 | Industrial_2029_SC C_GWh_Before Competition Groups_29 | Air Compressor Heat Recovery | 0.05188% | 0 | 0.93476 | Industrial_2029_SC C_GWh_Before Competition Groups_Air Compressor Heat Recovery
Industrial | Ind ¦ Efficient Refrigeration Compressor | 2029 | SC C | GWh | Before Competition Groups | 0.56174 | 0 | 0 | 1801.7907 | 0.00031177 | 30 | Industrial_2029_SC C_GWh_Before Competition Groups_30 | Efficient Refrigeration Compressor | 0.03118% | 0 | 0.56174 | Industrial_2029_SC C_GWh_Before Competition Groups_Efficient Refrigeration Compressor
Industrial | Ind ¦ Heat Lamps/Heat Pad | 2029 | SC C | GWh | Before Competition Groups | 0.30575 | 0 | 0 | 1801.7907 | 0.00016969 | 31 | Industrial_2029_SC C_GWh_Before Competition Groups_31 | Heat Lamps/Heat Pad | 0.01697% | 0 | 0.30575 | Industrial_2029_SC C_GWh_Before Competition Groups_Heat Lamps/Heat Pad
Industrial | Ind ¦ Dairy Water Heater | 2029 | SC C | GWh | Before Competition Groups | 0.078543 | 0 | 0 | 1801.7907 | 4.3592e-05 | 32 | Industrial_2029_SC C_GWh_Before Competition Groups_32 | Dairy Water Heater | 0.004359% | 0 | 0.078543 | Industrial_2029_SC C_GWh_Before Competition Groups_Dairy Water Heater
Industrial | Ind ¦ Air Compressor Optimization | 2029 | SC D | GWh | Before Competition Groups | 298.4923 | 0 | 0 | 1501.7868 | 0.19876 | 1 | Industrial_2029_SC D_GWh_Before Competition Groups_1 | Air Compressor Optimization | 19.88% | 0 | 298.4923 | Industrial_2029_SC D_GWh_Before Competition Groups_Air Compressor Optimization
Industrial | Ind ¦ Pump System Optimization | 2029 | SC D | GWh | Before Competition Groups | 246.2255 | 0 | 0 | 1501.7868 | 0.16396 | 2 | Industrial_2029_SC D_GWh_Before Competition Groups_2 | Pump System Optimization | 16.4% | 0 | 246.2255 | Industrial_2029_SC D_GWh_Before Competition Groups_Pump System Optimization
Industrial | Ind ¦ Air Leak Survey and Repair | 2029 | SC D | GWh | Before Competition Groups | 191.9338 | 0 | 0 | 1501.7868 | 0.1278 | 3 | Industrial_2029_SC D_GWh_Before Competition Groups_3 | Air Leak Survey and Repair | 12.78% | 0 | 191.9338 | Industrial_2029_SC D_GWh_Before Competition Groups_Air Leak Survey and Repair
Industrial | Ind ¦ SEM | 2029 | SC D | GWh | Before Competition Groups | 136.1482 | 0 | 0 | 1501.7868 | 0.090657 | 4 | Industrial_2029_SC D_GWh_Before Competition Groups_4 | SEM | 9.066% | 0 | 136.1482 | Industrial_2029_SC D_GWh_Before Competition Groups_SEM
Industrial | Ind ¦ Recommissioning | 2029 | SC D | GWh | Before Competition Groups | 131.2771 | 0 | 0 | 1501.7868 | 0.087414 | 5 | Industrial_2029_SC D_GWh_Before Competition Groups_5 | Recommissioning | 8.741% | 0 | 131.2771 | Industrial_2029_SC D_GWh_Before Competition Groups_Recommissioning
Industrial | Ind ¦ Pump Equipment Upgrade | 2029 | SC D | GWh | Before Competition Groups | 108.5449 | 0 | 0 | 1501.7868 | 0.072277 | 6 | Industrial_2029_SC D_GWh_Before Competition Groups_6 | Pump Equipment Upgrade | 7.228% | 0 | 108.5449 | Industrial_2029_SC D_GWh_Before Competition Groups_Pump Equipment Upgrade
Industrial | Ind ¦ Efficient Compressed Air Nozzles | 2029 | SC D | GWh | Before Competition Groups | 103.3725 | 0 | 0 | 1501.7868 | 0.068833 | 7 | Industrial_2029_SC D_GWh_Before Competition Groups_7 | Efficient Compressed Air Nozzles | 6.883% | 0 | 103.3725 | Industrial_2029_SC D_GWh_Before Competition Groups_Efficient Compressed Air Nozzles
Industrial | Ind ¦ High Efficiency HVAC Fans | 2029 | SC D | GWh | Before Competition Groups | 83.4532 | 0 | 0 | 1501.7868 | 0.055569 | 8 | Industrial_2029_SC D_GWh_Before Competition Groups_8 | High Efficiency HVAC Fans | 5.557% | 0 | 83.4532 | Industrial_2029_SC D_GWh_Before Competition Groups_High Efficiency HVAC Fans
Industrial | Ind ¦ Fan System Optimization | 2029 | SC D | GWh | Before Competition Groups | 44.9727 | 0 | 0 | 1501.7868 | 0.029946 | 9 | Industrial_2029_SC D_GWh_Before Competition Groups_9 | Fan System Optimization | 2.995% | 0 | 44.9727 | Industrial_2029_SC D_GWh_Before Competition Groups_Fan System Optimization
Industrial | Ind ¦ Greenhouse Grow Lights | 2029 | SC D | GWh | Before Competition Groups | 32.0892 | 0 | 0 | 1501.7868 | 0.021367 | 10 | Industrial_2029_SC D_GWh_Before Competition Groups_10 | Greenhouse Grow Lights | 2.137% | 0 | 32.0892 | Industrial_2029_SC D_GWh_Before Competition Groups_Greenhouse Grow Lights
Industrial | Ind ¦ Material Handling Improvements | 2029 | SC D | GWh | Before Competition Groups | 29.9219 | 0 | 0 | 1501.7868 | 0.019924 | 11 | Industrial_2029_SC D_GWh_Before Competition Groups_11 | Material Handling Improvements | 1.992% | 0 | 29.9219 | Industrial_2029_SC D_GWh_Before Competition Groups_Material Handling Improvements
Industrial | Ind ¦ Process Optimization (Elec) | 2029 | SC D | GWh | Before Competition Groups | 24.3675 | 0 | 0 | 1501.7868 | 0.016226 | 12 | Industrial_2029_SC D_GWh_Before Competition Groups_12 | Process Optimization (Elec) | 1.623% | 0 | 24.3675 | Industrial_2029_SC D_GWh_Before Competition Groups_Process Optimization (Elec)
Industrial | Ind ¦ Refiner Plate Improvements | 2029 | SC D | GWh | Before Competition Groups | 11.704 | 0 | 0 | 1501.7868 | 0.0077934 | 13 | Industrial_2029_SC D_GWh_Before Competition Groups_13 | Refiner Plate Improvements | 0.7793% | 0 | 11.704 | Industrial_2029_SC D_GWh_Before Competition Groups_Refiner Plate Improvements
Industrial | Ind ¦ Process Heat Recovery | 2029 | SC D | GWh | Before Competition Groups | 8.5471 | 0 | 0 | 1501.7868 | 0.0056913 | 14 | Industrial_2029_SC D_GWh_Before Competition Groups_14 | Process Heat Recovery | 0.5691% | 0 | 8.5471 | Industrial_2029_SC D_GWh_Before Competition Groups_Process Heat Recovery
Industrial | Ind ¦ Ventilation Optimization | 2029 | SC D | GWh | Before Competition Groups | 7.1012 | 0 | 0 | 1501.7868 | 0.0047285 | 15 | Industrial_2029_SC D_GWh_Before Competition Groups_15 | Ventilation Optimization | 0.4728% | 0 | 7.1012 | Industrial_2029_SC D_GWh_Before Competition Groups_Ventilation Optimization
Industrial | Ind ¦ Improved Controls - Process Cooling | 2029 | SC D | GWh | Before Competition Groups | 6.8598 | 0 | 0 | 1501.7868 | 0.0045678 | 16 | Industrial_2029_SC D_GWh_Before Competition Groups_16 | Improved Controls - Process Cooling | 0.4568% | 0 | 6.8598 | Industrial_2029_SC D_GWh_Before Competition Groups_Improved Controls - Process Cooling
Industrial | Ind ¦ Cooling Tower Optimization | 2029 | SC D | GWh | Before Competition Groups | 5.9446 | 0 | 0 | 1501.7868 | 0.0039584 | 17 | Industrial_2029_SC D_GWh_Before Competition Groups_17 | Cooling Tower Optimization | 0.3958% | 0 | 5.9446 | Industrial_2029_SC D_GWh_Before Competition Groups_Cooling Tower Optimization
Industrial | Ind ¦ VAV Conversion Project | 2029 | SC D | GWh | Before Competition Groups | 5.6875 | 0 | 0 | 1501.7868 | 0.0037871 | 18 | Industrial_2029_SC D_GWh_Before Competition Groups_18 | VAV Conversion Project | 0.3787% | 0 | 5.6875 | Industrial_2029_SC D_GWh_Before Competition Groups_VAV Conversion Project
Industrial | Ind ¦ Process Improvements | 2029 | SC D | GWh | Before Competition Groups | 4.746 | 0 | 0 | 1501.7868 | 0.0031602 | 19 | Industrial_2029_SC D_GWh_Before Competition Groups_19 | Process Improvements | 0.316% | 0 | 4.746 | Industrial_2029_SC D_GWh_Before Competition Groups_Process Improvements
Industrial | Ind ¦ HE Lighting | 2029 | SC D | GWh | Before Competition Groups | 3.9913 | 0 | 0 | 1501.7868 | 0.0026577 | 20 | Industrial_2029_SC D_GWh_Before Competition Groups_20 | HE Lighting | 0.2658% | 0 | 3.9913 | Industrial_2029_SC D_GWh_Before Competition Groups_HE Lighting
Industrial | Ind ¦ High Efficiency Battery Charger | 2029 | SC D | GWh | Before Competition Groups | 3.4157 | 0 | 0 | 1501.7868 | 0.0022744 | 21 | Industrial_2029_SC D_GWh_Before Competition Groups_21 | High Efficiency Battery Charger | 0.2274% | 0 | 3.4157 | Industrial_2029_SC D_GWh_Before Competition Groups_High Efficiency Battery Charger
Industrial | Ind ¦ Improved Controls - Process Heating | 2029 | SC D | GWh | Before Competition Groups | 3.071 | 0 | 0 | 1501.7868 | 0.0020449 | 22 | Industrial_2029_SC D_GWh_Before Competition Groups_22 | Improved Controls - Process Heating | 0.2045% | 0 | 3.071 | Industrial_2029_SC D_GWh_Before Competition Groups_Improved Controls - Process Heating
Industrial | Ind ¦ Refrigeration Compressor VFD | 2029 | SC D | GWh | Before Competition Groups | 2.6924 | 0 | 0 | 1501.7868 | 0.0017928 | 23 | Industrial_2029_SC D_GWh_Before Competition Groups_23 | Refrigeration Compressor VFD | 0.1793% | 0 | 2.6924 | Industrial_2029_SC D_GWh_Before Competition Groups_Refrigeration Compressor VFD
Industrial | Ind ¦ Pulp and Paper Process Improvements | 2029 | SC D | GWh | Before Competition Groups | 2.0855 | 0 | 0 | 1501.7868 | 0.0013887 | 24 | Industrial_2029_SC D_GWh_Before Competition Groups_24 | Pulp and Paper Process Improvements | 0.1389% | 0 | 2.0855 | Industrial_2029_SC D_GWh_Before Competition Groups_Pulp and Paper Process Improvements
Industrial | Ind ¦ Engine Block Heater Timer | 2029 | SC D | GWh | Before Competition Groups | 1.9361 | 0 | 0 | 1501.7868 | 0.0012892 | 25 | Industrial_2029_SC D_GWh_Before Competition Groups_25 | Engine Block Heater Timer | 0.1289% | 0 | 1.9361 | Industrial_2029_SC D_GWh_Before Competition Groups_Engine Block Heater Timer
Industrial | Ind ¦ Air Compressor Heat Recovery | 2029 | SC D | GWh | Before Competition Groups | 0.84516 | 0 | 0 | 1501.7868 | 0.00056277 | 26 | Industrial_2029_SC D_GWh_Before Competition Groups_26 | Air Compressor Heat Recovery | 0.05628% | 0 | 0.84516 | Industrial_2029_SC D_GWh_Before Competition Groups_Air Compressor Heat Recovery
Industrial | Ind ¦ Efficient Irrigation | 2029 | SC D | GWh | Before Competition Groups | 0.7761 | 0 | 0 | 1501.7868 | 0.00051678 | 27 | Industrial_2029_SC D_GWh_Before Competition Groups_27 | Efficient Irrigation | 0.05168% | 0 | 0.7761 | Industrial_2029_SC D_GWh_Before Competition Groups_Efficient Irrigation
Industrial | Ind ¦ Dairy Pre-Cooler | 2029 | SC D | GWh | Before Competition Groups | 0.61998 | 0 | 0 | 1501.7868 | 0.00041283 | 28 | Industrial_2029_SC D_GWh_Before Competition Groups_28 | Dairy Pre-Cooler | 0.04128% | 0 | 0.61998 | Industrial_2029_SC D_GWh_Before Competition Groups_Dairy Pre-Cooler
Industrial | Ind ¦ Efficient Refrigeration Compressor | 2029 | SC D | GWh | Before Competition Groups | 0.55567 | 0 | 0 | 1501.7868 | 0.00037001 | 29 | Industrial_2029_SC D_GWh_Before Competition Groups_29 | Efficient Refrigeration Compressor | 0.037% | 0 | 0.55567 | Industrial_2029_SC D_GWh_Before Competition Groups_Efficient Refrigeration Compressor
Industrial | Ind ¦ Free Cooling | 2029 | SC D | GWh | Before Competition Groups | 0.22735 | 0 | 0 | 1501.7868 | 0.00015139 | 30 | Industrial_2029_SC D_GWh_Before Competition Groups_30 | Free Cooling | 0.01514% | 0 | 0.22735 | Industrial_2029_SC D_GWh_Before Competition Groups_Free Cooling
Industrial | Ind ¦ Heat Lamps/Heat Pad | 2029 | SC D | GWh | Before Competition Groups | 0.18156 | 0 | 0 | 1501.7868 | 0.0001209 | 31 | Industrial_2029_SC D_GWh_Before Competition Groups_31 | Heat Lamps/Heat Pad | 0.01209% | 0 | 0.18156 | Industrial_2029_SC D_GWh_Before Competition Groups_Heat Lamps/Heat Pad
Industrial | Ind ¦ Pump System Optimization | 2029 | Technical | GWh | Before Competition Groups | 792.1245 | 0 | 0 | 5565.33 | 0.14233 | 1 | Industrial_2029_Technical_GWh_Before Competition Groups_1 | Pump System Optimization | 14.23% | 0 | 792.1245 | Industrial_2029_Technical_GWh_Before Competition Groups_Pump System Optimization
Industrial | Ind ¦ HE Lighting | 2029 | Technical | GWh | Before Competition Groups | 631.966 | 0 | 0 | 5565.33 | 0.11355 | 2 | Industrial_2029_Technical_GWh_Before Competition Groups_2 | HE Lighting | 11.36% | 0 | 631.966 | Industrial_2029_Technical_GWh_Before Competition Groups_HE Lighting
Industrial | Ind ¦ Air Leak Survey and Repair | 2029 | Technical | GWh | Before Competition Groups | 613.5598 | 0 | 0 | 5565.33 | 0.11025 | 3 | Industrial_2029_Technical_GWh_Before Competition Groups_3 | Air Leak Survey and Repair | 11.02% | 0 | 613.5598 | Industrial_2029_Technical_GWh_Before Competition Groups_Air Leak Survey and Repair
Industrial | Ind ¦ Air Compressor Optimization | 2029 | Technical | GWh | Before Competition Groups | 437.1466 | 0 | 0 | 5565.33 | 0.078548 | 4 | Industrial_2029_Technical_GWh_Before Competition Groups_4 | Air Compressor Optimization | 7.855% | 0 | 437.1466 | Industrial_2029_Technical_GWh_Before Competition Groups_Air Compressor Optimization
Industrial | Ind ¦ Recommissioning | 2029 | Technical | GWh | Before Competition Groups | 433.0587 | 0 | 0 | 5565.33 | 0.077814 | 5 | Industrial_2029_Technical_GWh_Before Competition Groups_5 | Recommissioning | 7.781% | 0 | 433.0587 | Industrial_2029_Technical_GWh_Before Competition Groups_Recommissioning
Industrial | Ind ¦ SEM | 2029 | Technical | GWh | Before Competition Groups | 433.0587 | 0 | 0 | 5565.33 | 0.077814 | 6 | Industrial_2029_Technical_GWh_Before Competition Groups_6 | SEM | 7.781% | 0 | 433.0587 | Industrial_2029_Technical_GWh_Before Competition Groups_SEM
Industrial | Ind ¦ Efficient Compressed Air Nozzles | 2029 | Technical | GWh | Before Competition Groups | 428.1698 | 0 | 0 | 5565.33 | 0.076935 | 7 | Industrial_2029_Technical_GWh_Before Competition Groups_7 | Efficient Compressed Air Nozzles | 7.694% | 0 | 428.1698 | Industrial_2029_Technical_GWh_Before Competition Groups_Efficient Compressed Air Nozzles
Industrial | Ind ¦ Pump Equipment Upgrade | 2029 | Technical | GWh | Before Competition Groups | 358.1409 | 0 | 0 | 5565.33 | 0.064352 | 8 | Industrial_2029_Technical_GWh_Before Competition Groups_8 | Pump Equipment Upgrade | 6.435% | 0 | 358.1409 | Industrial_2029_Technical_GWh_Before Competition Groups_Pump Equipment Upgrade
Industrial | Ind ¦ High Efficiency HVAC Fans | 2029 | Technical | GWh | Before Competition Groups | 230.3291 | 0 | 0 | 5565.33 | 0.041386 | 9 | Industrial_2029_Technical_GWh_Before Competition Groups_9 | High Efficiency HVAC Fans | 4.139% | 0 | 230.3291 | Industrial_2029_Technical_GWh_Before Competition Groups_High Efficiency HVAC Fans
Industrial | Ind ¦ Process Optimization (Elec) | 2029 | Technical | GWh | Before Competition Groups | 175.9755 | 0 | 0 | 5565.33 | 0.03162 | 10 | Industrial_2029_Technical_GWh_Before Competition Groups_10 | Process Optimization (Elec) | 3.162% | 0 | 175.9755 | Industrial_2029_Technical_GWh_Before Competition Groups_Process Optimization (Elec)
Industrial | Ind ¦ Premium Efficient Motors | 2029 | Technical | GWh | Before Competition Groups | 164.9966 | 0 | 0 | 5565.33 | 0.029647 | 11 | Industrial_2029_Technical_GWh_Before Competition Groups_11 | Premium Efficient Motors | 2.965% | 0 | 164.9966 | Industrial_2029_Technical_GWh_Before Competition Groups_Premium Efficient Motors
Industrial | Ind ¦ Greenhouse Grow Lights | 2029 | Technical | GWh | Before Competition Groups | 156.8808 | 0 | 0 | 5565.33 | 0.028189 | 12 | Industrial_2029_Technical_GWh_Before Competition Groups_12 | Greenhouse Grow Lights | 2.819% | 0 | 156.8808 | Industrial_2029_Technical_GWh_Before Competition Groups_Greenhouse Grow Lights
Industrial | Ind ¦ HE HVAC Controls | 2029 | Technical | GWh | Before Competition Groups | 78.6553 | 0 | 0 | 5565.33 | 0.014133 | 13 | Industrial_2029_Technical_GWh_Before Competition Groups_13 | HE HVAC Controls | 1.413% | 0 | 78.6553 | Industrial_2029_Technical_GWh_Before Competition Groups_HE HVAC Controls
Industrial | Ind ¦ Material Handling Improvements | 2029 | Technical | GWh | Before Competition Groups | 69.0121 | 0 | 0 | 5565.33 | 0.0124 | 14 | Industrial_2029_Technical_GWh_Before Competition Groups_14 | Material Handling Improvements | 1.24% | 0 | 69.0121 | Industrial_2029_Technical_GWh_Before Competition Groups_Material Handling Improvements
Industrial | Ind ¦ Pulp and Paper Process Improvements | 2029 | Technical | GWh | Before Competition Groups | 65.8241 | 0 | 0 | 5565.33 | 0.011828 | 15 | Industrial_2029_Technical_GWh_Before Competition Groups_15 | Pulp and Paper Process Improvements | 1.183% | 0 | 65.8241 | Industrial_2029_Technical_GWh_Before Competition Groups_Pulp and Paper Process Improvements
Industrial | Ind ¦ Fan System Optimization | 2029 | Technical | GWh | Before Competition Groups | 63.92 | 0 | 0 | 5565.33 | 0.011485 | 16 | Industrial_2029_Technical_GWh_Before Competition Groups_16 | Fan System Optimization | 1.149% | 0 | 63.92 | Industrial_2029_Technical_GWh_Before Competition Groups_Fan System Optimization
Industrial | Ind ¦ Refiner Plate Improvements | 2029 | Technical | GWh | Before Competition Groups | 51.2057 | 0 | 0 | 5565.33 | 0.0092008 | 17 | Industrial_2029_Technical_GWh_Before Competition Groups_17 | Refiner Plate Improvements | 0.9201% | 0 | 51.2057 | Industrial_2029_Technical_GWh_Before Competition Groups_Refiner Plate Improvements
Industrial | Ind ¦ HE HVAC Units | 2029 | Technical | GWh | Before Competition Groups | 50.066 | 0 | 0 | 5565.33 | 0.0089961 | 18 | Industrial_2029_Technical_GWh_Before Competition Groups_18 | HE HVAC Units | 0.8996% | 0 | 50.066 | Industrial_2029_Technical_GWh_Before Competition Groups_HE HVAC Units
Industrial | Ind ¦ Process Heat Recovery | 2029 | Technical | GWh | Before Competition Groups | 37.4428 | 0 | 0 | 5565.33 | 0.0067279 | 19 | Industrial_2029_Technical_GWh_Before Competition Groups_19 | Process Heat Recovery | 0.6728% | 0 | 37.4428 | Industrial_2029_Technical_GWh_Before Competition Groups_Process Heat Recovery
Industrial | Ind ¦ Ventilation Optimization | 2029 | Technical | GWh | Before Competition Groups | 32.7151 | 0 | 0 | 5565.33 | 0.0058784 | 20 | Industrial_2029_Technical_GWh_Before Competition Groups_20 | Ventilation Optimization | 0.5878% | 0 | 32.7151 | Industrial_2029_Technical_GWh_Before Competition Groups_Ventilation Optimization
Industrial | Ind ¦ VAV Conversion Project | 2029 | Technical | GWh | Before Competition Groups | 24.3067 | 0 | 0 | 5565.33 | 0.0043675 | 21 | Industrial_2029_Technical_GWh_Before Competition Groups_21 | VAV Conversion Project | 0.4368% | 0 | 24.3067 | Industrial_2029_Technical_GWh_Before Competition Groups_VAV Conversion Project
Industrial | Ind ¦ Cold Storage Retrofit | 2029 | Technical | GWh | Before Competition Groups | 24.0878 | 0 | 0 | 5565.33 | 0.0043282 | 22 | Industrial_2029_Technical_GWh_Before Competition Groups_22 | Cold Storage Retrofit | 0.4328% | 0 | 24.0878 | Industrial_2029_Technical_GWh_Before Competition Groups_Cold Storage Retrofit
Industrial | Ind ¦ Synchronous Belts | 2029 | Technical | GWh | Before Competition Groups | 21.7922 | 0 | 0 | 5565.33 | 0.0039157 | 23 | Industrial_2029_Technical_GWh_Before Competition Groups_23 | Synchronous Belts | 0.3916% | 0 | 21.7922 | Industrial_2029_Technical_GWh_Before Competition Groups_Synchronous Belts
Industrial | Ind ¦ High Efficiency Battery Charger | 2029 | Technical | GWh | Before Competition Groups | 21.5574 | 0 | 0 | 5565.33 | 0.0038735 | 24 | Industrial_2029_Technical_GWh_Before Competition Groups_24 | High Efficiency Battery Charger | 0.3874% | 0 | 21.5574 | Industrial_2029_Technical_GWh_Before Competition Groups_High Efficiency Battery Charger
Industrial | Ind ¦ Improved Controls - Process Cooling | 2029 | Technical | GWh | Before Competition Groups | 20.9703 | 0 | 0 | 5565.33 | 0.003768 | 25 | Industrial_2029_Technical_GWh_Before Competition Groups_25 | Improved Controls - Process Cooling | 0.3768% | 0 | 20.9703 | Industrial_2029_Technical_GWh_Before Competition Groups_Improved Controls - Process Cooling
Industrial | Ind ¦ HVLS Fans | 2029 | Technical | GWh | Before Competition Groups | 18.1587 | 0 | 0 | 5565.33 | 0.0032628 | 26 | Industrial_2029_Technical_GWh_Before Competition Groups_26 | HVLS Fans | 0.3263% | 0 | 18.1587 | Industrial_2029_Technical_GWh_Before Competition Groups_HVLS Fans
Industrial | Ind ¦ Process Improvements | 2029 | Technical | GWh | Before Competition Groups | 17.8351 | 0 | 0 | 5565.33 | 0.0032047 | 27 | Industrial_2029_Technical_GWh_Before Competition Groups_27 | Process Improvements | 0.3205% | 0 | 17.8351 | Industrial_2029_Technical_GWh_Before Competition Groups_Process Improvements
Industrial | Ind ¦ Efficient Irrigation | 2029 | Technical | GWh | Before Competition Groups | 17.5578 | 0 | 0 | 5565.33 | 0.0031549 | 28 | Industrial_2029_Technical_GWh_Before Competition Groups_28 | Efficient Irrigation | 0.3155% | 0 | 17.5578 | Industrial_2029_Technical_GWh_Before Competition Groups_Efficient Irrigation
Industrial | Ind ¦ Refrigeration Compressor VFD | 2029 | Technical | GWh | Before Competition Groups | 11.8171 | 0 | 0 | 5565.33 | 0.0021233 | 29 | Industrial_2029_Technical_GWh_Before Competition Groups_29 | Refrigeration Compressor VFD | 0.2123% | 0 | 11.8171 | Industrial_2029_Technical_GWh_Before Competition Groups_Refrigeration Compressor VFD
Industrial | Ind ¦ Chiller Optimization | 2029 | Technical | GWh | Before Competition Groups | 11.3749 | 0 | 0 | 5565.33 | 0.0020439 | 30 | Industrial_2029_Technical_GWh_Before Competition Groups_30 | Chiller Optimization | 0.2044% | 0 | 11.3749 | Industrial_2029_Technical_GWh_Before Competition Groups_Chiller Optimization
Industrial | Ind ¦ Efficient Transformer | 2029 | Technical | GWh | Before Competition Groups | 10.7787 | 0 | 0 | 5565.33 | 0.0019368 | 31 | Industrial_2029_Technical_GWh_Before Competition Groups_31 | Efficient Transformer | 0.1937% | 0 | 10.7787 | Industrial_2029_Technical_GWh_Before Competition Groups_Efficient Transformer
Industrial | Ind ¦ Improved Controls - Process Heating | 2029 | Technical | GWh | Before Competition Groups | 10.7665 | 0 | 0 | 5565.33 | 0.0019346 | 32 | Industrial_2029_Technical_GWh_Before Competition Groups_32 | Improved Controls - Process Heating | 0.1935% | 0 | 10.7665 | Industrial_2029_Technical_GWh_Before Competition Groups_Improved Controls - Process Heating
Industrial | Ind ¦ Cooling Tower Optimization | 2029 | Technical | GWh | Before Competition Groups | 8.9034 | 0 | 0 | 5565.33 | 0.0015998 | 33 | Industrial_2029_Technical_GWh_Before Competition Groups_33 | Cooling Tower Optimization | 0.16% | 0 | 8.9034 | Industrial_2029_Technical_GWh_Before Competition Groups_Cooling Tower Optimization
Industrial | Ind ¦ High Efficiency Welders | 2029 | Technical | GWh | Before Competition Groups | 8.6278 | 0 | 0 | 5565.33 | 0.0015503 | 34 | Industrial_2029_Technical_GWh_Before Competition Groups_34 | High Efficiency Welders | 0.155% | 0 | 8.6278 | Industrial_2029_Technical_GWh_Before Competition Groups_High Efficiency Welders
Industrial | Ind ¦ Engine Block Heater Timer | 2029 | Technical | GWh | Before Competition Groups | 6.8194 | 0 | 0 | 5565.33 | 0.0012253 | 35 | Industrial_2029_Technical_GWh_Before Competition Groups_35 | Engine Block Heater Timer | 0.1225% | 0 | 6.8194 | Industrial_2029_Technical_GWh_Before Competition Groups_Engine Block Heater Timer
Industrial | Ind ¦ Low Energy Livestock Waterers | 2029 | Technical | GWh | Before Competition Groups | 6.4529 | 0 | 0 | 5565.33 | 0.0011595 | 36 | Industrial_2029_Technical_GWh_Before Competition Groups_36 | Low Energy Livestock Waterers | 0.1159% | 0 | 6.4529 | Industrial_2029_Technical_GWh_Before Competition Groups_Low Energy Livestock Waterers
Industrial | Ind ¦ Free Cooling | 2029 | Technical | GWh | Before Competition Groups | 5.3897 | 0 | 0 | 5565.33 | 0.00096845 | 37 | Industrial_2029_Technical_GWh_Before Competition Groups_37 | Free Cooling | 0.09684% | 0 | 5.3897 | Industrial_2029_Technical_GWh_Before Competition Groups_Free Cooling
Industrial | Ind ¦ Dairy Pre-Cooler | 2029 | Technical | GWh | Before Competition Groups | 4.81 | 0 | 0 | 5565.33 | 0.00086427 | 38 | Industrial_2029_Technical_GWh_Before Competition Groups_38 | Dairy Pre-Cooler | 0.08643% | 0 | 4.81 | Industrial_2029_Technical_GWh_Before Competition Groups_Dairy Pre-Cooler
Industrial | Ind ¦ Air Compressor Heat Recovery | 2029 | Technical | GWh | Before Competition Groups | 2.9231 | 0 | 0 | 5565.33 | 0.00052524 | 39 | Industrial_2029_Technical_GWh_Before Competition Groups_39 | Air Compressor Heat Recovery | 0.05252% | 0 | 2.9231 | Industrial_2029_Technical_GWh_Before Competition Groups_Air Compressor Heat Recovery
Industrial | Ind ¦ Optimize Compressed Air Dryer | 2029 | Technical | GWh | Before Competition Groups | 2.132 | 0 | 0 | 5565.33 | 0.00038308 | 40 | Industrial_2029_Technical_GWh_Before Competition Groups_40 | Optimize Compressed Air Dryer | 0.03831% | 0 | 2.132 | Industrial_2029_Technical_GWh_Before Competition Groups_Optimize Compressed Air Dryer
Industrial | Ind ¦ Heat Lamps/Heat Pad | 2029 | Technical | GWh | Before Competition Groups | 1.4618 | 0 | 0 | 5565.33 | 0.00026267 | 41 | Industrial_2029_Technical_GWh_Before Competition Groups_41 | Heat Lamps/Heat Pad | 0.02627% | 0 | 1.4618 | Industrial_2029_Technical_GWh_Before Competition Groups_Heat Lamps/Heat Pad
Industrial | Ind ¦ Efficient Refrigeration Compressor | 2029 | Technical | GWh | Before Competition Groups | 0.99433 | 0 | 0 | 5565.33 | 0.00017867 | 42 | Industrial_2029_Technical_GWh_Before Competition Groups_42 | Efficient Refrigeration Compressor | 0.01787% | 0 | 0.99433 | Industrial_2029_Technical_GWh_Before Competition Groups_Efficient Refrigeration Compressor
Industrial | Ind ¦ Creep Heat Controller | 2029 | Technical | GWh | Before Competition Groups | 0.91945 | 0 | 0 | 5565.33 | 0.00016521 | 43 | Industrial_2029_Technical_GWh_Before Competition Groups_43 | Creep Heat Controller | 0.01652% | 0 | 0.91945 | Industrial_2029_Technical_GWh_Before Competition Groups_Creep Heat Controller
Industrial | Ind ¦ Dual and Natural Exhaust Ventilation Systems | 2029 | Technical | GWh | Before Competition Groups | 0.37315 | 0 | 0 | 5565.33 | 6.705e-05 | 44 | Industrial_2029_Technical_GWh_Before Competition Groups_44 | Dual and Natural Exhaust Ventilation Systems | 0.006705% | 0 | 0.37315 | Industrial_2029_Technical_GWh_Before Competition Groups_Dual and Natural Exhaust Ventilation Systems
Industrial | Ind ¦ Dairy Water Heater | 2029 | Technical | GWh | Before Competition Groups | 0.27138 | 0 | 0 | 5565.33 | 4.8763e-05 | 45 | Industrial_2029_Technical_GWh_Before Competition Groups_45 | Dairy Water Heater | 0.004876% | 0 | 0.27138 | Industrial_2029_Technical_GWh_Before Competition Groups_Dairy Water Heater
Industrial | Ind ¦ Pump System Optimization | 2030 | Economic | GWh | Before Competition Groups | 787.0912 | 0 | 0 | 4818.5362 | 0.16335 | 1 | Industrial_2030_Economic_GWh_Before Competition Groups_1 | Pump System Optimization | 16.33% | 0 | 787.0912 | Industrial_2030_Economic_GWh_Before Competition Groups_Pump System Optimization
Industrial | Ind ¦ Air Leak Survey and Repair | 2030 | Economic | GWh | Before Competition Groups | 614.1434 | 0 | 0 | 4818.5362 | 0.12745 | 2 | Industrial_2030_Economic_GWh_Before Competition Groups_2 | Air Leak Survey and Repair | 12.75% | 0 | 614.1434 | Industrial_2030_Economic_GWh_Before Competition Groups_Air Leak Survey and Repair
Industrial | Ind ¦ Air Compressor Optimization | 2030 | Economic | GWh | Before Competition Groups | 446.5523 | 0 | 0 | 4818.5362 | 0.092674 | 3 | Industrial_2030_Economic_GWh_Before Competition Groups_3 | Air Compressor Optimization | 9.267% | 0 | 446.5523 | Industrial_2030_Economic_GWh_Before Competition Groups_Air Compressor Optimization
Industrial | Ind ¦ Efficient Compressed Air Nozzles | 2030 | Economic | GWh | Before Competition Groups | 437.4743 | 0 | 0 | 4818.5362 | 0.09079 | 4 | Industrial_2030_Economic_GWh_Before Competition Groups_4 | Efficient Compressed Air Nozzles | 9.079% | 0 | 437.4743 | Industrial_2030_Economic_GWh_Before Competition Groups_Efficient Compressed Air Nozzles
Industrial | Ind ¦ Recommissioning | 2030 | Economic | GWh | Before Competition Groups | 432.1728 | 0 | 0 | 4818.5362 | 0.08969 | 5 | Industrial_2030_Economic_GWh_Before Competition Groups_5 | Recommissioning | 8.969% | 0 | 432.1728 | Industrial_2030_Economic_GWh_Before Competition Groups_Recommissioning
Industrial | Ind ¦ SEM | 2030 | Economic | GWh | Before Competition Groups | 432.1728 | 0 | 0 | 4818.5362 | 0.08969 | 6 | Industrial_2030_Economic_GWh_Before Competition Groups_6 | SEM | 8.969% | 0 | 432.1728 | Industrial_2030_Economic_GWh_Before Competition Groups_SEM
Industrial | Ind ¦ Pump Equipment Upgrade | 2030 | Economic | GWh | Before Competition Groups | 365.7306 | 0 | 0 | 4818.5362 | 0.075901 | 7 | Industrial_2030_Economic_GWh_Before Competition Groups_7 | Pump Equipment Upgrade | 7.59% | 0 | 365.7306 | Industrial_2030_Economic_GWh_Before Competition Groups_Pump Equipment Upgrade
Industrial | Ind ¦ HE Lighting | 2030 | Economic | GWh | Before Competition Groups | 277.1594 | 0 | 0 | 4818.5362 | 0.057519 | 8 | Industrial_2030_Economic_GWh_Before Competition Groups_8 | HE Lighting | 5.752% | 0 | 277.1594 | Industrial_2030_Economic_GWh_Before Competition Groups_HE Lighting
Industrial | Ind ¦ High Efficiency HVAC Fans | 2030 | Economic | GWh | Before Competition Groups | 234.1453 | 0 | 0 | 4818.5362 | 0.048593 | 9 | Industrial_2030_Economic_GWh_Before Competition Groups_9 | High Efficiency HVAC Fans | 4.859% | 0 | 234.1453 | Industrial_2030_Economic_GWh_Before Competition Groups_High Efficiency HVAC Fans
Industrial | Ind ¦ Process Optimization (Elec) | 2030 | Economic | GWh | Before Competition Groups | 175.4781 | 0 | 0 | 4818.5362 | 0.036417 | 10 | Industrial_2030_Economic_GWh_Before Competition Groups_10 | Process Optimization (Elec) | 3.642% | 0 | 175.4781 | Industrial_2030_Economic_GWh_Before Competition Groups_Process Optimization (Elec)
Industrial | Ind ¦ Greenhouse Grow Lights | 2030 | Economic | GWh | Before Competition Groups | 159.2419 | 0 | 0 | 4818.5362 | 0.033048 | 11 | Industrial_2030_Economic_GWh_Before Competition Groups_11 | Greenhouse Grow Lights | 3.305% | 0 | 159.2419 | Industrial_2030_Economic_GWh_Before Competition Groups_Greenhouse Grow Lights
Industrial | Ind ¦ Material Handling Improvements | 2030 | Economic | GWh | Before Competition Groups | 70.4537 | 0 | 0 | 4818.5362 | 0.014621 | 12 | Industrial_2030_Economic_GWh_Before Competition Groups_12 | Material Handling Improvements | 1.462% | 0 | 70.4537 | Industrial_2030_Economic_GWh_Before Competition Groups_Material Handling Improvements
Industrial | Ind ¦ Pulp and Paper Process Improvements | 2030 | Economic | GWh | Before Competition Groups | 65.7692 | 0 | 0 | 4818.5362 | 0.013649 | 13 | Industrial_2030_Economic_GWh_Before Competition Groups_13 | Pulp and Paper Process Improvements | 1.365% | 0 | 65.7692 | Industrial_2030_Economic_GWh_Before Competition Groups_Pulp and Paper Process Improvements
Industrial | Ind ¦ Fan System Optimization | 2030 | Economic | GWh | Before Competition Groups | 64.7342 | 0 | 0 | 4818.5362 | 0.013434 | 14 | Industrial_2030_Economic_GWh_Before Competition Groups_14 | Fan System Optimization | 1.343% | 0 | 64.7342 | Industrial_2030_Economic_GWh_Before Competition Groups_Fan System Optimization
Industrial | Ind ¦ Refiner Plate Improvements | 2030 | Economic | GWh | Before Competition Groups | 52.3275 | 0 | 0 | 4818.5362 | 0.01086 | 15 | Industrial_2030_Economic_GWh_Before Competition Groups_15 | Refiner Plate Improvements | 1.086% | 0 | 52.3275 | Industrial_2030_Economic_GWh_Before Competition Groups_Refiner Plate Improvements
Industrial | Ind ¦ Process Heat Recovery | 2030 | Economic | GWh | Before Competition Groups | 37.3831 | 0 | 0 | 4818.5362 | 0.0077582 | 16 | Industrial_2030_Economic_GWh_Before Competition Groups_16 | Process Heat Recovery | 0.7758% | 0 | 37.3831 | Industrial_2030_Economic_GWh_Before Competition Groups_Process Heat Recovery
Industrial | Ind ¦ VAV Conversion Project | 2030 | Economic | GWh | Before Competition Groups | 24.0418 | 0 | 0 | 4818.5362 | 0.0049894 | 17 | Industrial_2030_Economic_GWh_Before Competition Groups_17 | VAV Conversion Project | 0.4989% | 0 | 24.0418 | Industrial_2030_Economic_GWh_Before Competition Groups_VAV Conversion Project
Industrial | Ind ¦ High Efficiency Battery Charger | 2030 | Economic | GWh | Before Competition Groups | 22.0453 | 0 | 0 | 4818.5362 | 0.0045751 | 18 | Industrial_2030_Economic_GWh_Before Competition Groups_18 | High Efficiency Battery Charger | 0.4575% | 0 | 22.0453 | Industrial_2030_Economic_GWh_Before Competition Groups_High Efficiency Battery Charger
Industrial | Ind ¦ Improved Controls - Process Cooling | 2030 | Economic | GWh | Before Competition Groups | 20.8986 | 0 | 0 | 4818.5362 | 0.0043371 | 19 | Industrial_2030_Economic_GWh_Before Competition Groups_19 | Improved Controls - Process Cooling | 0.4337% | 0 | 20.8986 | Industrial_2030_Economic_GWh_Before Competition Groups_Improved Controls - Process Cooling
Industrial | Ind ¦ Efficient Irrigation | 2030 | Economic | GWh | Before Competition Groups | 17.8929 | 0 | 0 | 4818.5362 | 0.0037133 | 20 | Industrial_2030_Economic_GWh_Before Competition Groups_20 | Efficient Irrigation | 0.3713% | 0 | 17.8929 | Industrial_2030_Economic_GWh_Before Competition Groups_Efficient Irrigation
Industrial | Ind ¦ Process Improvements | 2030 | Economic | GWh | Before Competition Groups | 17.8413 | 0 | 0 | 4818.5362 | 0.0037026 | 21 | Industrial_2030_Economic_GWh_Before Competition Groups_21 | Process Improvements | 0.3703% | 0 | 17.8413 | Industrial_2030_Economic_GWh_Before Competition Groups_Process Improvements
Industrial | Ind ¦ Ventilation Optimization | 2030 | Economic | GWh | Before Competition Groups | 13.2224 | 0 | 0 | 4818.5362 | 0.0027441 | 22 | Industrial_2030_Economic_GWh_Before Competition Groups_22 | Ventilation Optimization | 0.2744% | 0 | 13.2224 | Industrial_2030_Economic_GWh_Before Competition Groups_Ventilation Optimization
Industrial | Ind ¦ Refrigeration Compressor VFD | 2030 | Economic | GWh | Before Competition Groups | 12.0756 | 0 | 0 | 4818.5362 | 0.0025061 | 23 | Industrial_2030_Economic_GWh_Before Competition Groups_23 | Refrigeration Compressor VFD | 0.2506% | 0 | 12.0756 | Industrial_2030_Economic_GWh_Before Competition Groups_Refrigeration Compressor VFD
Industrial | Ind ¦ Improved Controls - Process Heating | 2030 | Economic | GWh | Before Competition Groups | 10.7623 | 0 | 0 | 4818.5362 | 0.0022335 | 24 | Industrial_2030_Economic_GWh_Before Competition Groups_24 | Improved Controls - Process Heating | 0.2234% | 0 | 10.7623 | Industrial_2030_Economic_GWh_Before Competition Groups_Improved Controls - Process Heating
Industrial | Ind ¦ Cooling Tower Optimization | 2030 | Economic | GWh | Before Competition Groups | 8.8859 | 0 | 0 | 4818.5362 | 0.0018441 | 25 | Industrial_2030_Economic_GWh_Before Competition Groups_25 | Cooling Tower Optimization | 0.1844% | 0 | 8.8859 | Industrial_2030_Economic_GWh_Before Competition Groups_Cooling Tower Optimization
Industrial | Ind ¦ Engine Block Heater Timer | 2030 | Economic | GWh | Before Competition Groups | 6.8252 | 0 | 0 | 4818.5362 | 0.0014164 | 26 | Industrial_2030_Economic_GWh_Before Competition Groups_26 | Engine Block Heater Timer | 0.1416% | 0 | 6.8252 | Industrial_2030_Economic_GWh_Before Competition Groups_Engine Block Heater Timer
Industrial | Ind ¦ Free Cooling | 2030 | Economic | GWh | Before Competition Groups | 5.3815 | 0 | 0 | 4818.5362 | 0.0011168 | 27 | Industrial_2030_Economic_GWh_Before Competition Groups_27 | Free Cooling | 0.1117% | 0 | 5.3815 | Industrial_2030_Economic_GWh_Before Competition Groups_Free Cooling
Industrial | Ind ¦ Air Compressor Heat Recovery | 2030 | Economic | GWh | Before Competition Groups | 2.9103 | 0 | 0 | 4818.5362 | 0.00060397 | 28 | Industrial_2030_Economic_GWh_Before Competition Groups_28 | Air Compressor Heat Recovery | 0.0604% | 0 | 2.9103 | Industrial_2030_Economic_GWh_Before Competition Groups_Air Compressor Heat Recovery
Industrial | Ind ¦ Dairy Pre-Cooler | 2030 | Economic | GWh | Before Competition Groups | 2.4962 | 0 | 0 | 4818.5362 | 0.00051805 | 29 | Industrial_2030_Economic_GWh_Before Competition Groups_29 | Dairy Pre-Cooler | 0.0518% | 0 | 2.4962 | Industrial_2030_Economic_GWh_Before Competition Groups_Dairy Pre-Cooler
Industrial | Ind ¦ Efficient Refrigeration Compressor | 2030 | Economic | GWh | Before Competition Groups | 1.0111 | 0 | 0 | 4818.5362 | 0.00020984 | 30 | Industrial_2030_Economic_GWh_Before Competition Groups_30 | Efficient Refrigeration Compressor | 0.02098% | 0 | 1.0111 | Industrial_2030_Economic_GWh_Before Competition Groups_Efficient Refrigeration Compressor
Industrial | Ind ¦ Dairy Water Heater | 2030 | Economic | GWh | Before Competition Groups | 0.12085 | 0 | 0 | 4818.5362 | 2.508e-05 | 31 | Industrial_2030_Economic_GWh_Before Competition Groups_31 | Dairy Water Heater | 0.002508% | 0 | 0.12085 | Industrial_2030_Economic_GWh_Before Competition Groups_Dairy Water Heater
Industrial | Ind ¦ Heat Lamps/Heat Pad | 2030 | Economic | GWh | Before Competition Groups | 0.095038 | 0 | 0 | 4818.5362 | 1.9723e-05 | 32 | Industrial_2030_Economic_GWh_Before Competition Groups_32 | Heat Lamps/Heat Pad | 0.001972% | 0 | 0.095038 | Industrial_2030_Economic_GWh_Before Competition Groups_Heat Lamps/Heat Pad
Industrial | Ind ¦ Air Compressor Optimization | 2030 | SC A | GWh | Before Competition Groups | 321.6773 | 0 | 0 | 1747.6084 | 0.18407 | 1 | Industrial_2030_SC A_GWh_Before Competition Groups_1 | Air Compressor Optimization | 18.41% | 0 | 321.6773 | Industrial_2030_SC A_GWh_Before Competition Groups_Air Compressor Optimization
Industrial | Ind ¦ Pump System Optimization | 2030 | SC A | GWh | Before Competition Groups | 309.053 | 0 | 0 | 1747.6084 | 0.17684 | 2 | Industrial_2030_SC A_GWh_Before Competition Groups_2 | Pump System Optimization | 17.68% | 0 | 309.053 | Industrial_2030_SC A_GWh_Before Competition Groups_Pump System Optimization
Industrial | Ind ¦ Air Leak Survey and Repair | 2030 | SC A | GWh | Before Competition Groups | 217.7376 | 0 | 0 | 1747.6084 | 0.12459 | 3 | Industrial_2030_SC A_GWh_Before Competition Groups_3 | Air Leak Survey and Repair | 12.46% | 0 | 217.7376 | Industrial_2030_SC A_GWh_Before Competition Groups_Air Leak Survey and Repair
Industrial | Ind ¦ Recommissioning | 2030 | SC A | GWh | Before Competition Groups | 154.187 | 0 | 0 | 1747.6084 | 0.088227 | 4 | Industrial_2030_SC A_GWh_Before Competition Groups_4 | Recommissioning | 8.823% | 0 | 154.187 | Industrial_2030_SC A_GWh_Before Competition Groups_Recommissioning
Industrial | Ind ¦ SEM | 2030 | SC A | GWh | Before Competition Groups | 154.187 | 0 | 0 | 1747.6084 | 0.088227 | 5 | Industrial_2030_SC A_GWh_Before Competition Groups_5 | SEM | 8.823% | 0 | 154.187 | Industrial_2030_SC A_GWh_Before Competition Groups_SEM
Industrial | Ind ¦ Pump Equipment Upgrade | 2030 | SC A | GWh | Before Competition Groups | 135.5972 | 0 | 0 | 1747.6084 | 0.07759 | 6 | Industrial_2030_SC A_GWh_Before Competition Groups_6 | Pump Equipment Upgrade | 7.759% | 0 | 135.5972 | Industrial_2030_SC A_GWh_Before Competition Groups_Pump Equipment Upgrade
Industrial | Ind ¦ Efficient Compressed Air Nozzles | 2030 | SC A | GWh | Before Competition Groups | 119.4886 | 0 | 0 | 1747.6084 | 0.068373 | 7 | Industrial_2030_SC A_GWh_Before Competition Groups_7 | Efficient Compressed Air Nozzles | 6.837% | 0 | 119.4886 | Industrial_2030_SC A_GWh_Before Competition Groups_Efficient Compressed Air Nozzles
Industrial | Ind ¦ High Efficiency HVAC Fans | 2030 | SC A | GWh | Before Competition Groups | 98.2301 | 0 | 0 | 1747.6084 | 0.056208 | 8 | Industrial_2030_SC A_GWh_Before Competition Groups_8 | High Efficiency HVAC Fans | 5.621% | 0 | 98.2301 | Industrial_2030_SC A_GWh_Before Competition Groups_High Efficiency HVAC Fans
Industrial | Ind ¦ Fan System Optimization | 2030 | SC A | GWh | Before Competition Groups | 45.6415 | 0 | 0 | 1747.6084 | 0.026117 | 9 | Industrial_2030_SC A_GWh_Before Competition Groups_9 | Fan System Optimization | 2.612% | 0 | 45.6415 | Industrial_2030_SC A_GWh_Before Competition Groups_Fan System Optimization
Industrial | Ind ¦ Greenhouse Grow Lights | 2030 | SC A | GWh | Before Competition Groups | 40.7884 | 0 | 0 | 1747.6084 | 0.02334 | 10 | Industrial_2030_SC A_GWh_Before Competition Groups_10 | Greenhouse Grow Lights | 2.334% | 0 | 40.7884 | Industrial_2030_SC A_GWh_Before Competition Groups_Greenhouse Grow Lights
Industrial | Ind ¦ Material Handling Improvements | 2030 | SC A | GWh | Before Competition Groups | 32.7707 | 0 | 0 | 1747.6084 | 0.018752 | 11 | Industrial_2030_SC A_GWh_Before Competition Groups_11 | Material Handling Improvements | 1.875% | 0 | 32.7707 | Industrial_2030_SC A_GWh_Before Competition Groups_Material Handling Improvements
Industrial | Ind ¦ Process Optimization (Elec) | 2030 | SC A | GWh | Before Competition Groups | 27.6463 | 0 | 0 | 1747.6084 | 0.01582 | 12 | Industrial_2030_SC A_GWh_Before Competition Groups_12 | Process Optimization (Elec) | 1.582% | 0 | 27.6463 | Industrial_2030_SC A_GWh_Before Competition Groups_Process Optimization (Elec)
Industrial | Ind ¦ Refiner Plate Improvements | 2030 | SC A | GWh | Before Competition Groups | 13.5002 | 0 | 0 | 1747.6084 | 0.007725 | 13 | Industrial_2030_SC A_GWh_Before Competition Groups_13 | Refiner Plate Improvements | 0.7725% | 0 | 13.5002 | Industrial_2030_SC A_GWh_Before Competition Groups_Refiner Plate Improvements
Industrial | Ind ¦ Process Heat Recovery | 2030 | SC A | GWh | Before Competition Groups | 12.9416 | 0 | 0 | 1747.6084 | 0.0074053 | 14 | Industrial_2030_SC A_GWh_Before Competition Groups_14 | Process Heat Recovery | 0.7405% | 0 | 12.9416 | Industrial_2030_SC A_GWh_Before Competition Groups_Process Heat Recovery
Industrial | Ind ¦ VAV Conversion Project | 2030 | SC A | GWh | Before Competition Groups | 9.3555 | 0 | 0 | 1747.6084 | 0.0053533 | 15 | Industrial_2030_SC A_GWh_Before Competition Groups_15 | VAV Conversion Project | 0.5353% | 0 | 9.3555 | Industrial_2030_SC A_GWh_Before Competition Groups_VAV Conversion Project
Industrial | Ind ¦ HE Lighting | 2030 | SC A | GWh | Before Competition Groups | 8.653 | 0 | 0 | 1747.6084 | 0.0049513 | 16 | Industrial_2030_SC A_GWh_Before Competition Groups_16 | HE Lighting | 0.4951% | 0 | 8.653 | Industrial_2030_SC A_GWh_Before Competition Groups_HE Lighting
Industrial | Ind ¦ Pulp and Paper Process Improvements | 2030 | SC A | GWh | Before Competition Groups | 8.0705 | 0 | 0 | 1747.6084 | 0.004618 | 17 | Industrial_2030_SC A_GWh_Before Competition Groups_17 | Pulp and Paper Process Improvements | 0.4618% | 0 | 8.0705 | Industrial_2030_SC A_GWh_Before Competition Groups_Pulp and Paper Process Improvements
Industrial | Ind ¦ Improved Controls - Process Cooling | 2030 | SC A | GWh | Before Competition Groups | 7.7614 | 0 | 0 | 1747.6084 | 0.0044412 | 18 | Industrial_2030_SC A_GWh_Before Competition Groups_18 | Improved Controls - Process Cooling | 0.4441% | 0 | 7.7614 | Industrial_2030_SC A_GWh_Before Competition Groups_Improved Controls - Process Cooling
Industrial | Ind ¦ Process Improvements | 2030 | SC A | GWh | Before Competition Groups | 5.8812 | 0 | 0 | 1747.6084 | 0.0033653 | 19 | Industrial_2030_SC A_GWh_Before Competition Groups_19 | Process Improvements | 0.3365% | 0 | 5.8812 | Industrial_2030_SC A_GWh_Before Competition Groups_Process Improvements
Industrial | Ind ¦ High Efficiency Battery Charger | 2030 | SC A | GWh | Before Competition Groups | 5.3693 | 0 | 0 | 1747.6084 | 0.0030724 | 20 | Industrial_2030_SC A_GWh_Before Competition Groups_20 | High Efficiency Battery Charger | 0.3072% | 0 | 5.3693 | Industrial_2030_SC A_GWh_Before Competition Groups_High Efficiency Battery Charger
Industrial | Ind ¦ Improved Controls - Process Heating | 2030 | SC A | GWh | Before Competition Groups | 3.9116 | 0 | 0 | 1747.6084 | 0.0022383 | 21 | Industrial_2030_SC A_GWh_Before Competition Groups_21 | Improved Controls - Process Heating | 0.2238% | 0 | 3.9116 | Industrial_2030_SC A_GWh_Before Competition Groups_Improved Controls - Process Heating
Industrial | Ind ¦ Ventilation Optimization | 2030 | SC A | GWh | Before Competition Groups | 3.8172 | 0 | 0 | 1747.6084 | 0.0021842 | 22 | Industrial_2030_SC A_GWh_Before Competition Groups_22 | Ventilation Optimization | 0.2184% | 0 | 3.8172 | Industrial_2030_SC A_GWh_Before Competition Groups_Ventilation Optimization
Industrial | Ind ¦ Refrigeration Compressor VFD | 2030 | SC A | GWh | Before Competition Groups | 3.7469 | 0 | 0 | 1747.6084 | 0.002144 | 23 | Industrial_2030_SC A_GWh_Before Competition Groups_23 | Refrigeration Compressor VFD | 0.2144% | 0 | 3.7469 | Industrial_2030_SC A_GWh_Before Competition Groups_Refrigeration Compressor VFD
Industrial | Ind ¦ Engine Block Heater Timer | 2030 | SC A | GWh | Before Competition Groups | 2.3144 | 0 | 0 | 1747.6084 | 0.0013243 | 24 | Industrial_2030_SC A_GWh_Before Competition Groups_24 | Engine Block Heater Timer | 0.1324% | 0 | 2.3144 | Industrial_2030_SC A_GWh_Before Competition Groups_Engine Block Heater Timer
Industrial | Ind ¦ Efficient Irrigation | 2030 | SC A | GWh | Before Competition Groups | 1.3572 | 0 | 0 | 1747.6084 | 0.00077661 | 25 | Industrial_2030_SC A_GWh_Before Competition Groups_25 | Efficient Irrigation | 0.07766% | 0 | 1.3572 | Industrial_2030_SC A_GWh_Before Competition Groups_Efficient Irrigation
Industrial | Ind ¦ Dairy Pre-Cooler | 2030 | SC A | GWh | Before Competition Groups | 1.1058 | 0 | 0 | 1747.6084 | 0.00063273 | 26 | Industrial_2030_SC A_GWh_Before Competition Groups_26 | Dairy Pre-Cooler | 0.06327% | 0 | 1.1058 | Industrial_2030_SC A_GWh_Before Competition Groups_Dairy Pre-Cooler
Industrial | Ind ¦ Air Compressor Heat Recovery | 2030 | SC A | GWh | Before Competition Groups | 1.0573 | 0 | 0 | 1747.6084 | 0.00060498 | 27 | Industrial_2030_SC A_GWh_Before Competition Groups_27 | Air Compressor Heat Recovery | 0.0605% | 0 | 1.0573 | Industrial_2030_SC A_GWh_Before Competition Groups_Air Compressor Heat Recovery
Industrial | Ind ¦ Cooling Tower Optimization | 2030 | SC A | GWh | Before Competition Groups | 0.78057 | 0 | 0 | 1747.6084 | 0.00044665 | 28 | Industrial_2030_SC A_GWh_Before Competition Groups_28 | Cooling Tower Optimization | 0.04466% | 0 | 0.78057 | Industrial_2030_SC A_GWh_Before Competition Groups_Cooling Tower Optimization
Industrial | Ind ¦ Efficient Refrigeration Compressor | 2030 | SC A | GWh | Before Competition Groups | 0.60325 | 0 | 0 | 1747.6084 | 0.00034518 | 29 | Industrial_2030_SC A_GWh_Before Competition Groups_29 | Efficient Refrigeration Compressor | 0.03452% | 0 | 0.60325 | Industrial_2030_SC A_GWh_Before Competition Groups_Efficient Refrigeration Compressor
Industrial | Ind ¦ Heat Lamps/Heat Pad | 2030 | SC A | GWh | Before Competition Groups | 0.3028 | 0 | 0 | 1747.6084 | 0.00017327 | 30 | Industrial_2030_SC A_GWh_Before Competition Groups_30 | Heat Lamps/Heat Pad | 0.01733% | 0 | 0.3028 | Industrial_2030_SC A_GWh_Before Competition Groups_Heat Lamps/Heat Pad
Industrial | Ind ¦ Dairy Water Heater | 2030 | SC A | GWh | Before Competition Groups | 0.061232 | 0 | 0 | 1747.6084 | 3.5038e-05 | 31 | Industrial_2030_SC A_GWh_Before Competition Groups_31 | Dairy Water Heater | 0.003504% | 0 | 0.061232 | Industrial_2030_SC A_GWh_Before Competition Groups_Dairy Water Heater
Industrial | Ind ¦ Free Cooling | 2030 | SC A | GWh | Before Competition Groups | 0.012707 | 0 | 0 | 1747.6084 | 7.2712e-06 | 32 | Industrial_2030_SC A_GWh_Before Competition Groups_32 | Free Cooling | 0.0007271% | 0 | 0.012707 | Industrial_2030_SC A_GWh_Before Competition Groups_Free Cooling
Industrial | Ind ¦ Air Leak Survey and Repair | 2030 | SC B | GWh | Before Competition Groups | 469.1139 | 0 | 0 | 3051.9223 | 0.15371 | 1 | Industrial_2030_SC B_GWh_Before Competition Groups_1 | Air Leak Survey and Repair | 15.37% | 0 | 469.1139 | Industrial_2030_SC B_GWh_Before Competition Groups_Air Leak Survey and Repair
Industrial | Ind ¦ Pump System Optimization | 2030 | SC B | GWh | Before Competition Groups | 434.3454 | 0 | 0 | 3051.9223 | 0.14232 | 2 | Industrial_2030_SC B_GWh_Before Competition Groups_2 | Pump System Optimization | 14.23% | 0 | 434.3454 | Industrial_2030_SC B_GWh_Before Competition Groups_Pump System Optimization
Industrial | Ind ¦ Recommissioning | 2030 | SC B | GWh | Before Competition Groups | 332.0816 | 0 | 0 | 3051.9223 | 0.10881 | 3 | Industrial_2030_SC B_GWh_Before Competition Groups_3 | Recommissioning | 10.88% | 0 | 332.0816 | Industrial_2030_SC B_GWh_Before Competition Groups_Recommissioning
Industrial | Ind ¦ SEM | 2030 | SC B | GWh | Before Competition Groups | 332.0816 | 0 | 0 | 3051.9223 | 0.10881 | 4 | Industrial_2030_SC B_GWh_Before Competition Groups_4 | SEM | 10.88% | 0 | 332.0816 | Industrial_2030_SC B_GWh_Before Competition Groups_SEM
Industrial | Ind ¦ Air Compressor Optimization | 2030 | SC B | GWh | Before Competition Groups | 321.6773 | 0 | 0 | 3051.9223 | 0.1054 | 5 | Industrial_2030_SC B_GWh_Before Competition Groups_5 | Air Compressor Optimization | 10.54% | 0 | 321.6773 | Industrial_2030_SC B_GWh_Before Competition Groups_Air Compressor Optimization
Industrial | Ind ¦ Efficient Compressed Air Nozzles | 2030 | SC B | GWh | Before Competition Groups | 259.8328 | 0 | 0 | 3051.9223 | 0.085137 | 6 | Industrial_2030_SC B_GWh_Before Competition Groups_6 | Efficient Compressed Air Nozzles | 8.514% | 0 | 259.8328 | Industrial_2030_SC B_GWh_Before Competition Groups_Efficient Compressed Air Nozzles
Industrial | Ind ¦ Pump Equipment Upgrade | 2030 | SC B | GWh | Before Competition Groups | 191.1445 | 0 | 0 | 3051.9223 | 0.062631 | 7 | Industrial_2030_SC B_GWh_Before Competition Groups_7 | Pump Equipment Upgrade | 6.263% | 0 | 191.1445 | Industrial_2030_SC B_GWh_Before Competition Groups_Pump Equipment Upgrade
Industrial | Ind ¦ High Efficiency HVAC Fans | 2030 | SC B | GWh | Before Competition Groups | 164.9994 | 0 | 0 | 3051.9223 | 0.054064 | 8 | Industrial_2030_SC B_GWh_Before Competition Groups_8 | High Efficiency HVAC Fans | 5.406% | 0 | 164.9994 | Industrial_2030_SC B_GWh_Before Competition Groups_High Efficiency HVAC Fans
Industrial | Ind ¦ Greenhouse Grow Lights | 2030 | SC B | GWh | Before Competition Groups | 100.032 | 0 | 0 | 3051.9223 | 0.032777 | 9 | Industrial_2030_SC B_GWh_Before Competition Groups_9 | Greenhouse Grow Lights | 3.278% | 0 | 100.032 | Industrial_2030_SC B_GWh_Before Competition Groups_Greenhouse Grow Lights
Industrial | Ind ¦ HE Lighting | 2030 | SC B | GWh | Before Competition Groups | 97.5325 | 0 | 0 | 3051.9223 | 0.031958 | 10 | Industrial_2030_SC B_GWh_Before Competition Groups_10 | HE Lighting | 3.196% | 0 | 97.5325 | Industrial_2030_SC B_GWh_Before Competition Groups_HE Lighting
Industrial | Ind ¦ Material Handling Improvements | 2030 | SC B | GWh | Before Competition Groups | 49.6918 | 0 | 0 | 3051.9223 | 0.016282 | 11 | Industrial_2030_SC B_GWh_Before Competition Groups_11 | Material Handling Improvements | 1.628% | 0 | 49.6918 | Industrial_2030_SC B_GWh_Before Competition Groups_Material Handling Improvements
Industrial | Ind ¦ Fan System Optimization | 2030 | SC B | GWh | Before Competition Groups | 48.3234 | 0 | 0 | 3051.9223 | 0.015834 | 12 | Industrial_2030_SC B_GWh_Before Competition Groups_12 | Fan System Optimization | 1.583% | 0 | 48.3234 | Industrial_2030_SC B_GWh_Before Competition Groups_Fan System Optimization
Industrial | Ind ¦ Pulp and Paper Process Improvements | 2030 | SC B | GWh | Before Competition Groups | 47.256 | 0 | 0 | 3051.9223 | 0.015484 | 13 | Industrial_2030_SC B_GWh_Before Competition Groups_13 | Pulp and Paper Process Improvements | 1.548% | 0 | 47.256 | Industrial_2030_SC B_GWh_Before Competition Groups_Pulp and Paper Process Improvements
Industrial | Ind ¦ Refiner Plate Improvements | 2030 | SC B | GWh | Before Competition Groups | 30.02 | 0 | 0 | 3051.9223 | 0.0098364 | 14 | Industrial_2030_SC B_GWh_Before Competition Groups_14 | Refiner Plate Improvements | 0.9836% | 0 | 30.02 | Industrial_2030_SC B_GWh_Before Competition Groups_Refiner Plate Improvements
Industrial | Ind ¦ Process Heat Recovery | 2030 | SC B | GWh | Before Competition Groups | 28.2499 | 0 | 0 | 3051.9223 | 0.0092564 | 15 | Industrial_2030_SC B_GWh_Before Competition Groups_15 | Process Heat Recovery | 0.9256% | 0 | 28.2499 | Industrial_2030_SC B_GWh_Before Competition Groups_Process Heat Recovery
Industrial | Ind ¦ Process Optimization (Elec) | 2030 | SC B | GWh | Before Competition Groups | 27.6463 | 0 | 0 | 3051.9223 | 0.0090586 | 16 | Industrial_2030_SC B_GWh_Before Competition Groups_16 | Process Optimization (Elec) | 0.9059% | 0 | 27.6463 | Industrial_2030_SC B_GWh_Before Competition Groups_Process Optimization (Elec)
Industrial | Ind ¦ VAV Conversion Project | 2030 | SC B | GWh | Before Competition Groups | 20.6847 | 0 | 0 | 3051.9223 | 0.0067776 | 17 | Industrial_2030_SC B_GWh_Before Competition Groups_17 | VAV Conversion Project | 0.6778% | 0 | 20.6847 | Industrial_2030_SC B_GWh_Before Competition Groups_VAV Conversion Project
Industrial | Ind ¦ Improved Controls - Process Cooling | 2030 | SC B | GWh | Before Competition Groups | 16.7546 | 0 | 0 | 3051.9223 | 0.0054899 | 18 | Industrial_2030_SC B_GWh_Before Competition Groups_18 | Improved Controls - Process Cooling | 0.549% | 0 | 16.7546 | Industrial_2030_SC B_GWh_Before Competition Groups_Improved Controls - Process Cooling
Industrial | Ind ¦ High Efficiency Battery Charger | 2030 | SC B | GWh | Before Competition Groups | 14.5459 | 0 | 0 | 3051.9223 | 0.0047661 | 19 | Industrial_2030_SC B_GWh_Before Competition Groups_19 | High Efficiency Battery Charger | 0.4766% | 0 | 14.5459 | Industrial_2030_SC B_GWh_Before Competition Groups_High Efficiency Battery Charger
Industrial | Ind ¦ Process Improvements | 2030 | SC B | GWh | Before Competition Groups | 13.2958 | 0 | 0 | 3051.9223 | 0.0043565 | 20 | Industrial_2030_SC B_GWh_Before Competition Groups_20 | Process Improvements | 0.4357% | 0 | 13.2958 | Industrial_2030_SC B_GWh_Before Competition Groups_Process Improvements
Industrial | Ind ¦ Ventilation Optimization | 2030 | SC B | GWh | Before Competition Groups | 8.7191 | 0 | 0 | 3051.9223 | 0.0028569 | 21 | Industrial_2030_SC B_GWh_Before Competition Groups_21 | Ventilation Optimization | 0.2857% | 0 | 8.7191 | Industrial_2030_SC B_GWh_Before Competition Groups_Ventilation Optimization
Industrial | Ind ¦ Refrigeration Compressor VFD | 2030 | SC B | GWh | Before Competition Groups | 8.4754 | 0 | 0 | 3051.9223 | 0.0027771 | 22 | Industrial_2030_SC B_GWh_Before Competition Groups_22 | Refrigeration Compressor VFD | 0.2777% | 0 | 8.4754 | Industrial_2030_SC B_GWh_Before Competition Groups_Refrigeration Compressor VFD
Industrial | Ind ¦ Improved Controls - Process Heating | 2030 | SC B | GWh | Before Competition Groups | 8.3059 | 0 | 0 | 3051.9223 | 0.0027215 | 23 | Industrial_2030_SC B_GWh_Before Competition Groups_23 | Improved Controls - Process Heating | 0.2722% | 0 | 8.3059 | Industrial_2030_SC B_GWh_Before Competition Groups_Improved Controls - Process Heating
Industrial | Ind ¦ Cooling Tower Optimization | 2030 | SC B | GWh | Before Competition Groups | 6.894 | 0 | 0 | 3051.9223 | 0.0022589 | 24 | Industrial_2030_SC B_GWh_Before Competition Groups_24 | Cooling Tower Optimization | 0.2259% | 0 | 6.894 | Industrial_2030_SC B_GWh_Before Competition Groups_Cooling Tower Optimization
Industrial | Ind ¦ Efficient Irrigation | 2030 | SC B | GWh | Before Competition Groups | 5.5006 | 0 | 0 | 3051.9223 | 0.0018023 | 25 | Industrial_2030_SC B_GWh_Before Competition Groups_25 | Efficient Irrigation | 0.1802% | 0 | 5.5006 | Industrial_2030_SC B_GWh_Before Competition Groups_Efficient Irrigation
Industrial | Ind ¦ Engine Block Heater Timer | 2030 | SC B | GWh | Before Competition Groups | 5.0273 | 0 | 0 | 3051.9223 | 0.0016473 | 26 | Industrial_2030_SC B_GWh_Before Competition Groups_26 | Engine Block Heater Timer | 0.1647% | 0 | 5.0273 | Industrial_2030_SC B_GWh_Before Competition Groups_Engine Block Heater Timer
Industrial | Ind ¦ Free Cooling | 2030 | SC B | GWh | Before Competition Groups | 4.4804 | 0 | 0 | 3051.9223 | 0.0014681 | 27 | Industrial_2030_SC B_GWh_Before Competition Groups_27 | Free Cooling | 0.1468% | 0 | 4.4804 | Industrial_2030_SC B_GWh_Before Competition Groups_Free Cooling
Industrial | Ind ¦ Air Compressor Heat Recovery | 2030 | SC B | GWh | Before Competition Groups | 2.2708 | 0 | 0 | 3051.9223 | 0.00074406 | 28 | Industrial_2030_SC B_GWh_Before Competition Groups_28 | Air Compressor Heat Recovery | 0.07441% | 0 | 2.2708 | Industrial_2030_SC B_GWh_Before Competition Groups_Air Compressor Heat Recovery
Industrial | Ind ¦ Dairy Pre-Cooler | 2030 | SC B | GWh | Before Competition Groups | 1.5896 | 0 | 0 | 3051.9223 | 0.00052085 | 29 | Industrial_2030_SC B_GWh_Before Competition Groups_29 | Dairy Pre-Cooler | 0.05208% | 0 | 1.5896 | Industrial_2030_SC B_GWh_Before Competition Groups_Dairy Pre-Cooler
Industrial | Ind ¦ Efficient Refrigeration Compressor | 2030 | SC B | GWh | Before Competition Groups | 0.82852 | 0 | 0 | 3051.9223 | 0.00027147 | 30 | Industrial_2030_SC B_GWh_Before Competition Groups_30 | Efficient Refrigeration Compressor | 0.02715% | 0 | 0.82852 | Industrial_2030_SC B_GWh_Before Competition Groups_Efficient Refrigeration Compressor
Industrial | Ind ¦ Heat Lamps/Heat Pad | 2030 | SC B | GWh | Before Competition Groups | 0.42893 | 0 | 0 | 3051.9223 | 0.00014054 | 31 | Industrial_2030_SC B_GWh_Before Competition Groups_31 | Heat Lamps/Heat Pad | 0.01405% | 0 | 0.42893 | Industrial_2030_SC B_GWh_Before Competition Groups_Heat Lamps/Heat Pad
Industrial | Ind ¦ Dairy Water Heater | 2030 | SC B | GWh | Before Competition Groups | 0.092427 | 0 | 0 | 3051.9223 | 3.0285e-05 | 32 | Industrial_2030_SC B_GWh_Before Competition Groups_32 | Dairy Water Heater | 0.003028% | 0 | 0.092427 | Industrial_2030_SC B_GWh_Before Competition Groups_Dairy Water Heater
Industrial | Ind ¦ Pump System Optimization | 2030 | SC C | GWh | Before Competition Groups | 434.3454 | 0 | 0 | 2020.3845 | 0.21498 | 1 | Industrial_2030_SC C_GWh_Before Competition Groups_1 | Pump System Optimization | 21.5% | 0 | 434.3454 | Industrial_2030_SC C_GWh_Before Competition Groups_Pump System Optimization
Industrial | Ind ¦ Air Compressor Optimization | 2030 | SC C | GWh | Before Competition Groups | 321.6773 | 0 | 0 | 2020.3845 | 0.15922 | 2 | Industrial_2030_SC C_GWh_Before Competition Groups_2 | Air Compressor Optimization | 15.92% | 0 | 321.6773 | Industrial_2030_SC C_GWh_Before Competition Groups_Air Compressor Optimization
Industrial | Ind ¦ Air Leak Survey and Repair | 2030 | SC C | GWh | Before Competition Groups | 217.7376 | 0 | 0 | 2020.3845 | 0.10777 | 3 | Industrial_2030_SC C_GWh_Before Competition Groups_3 | Air Leak Survey and Repair | 10.78% | 0 | 217.7376 | Industrial_2030_SC C_GWh_Before Competition Groups_Air Leak Survey and Repair
Industrial | Ind ¦ Pump Equipment Upgrade | 2030 | SC C | GWh | Before Competition Groups | 191.1445 | 0 | 0 | 2020.3845 | 0.094608 | 4 | Industrial_2030_SC C_GWh_Before Competition Groups_4 | Pump Equipment Upgrade | 9.461% | 0 | 191.1445 | Industrial_2030_SC C_GWh_Before Competition Groups_Pump Equipment Upgrade
Industrial | Ind ¦ Recommissioning | 2030 | SC C | GWh | Before Competition Groups | 154.187 | 0 | 0 | 2020.3845 | 0.076316 | 5 | Industrial_2030_SC C_GWh_Before Competition Groups_5 | Recommissioning | 7.632% | 0 | 154.187 | Industrial_2030_SC C_GWh_Before Competition Groups_Recommissioning
Industrial | Ind ¦ SEM | 2030 | SC C | GWh | Before Competition Groups | 154.187 | 0 | 0 | 2020.3845 | 0.076316 | 6 | Industrial_2030_SC C_GWh_Before Competition Groups_6 | SEM | 7.632% | 0 | 154.187 | Industrial_2030_SC C_GWh_Before Competition Groups_SEM
Industrial | Ind ¦ Efficient Compressed Air Nozzles | 2030 | SC C | GWh | Before Competition Groups | 119.4886 | 0 | 0 | 2020.3845 | 0.059142 | 7 | Industrial_2030_SC C_GWh_Before Competition Groups_7 | Efficient Compressed Air Nozzles | 5.914% | 0 | 119.4886 | Industrial_2030_SC C_GWh_Before Competition Groups_Efficient Compressed Air Nozzles
Industrial | Ind ¦ High Efficiency HVAC Fans | 2030 | SC C | GWh | Before Competition Groups | 98.2301 | 0 | 0 | 2020.3845 | 0.04862 | 8 | Industrial_2030_SC C_GWh_Before Competition Groups_8 | High Efficiency HVAC Fans | 4.862% | 0 | 98.2301 | Industrial_2030_SC C_GWh_Before Competition Groups_High Efficiency HVAC Fans
Industrial | Ind ¦ Greenhouse Grow Lights | 2030 | SC C | GWh | Before Competition Groups | 62.5803 | 0 | 0 | 2020.3845 | 0.030974 | 9 | Industrial_2030_SC C_GWh_Before Competition Groups_9 | Greenhouse Grow Lights | 3.097% | 0 | 62.5803 | Industrial_2030_SC C_GWh_Before Competition Groups_Greenhouse Grow Lights
Industrial | Ind ¦ Fan System Optimization | 2030 | SC C | GWh | Before Competition Groups | 48.3234 | 0 | 0 | 2020.3845 | 0.023918 | 10 | Industrial_2030_SC C_GWh_Before Competition Groups_10 | Fan System Optimization | 2.392% | 0 | 48.3234 | Industrial_2030_SC C_GWh_Before Competition Groups_Fan System Optimization
Industrial | Ind ¦ HE Lighting | 2030 | SC C | GWh | Before Competition Groups | 43.1511 | 0 | 0 | 2020.3845 | 0.021358 | 11 | Industrial_2030_SC C_GWh_Before Competition Groups_11 | HE Lighting | 2.136% | 0 | 43.1511 | Industrial_2030_SC C_GWh_Before Competition Groups_HE Lighting
Industrial | Ind ¦ Material Handling Improvements | 2030 | SC C | GWh | Before Competition Groups | 32.7707 | 0 | 0 | 2020.3845 | 0.01622 | 12 | Industrial_2030_SC C_GWh_Before Competition Groups_12 | Material Handling Improvements | 1.622% | 0 | 32.7707 | Industrial_2030_SC C_GWh_Before Competition Groups_Material Handling Improvements
Industrial | Ind ¦ Process Optimization (Elec) | 2030 | SC C | GWh | Before Competition Groups | 27.6463 | 0 | 0 | 2020.3845 | 0.013684 | 13 | Industrial_2030_SC C_GWh_Before Competition Groups_13 | Process Optimization (Elec) | 1.368% | 0 | 27.6463 | Industrial_2030_SC C_GWh_Before Competition Groups_Process Optimization (Elec)
Industrial | Ind ¦ Pulp and Paper Process Improvements | 2030 | SC C | GWh | Before Competition Groups | 21.3654 | 0 | 0 | 2020.3845 | 0.010575 | 14 | Industrial_2030_SC C_GWh_Before Competition Groups_14 | Pulp and Paper Process Improvements | 1.057% | 0 | 21.3654 | Industrial_2030_SC C_GWh_Before Competition Groups_Pulp and Paper Process Improvements
Industrial | Ind ¦ Refiner Plate Improvements | 2030 | SC C | GWh | Before Competition Groups | 13.5002 | 0 | 0 | 2020.3845 | 0.006682 | 15 | Industrial_2030_SC C_GWh_Before Competition Groups_15 | Refiner Plate Improvements | 0.6682% | 0 | 13.5002 | Industrial_2030_SC C_GWh_Before Competition Groups_Refiner Plate Improvements
Industrial | Ind ¦ Process Heat Recovery | 2030 | SC C | GWh | Before Competition Groups | 12.9416 | 0 | 0 | 2020.3845 | 0.0064055 | 16 | Industrial_2030_SC C_GWh_Before Competition Groups_16 | Process Heat Recovery | 0.6406% | 0 | 12.9416 | Industrial_2030_SC C_GWh_Before Competition Groups_Process Heat Recovery
Industrial | Ind ¦ VAV Conversion Project | 2030 | SC C | GWh | Before Competition Groups | 9.5763 | 0 | 0 | 2020.3845 | 0.0047398 | 17 | Industrial_2030_SC C_GWh_Before Competition Groups_17 | VAV Conversion Project | 0.474% | 0 | 9.5763 | Industrial_2030_SC C_GWh_Before Competition Groups_VAV Conversion Project
Industrial | Ind ¦ Ventilation Optimization | 2030 | SC C | GWh | Before Competition Groups | 8.7191 | 0 | 0 | 2020.3845 | 0.0043156 | 18 | Industrial_2030_SC C_GWh_Before Competition Groups_18 | Ventilation Optimization | 0.4316% | 0 | 8.7191 | Industrial_2030_SC C_GWh_Before Competition Groups_Ventilation Optimization
Industrial | Ind ¦ High Efficiency Battery Charger | 2030 | SC C | GWh | Before Competition Groups | 8.2795 | 0 | 0 | 2020.3845 | 0.004098 | 19 | Industrial_2030_SC C_GWh_Before Competition Groups_19 | High Efficiency Battery Charger | 0.4098% | 0 | 8.2795 | Industrial_2030_SC C_GWh_Before Competition Groups_High Efficiency Battery Charger
Industrial | Ind ¦ Improved Controls - Process Cooling | 2030 | SC C | GWh | Before Competition Groups | 7.7755 | 0 | 0 | 2020.3845 | 0.0038485 | 20 | Industrial_2030_SC C_GWh_Before Competition Groups_20 | Improved Controls - Process Cooling | 0.3849% | 0 | 7.7755 | Industrial_2030_SC C_GWh_Before Competition Groups_Improved Controls - Process Cooling
Industrial | Ind ¦ Cooling Tower Optimization | 2030 | SC C | GWh | Before Competition Groups | 6.894 | 0 | 0 | 2020.3845 | 0.0034122 | 21 | Industrial_2030_SC C_GWh_Before Competition Groups_21 | Cooling Tower Optimization | 0.3412% | 0 | 6.894 | Industrial_2030_SC C_GWh_Before Competition Groups_Cooling Tower Optimization
Industrial | Ind ¦ Process Improvements | 2030 | SC C | GWh | Before Competition Groups | 6.1717 | 0 | 0 | 2020.3845 | 0.0030547 | 22 | Industrial_2030_SC C_GWh_Before Competition Groups_22 | Process Improvements | 0.3055% | 0 | 6.1717 | Industrial_2030_SC C_GWh_Before Competition Groups_Process Improvements
Industrial | Ind ¦ Refrigeration Compressor VFD | 2030 | SC C | GWh | Before Competition Groups | 5.6474 | 0 | 0 | 2020.3845 | 0.0027952 | 23 | Industrial_2030_SC C_GWh_Before Competition Groups_23 | Refrigeration Compressor VFD | 0.2795% | 0 | 5.6474 | Industrial_2030_SC C_GWh_Before Competition Groups_Refrigeration Compressor VFD
Industrial | Ind ¦ Improved Controls - Process Heating | 2030 | SC C | GWh | Before Competition Groups | 3.9187 | 0 | 0 | 2020.3845 | 0.0019396 | 24 | Industrial_2030_SC C_GWh_Before Competition Groups_24 | Improved Controls - Process Heating | 0.194% | 0 | 3.9187 | Industrial_2030_SC C_GWh_Before Competition Groups_Improved Controls - Process Heating
Industrial | Ind ¦ Engine Block Heater Timer | 2030 | SC C | GWh | Before Competition Groups | 2.3193 | 0 | 0 | 2020.3845 | 0.001148 | 25 | Industrial_2030_SC C_GWh_Before Competition Groups_25 | Engine Block Heater Timer | 0.1148% | 0 | 2.3193 | Industrial_2030_SC C_GWh_Before Competition Groups_Engine Block Heater Timer
Industrial | Ind ¦ Efficient Irrigation | 2030 | SC C | GWh | Before Competition Groups | 2.2615 | 0 | 0 | 2020.3845 | 0.0011193 | 26 | Industrial_2030_SC C_GWh_Before Competition Groups_26 | Efficient Irrigation | 0.1119% | 0 | 2.2615 | Industrial_2030_SC C_GWh_Before Competition Groups_Efficient Irrigation
Industrial | Ind ¦ Free Cooling | 2030 | SC C | GWh | Before Competition Groups | 2.1464 | 0 | 0 | 2020.3845 | 0.0010624 | 27 | Industrial_2030_SC C_GWh_Before Competition Groups_27 | Free Cooling | 0.1062% | 0 | 2.1464 | Industrial_2030_SC C_GWh_Before Competition Groups_Free Cooling
Industrial | Ind ¦ Dairy Pre-Cooler | 2030 | SC C | GWh | Before Competition Groups | 1.3018 | 0 | 0 | 2020.3845 | 0.00064433 | 28 | Industrial_2030_SC C_GWh_Before Competition Groups_28 | Dairy Pre-Cooler | 0.06443% | 0 | 1.3018 | Industrial_2030_SC C_GWh_Before Competition Groups_Dairy Pre-Cooler
Industrial | Ind ¦ Air Compressor Heat Recovery | 2030 | SC C | GWh | Before Competition Groups | 1.0573 | 0 | 0 | 2020.3845 | 0.0005233 | 29 | Industrial_2030_SC C_GWh_Before Competition Groups_29 | Air Compressor Heat Recovery | 0.05233% | 0 | 1.0573 | Industrial_2030_SC C_GWh_Before Competition Groups_Air Compressor Heat Recovery
Industrial | Ind ¦ Efficient Refrigeration Compressor | 2030 | SC C | GWh | Before Competition Groups | 0.60325 | 0 | 0 | 2020.3845 | 0.00029858 | 30 | Industrial_2030_SC C_GWh_Before Competition Groups_30 | Efficient Refrigeration Compressor | 0.02986% | 0 | 0.60325 | Industrial_2030_SC C_GWh_Before Competition Groups_Efficient Refrigeration Compressor
Industrial | Ind ¦ Heat Lamps/Heat Pad | 2030 | SC C | GWh | Before Competition Groups | 0.3519 | 0 | 0 | 2020.3845 | 0.00017418 | 31 | Industrial_2030_SC C_GWh_Before Competition Groups_31 | Heat Lamps/Heat Pad | 0.01742% | 0 | 0.3519 | Industrial_2030_SC C_GWh_Before Competition Groups_Heat Lamps/Heat Pad
Industrial | Ind ¦ Dairy Water Heater | 2030 | SC C | GWh | Before Competition Groups | 0.084467 | 0 | 0 | 2020.3845 | 4.1807e-05 | 32 | Industrial_2030_SC C_GWh_Before Competition Groups_32 | Dairy Water Heater | 0.004181% | 0 | 0.084467 | Industrial_2030_SC C_GWh_Before Competition Groups_Dairy Water Heater
Industrial | Ind ¦ Air Compressor Optimization | 2030 | SC D | GWh | Before Competition Groups | 321.6773 | 0 | 0 | 1661.3741 | 0.19362 | 1 | Industrial_2030_SC D_GWh_Before Competition Groups_1 | Air Compressor Optimization | 19.36% | 0 | 321.6773 | Industrial_2030_SC D_GWh_Before Competition Groups_Air Compressor Optimization
Industrial | Ind ¦ Pump System Optimization | 2030 | SC D | GWh | Before Competition Groups | 266.4981 | 0 | 0 | 1661.3741 | 0.16041 | 2 | Industrial_2030_SC D_GWh_Before Competition Groups_2 | Pump System Optimization | 16.04% | 0 | 266.4981 | Industrial_2030_SC D_GWh_Before Competition Groups_Pump System Optimization
Industrial | Ind ¦ Air Leak Survey and Repair | 2030 | SC D | GWh | Before Competition Groups | 217.3299 | 0 | 0 | 1661.3741 | 0.13081 | 3 | Industrial_2030_SC D_GWh_Before Competition Groups_3 | Air Leak Survey and Repair | 13.08% | 0 | 217.3299 | Industrial_2030_SC D_GWh_Before Competition Groups_Air Leak Survey and Repair
Industrial | Ind ¦ SEM | 2030 | SC D | GWh | Before Competition Groups | 154.187 | 0 | 0 | 1661.3741 | 0.092807 | 4 | Industrial_2030_SC D_GWh_Before Competition Groups_4 | SEM | 9.281% | 0 | 154.187 | Industrial_2030_SC D_GWh_Before Competition Groups_SEM
Industrial | Ind ¦ Recommissioning | 2030 | SC D | GWh | Before Competition Groups | 148.6757 | 0 | 0 | 1661.3741 | 0.08949 | 5 | Industrial_2030_SC D_GWh_Before Competition Groups_5 | Recommissioning | 8.949% | 0 | 148.6757 | Industrial_2030_SC D_GWh_Before Competition Groups_Recommissioning
Industrial | Ind ¦ Efficient Compressed Air Nozzles | 2030 | SC D | GWh | Before Competition Groups | 119.4886 | 0 | 0 | 1661.3741 | 0.071922 | 6 | Industrial_2030_SC D_GWh_Before Competition Groups_6 | Efficient Compressed Air Nozzles | 7.192% | 0 | 119.4886 | Industrial_2030_SC D_GWh_Before Competition Groups_Efficient Compressed Air Nozzles
Industrial | Ind ¦ Pump Equipment Upgrade | 2030 | SC D | GWh | Before Competition Groups | 116.6741 | 0 | 0 | 1661.3741 | 0.070227 | 7 | Industrial_2030_SC D_GWh_Before Competition Groups_7 | Pump Equipment Upgrade | 7.023% | 0 | 116.6741 | Industrial_2030_SC D_GWh_Before Competition Groups_Pump Equipment Upgrade
Industrial | Ind ¦ High Efficiency HVAC Fans | 2030 | SC D | GWh | Before Competition Groups | 93.0702 | 0 | 0 | 1661.3741 | 0.05602 | 8 | Industrial_2030_SC D_GWh_Before Competition Groups_8 | High Efficiency HVAC Fans | 5.602% | 0 | 93.0702 | Industrial_2030_SC D_GWh_Before Competition Groups_High Efficiency HVAC Fans
Industrial | Ind ¦ Fan System Optimization | 2030 | SC D | GWh | Before Competition Groups | 48.3234 | 0 | 0 | 1661.3741 | 0.029086 | 9 | Industrial_2030_SC D_GWh_Before Competition Groups_9 | Fan System Optimization | 2.909% | 0 | 48.3234 | Industrial_2030_SC D_GWh_Before Competition Groups_Fan System Optimization
Industrial | Ind ¦ Greenhouse Grow Lights | 2030 | SC D | GWh | Before Competition Groups | 34.9566 | 0 | 0 | 1661.3741 | 0.021041 | 10 | Industrial_2030_SC D_GWh_Before Competition Groups_10 | Greenhouse Grow Lights | 2.104% | 0 | 34.9566 | Industrial_2030_SC D_GWh_Before Competition Groups_Greenhouse Grow Lights
Industrial | Ind ¦ Material Handling Improvements | 2030 | SC D | GWh | Before Competition Groups | 32.7707 | 0 | 0 | 1661.3741 | 0.019725 | 11 | Industrial_2030_SC D_GWh_Before Competition Groups_11 | Material Handling Improvements | 1.973% | 0 | 32.7707 | Industrial_2030_SC D_GWh_Before Competition Groups_Material Handling Improvements
Industrial | Ind ¦ Process Optimization (Elec) | 2030 | SC D | GWh | Before Competition Groups | 27.6463 | 0 | 0 | 1661.3741 | 0.016641 | 12 | Industrial_2030_SC D_GWh_Before Competition Groups_12 | Process Optimization (Elec) | 1.664% | 0 | 27.6463 | Industrial_2030_SC D_GWh_Before Competition Groups_Process Optimization (Elec)
Industrial | Ind ¦ Refiner Plate Improvements | 2030 | SC D | GWh | Before Competition Groups | 13.5002 | 0 | 0 | 1661.3741 | 0.0081259 | 13 | Industrial_2030_SC D_GWh_Before Competition Groups_13 | Refiner Plate Improvements | 0.8126% | 0 | 13.5002 | Industrial_2030_SC D_GWh_Before Competition Groups_Refiner Plate Improvements
Industrial | Ind ¦ Process Heat Recovery | 2030 | SC D | GWh | Before Competition Groups | 9.6706 | 0 | 0 | 1661.3741 | 0.0058209 | 14 | Industrial_2030_SC D_GWh_Before Competition Groups_14 | Process Heat Recovery | 0.5821% | 0 | 9.6706 | Industrial_2030_SC D_GWh_Before Competition Groups_Process Heat Recovery
Industrial | Ind ¦ Improved Controls - Process Cooling | 2030 | SC D | GWh | Before Competition Groups | 7.7755 | 0 | 0 | 1661.3741 | 0.0046802 | 15 | Industrial_2030_SC D_GWh_Before Competition Groups_15 | Improved Controls - Process Cooling | 0.468% | 0 | 7.7755 | Industrial_2030_SC D_GWh_Before Competition Groups_Improved Controls - Process Cooling
Industrial | Ind ¦ Ventilation Optimization | 2030 | SC D | GWh | Before Competition Groups | 7.7011 | 0 | 0 | 1661.3741 | 0.0046354 | 16 | Industrial_2030_SC D_GWh_Before Competition Groups_16 | Ventilation Optimization | 0.4635% | 0 | 7.7011 | Industrial_2030_SC D_GWh_Before Competition Groups_Ventilation Optimization
Industrial | Ind ¦ Cooling Tower Optimization | 2030 | SC D | GWh | Before Competition Groups | 6.4442 | 0 | 0 | 1661.3741 | 0.0038788 | 17 | Industrial_2030_SC D_GWh_Before Competition Groups_17 | Cooling Tower Optimization | 0.3879% | 0 | 6.4442 | Industrial_2030_SC D_GWh_Before Competition Groups_Cooling Tower Optimization
Industrial | Ind ¦ VAV Conversion Project | 2030 | SC D | GWh | Before Competition Groups | 6.4262 | 0 | 0 | 1661.3741 | 0.003868 | 18 | Industrial_2030_SC D_GWh_Before Competition Groups_18 | VAV Conversion Project | 0.3868% | 0 | 6.4262 | Industrial_2030_SC D_GWh_Before Competition Groups_VAV Conversion Project
Industrial | Ind ¦ Process Improvements | 2030 | SC D | GWh | Before Competition Groups | 5.3737 | 0 | 0 | 1661.3741 | 0.0032345 | 19 | Industrial_2030_SC D_GWh_Before Competition Groups_19 | Process Improvements | 0.3234% | 0 | 5.3737 | Industrial_2030_SC D_GWh_Before Competition Groups_Process Improvements
Industrial | Ind ¦ HE Lighting | 2030 | SC D | GWh | Before Competition Groups | 4.881 | 0 | 0 | 1661.3741 | 0.0029379 | 20 | Industrial_2030_SC D_GWh_Before Competition Groups_20 | HE Lighting | 0.2938% | 0 | 4.881 | Industrial_2030_SC D_GWh_Before Competition Groups_HE Lighting
Industrial | Ind ¦ High Efficiency Battery Charger | 2030 | SC D | GWh | Before Competition Groups | 3.8033 | 0 | 0 | 1661.3741 | 0.0022892 | 21 | Industrial_2030_SC D_GWh_Before Competition Groups_21 | High Efficiency Battery Charger | 0.2289% | 0 | 3.8033 | Industrial_2030_SC D_GWh_Before Competition Groups_High Efficiency Battery Charger
Industrial | Ind ¦ Improved Controls - Process Heating | 2030 | SC D | GWh | Before Competition Groups | 3.4837 | 0 | 0 | 1661.3741 | 0.0020969 | 22 | Industrial_2030_SC D_GWh_Before Competition Groups_22 | Improved Controls - Process Heating | 0.2097% | 0 | 3.4837 | Industrial_2030_SC D_GWh_Before Competition Groups_Improved Controls - Process Heating
Industrial | Ind ¦ Refrigeration Compressor VFD | 2030 | SC D | GWh | Before Competition Groups | 2.8821 | 0 | 0 | 1661.3741 | 0.0017348 | 23 | Industrial_2030_SC D_GWh_Before Competition Groups_23 | Refrigeration Compressor VFD | 0.1735% | 0 | 2.8821 | Industrial_2030_SC D_GWh_Before Competition Groups_Refrigeration Compressor VFD
Industrial | Ind ¦ Pulp and Paper Process Improvements | 2030 | SC D | GWh | Before Competition Groups | 2.2992 | 0 | 0 | 1661.3741 | 0.0013839 | 24 | Industrial_2030_SC D_GWh_Before Competition Groups_24 | Pulp and Paper Process Improvements | 0.1384% | 0 | 2.2992 | Industrial_2030_SC D_GWh_Before Competition Groups_Pulp and Paper Process Improvements
Industrial | Ind ¦ Engine Block Heater Timer | 2030 | SC D | GWh | Before Competition Groups | 2.193 | 0 | 0 | 1661.3741 | 0.00132 | 25 | Industrial_2030_SC D_GWh_Before Competition Groups_25 | Engine Block Heater Timer | 0.132% | 0 | 2.193 | Industrial_2030_SC D_GWh_Before Competition Groups_Engine Block Heater Timer
Industrial | Ind ¦ Air Compressor Heat Recovery | 2030 | SC D | GWh | Before Competition Groups | 0.95593 | 0 | 0 | 1661.3741 | 0.00057539 | 26 | Industrial_2030_SC D_GWh_Before Competition Groups_26 | Air Compressor Heat Recovery | 0.05754% | 0 | 0.95593 | Industrial_2030_SC D_GWh_Before Competition Groups_Air Compressor Heat Recovery
Industrial | Ind ¦ Efficient Irrigation | 2030 | SC D | GWh | Before Competition Groups | 0.95147 | 0 | 0 | 1661.3741 | 0.0005727 | 27 | Industrial_2030_SC D_GWh_Before Competition Groups_27 | Efficient Irrigation | 0.05727% | 0 | 0.95147 | Industrial_2030_SC D_GWh_Before Competition Groups_Efficient Irrigation
Industrial | Ind ¦ Dairy Pre-Cooler | 2030 | SC D | GWh | Before Competition Groups | 0.67842 | 0 | 0 | 1661.3741 | 0.00040835 | 28 | Industrial_2030_SC D_GWh_Before Competition Groups_28 | Dairy Pre-Cooler | 0.04083% | 0 | 0.67842 | Industrial_2030_SC D_GWh_Before Competition Groups_Dairy Pre-Cooler
Industrial | Ind ¦ Efficient Refrigeration Compressor | 2030 | SC D | GWh | Before Competition Groups | 0.59641 | 0 | 0 | 1661.3741 | 0.00035899 | 29 | Industrial_2030_SC D_GWh_Before Competition Groups_29 | Efficient Refrigeration Compressor | 0.0359% | 0 | 0.59641 | Industrial_2030_SC D_GWh_Before Competition Groups_Efficient Refrigeration Compressor
Industrial | Ind ¦ Free Cooling | 2030 | SC D | GWh | Before Competition Groups | 0.25137 | 0 | 0 | 1661.3741 | 0.0001513 | 30 | Industrial_2030_SC D_GWh_Before Competition Groups_30 | Free Cooling | 0.01513% | 0 | 0.25137 | Industrial_2030_SC D_GWh_Before Competition Groups_Free Cooling
Industrial | Ind ¦ Heat Lamps/Heat Pad | 2030 | SC D | GWh | Before Competition Groups | 0.20902 | 0 | 0 | 1661.3741 | 0.00012581 | 31 | Industrial_2030_SC D_GWh_Before Competition Groups_31 | Heat Lamps/Heat Pad | 0.01258% | 0 | 0.20902 | Industrial_2030_SC D_GWh_Before Competition Groups_Heat Lamps/Heat Pad
Industrial | Ind ¦ Pump System Optimization | 2030 | Technical | GWh | Before Competition Groups | 812.7053 | 0 | 0 | 5638.5092 | 0.14413 | 1 | Industrial_2030_Technical_GWh_Before Competition Groups_1 | Pump System Optimization | 14.41% | 0 | 812.7053 | Industrial_2030_Technical_GWh_Before Competition Groups_Pump System Optimization
Industrial | Ind ¦ HE Lighting | 2030 | Technical | GWh | Before Competition Groups | 645.4486 | 0 | 0 | 5638.5092 | 0.11447 | 2 | Industrial_2030_Technical_GWh_Before Competition Groups_2 | HE Lighting | 11.45% | 0 | 645.4486 | Industrial_2030_Technical_GWh_Before Competition Groups_HE Lighting
Industrial | Ind ¦ Air Leak Survey and Repair | 2030 | Technical | GWh | Before Competition Groups | 614.1434 | 0 | 0 | 5638.5092 | 0.10892 | 3 | Industrial_2030_Technical_GWh_Before Competition Groups_3 | Air Leak Survey and Repair | 10.89% | 0 | 614.1434 | Industrial_2030_Technical_GWh_Before Competition Groups_Air Leak Survey and Repair
Industrial | Ind ¦ Air Compressor Optimization | 2030 | Technical | GWh | Before Competition Groups | 446.5523 | 0 | 0 | 5638.5092 | 0.079197 | 4 | Industrial_2030_Technical_GWh_Before Competition Groups_4 | Air Compressor Optimization | 7.92% | 0 | 446.5523 | Industrial_2030_Technical_GWh_Before Competition Groups_Air Compressor Optimization
Industrial | Ind ¦ Efficient Compressed Air Nozzles | 2030 | Technical | GWh | Before Competition Groups | 437.4743 | 0 | 0 | 5638.5092 | 0.077587 | 5 | Industrial_2030_Technical_GWh_Before Competition Groups_5 | Efficient Compressed Air Nozzles | 7.759% | 0 | 437.4743 | Industrial_2030_Technical_GWh_Before Competition Groups_Efficient Compressed Air Nozzles
Industrial | Ind ¦ Recommissioning | 2030 | Technical | GWh | Before Competition Groups | 432.1728 | 0 | 0 | 5638.5092 | 0.076647 | 6 | Industrial_2030_Technical_GWh_Before Competition Groups_6 | Recommissioning | 7.665% | 0 | 432.1728 | Industrial_2030_Technical_GWh_Before Competition Groups_Recommissioning
Industrial | Ind ¦ SEM | 2030 | Technical | GWh | Before Competition Groups | 432.1728 | 0 | 0 | 5638.5092 | 0.076647 | 7 | Industrial_2030_Technical_GWh_Before Competition Groups_7 | SEM | 7.665% | 0 | 432.1728 | Industrial_2030_Technical_GWh_Before Competition Groups_SEM
Industrial | Ind ¦ Pump Equipment Upgrade | 2030 | Technical | GWh | Before Competition Groups | 365.7306 | 0 | 0 | 5638.5092 | 0.064863 | 8 | Industrial_2030_Technical_GWh_Before Competition Groups_8 | Pump Equipment Upgrade | 6.486% | 0 | 365.7306 | Industrial_2030_Technical_GWh_Before Competition Groups_Pump Equipment Upgrade
Industrial | Ind ¦ High Efficiency HVAC Fans | 2030 | Technical | GWh | Before Competition Groups | 234.1453 | 0 | 0 | 5638.5092 | 0.041526 | 9 | Industrial_2030_Technical_GWh_Before Competition Groups_9 | High Efficiency HVAC Fans | 4.153% | 0 | 234.1453 | Industrial_2030_Technical_GWh_Before Competition Groups_High Efficiency HVAC Fans
Industrial | Ind ¦ Process Optimization (Elec) | 2030 | Technical | GWh | Before Competition Groups | 175.4781 | 0 | 0 | 5638.5092 | 0.031121 | 10 | Industrial_2030_Technical_GWh_Before Competition Groups_10 | Process Optimization (Elec) | 3.112% | 0 | 175.4781 | Industrial_2030_Technical_GWh_Before Competition Groups_Process Optimization (Elec)
Industrial | Ind ¦ Premium Efficient Motors | 2030 | Technical | GWh | Before Competition Groups | 167.2735 | 0 | 0 | 5638.5092 | 0.029666 | 11 | Industrial_2030_Technical_GWh_Before Competition Groups_11 | Premium Efficient Motors | 2.967% | 0 | 167.2735 | Industrial_2030_Technical_GWh_Before Competition Groups_Premium Efficient Motors
Industrial | Ind ¦ Greenhouse Grow Lights | 2030 | Technical | GWh | Before Competition Groups | 159.2419 | 0 | 0 | 5638.5092 | 0.028242 | 12 | Industrial_2030_Technical_GWh_Before Competition Groups_12 | Greenhouse Grow Lights | 2.824% | 0 | 159.2419 | Industrial_2030_Technical_GWh_Before Competition Groups_Greenhouse Grow Lights
Industrial | Ind ¦ HE HVAC Controls | 2030 | Technical | GWh | Before Competition Groups | 78.4949 | 0 | 0 | 5638.5092 | 0.013921 | 13 | Industrial_2030_Technical_GWh_Before Competition Groups_13 | HE HVAC Controls | 1.392% | 0 | 78.4949 | Industrial_2030_Technical_GWh_Before Competition Groups_HE HVAC Controls
Industrial | Ind ¦ Material Handling Improvements | 2030 | Technical | GWh | Before Competition Groups | 70.4537 | 0 | 0 | 5638.5092 | 0.012495 | 14 | Industrial_2030_Technical_GWh_Before Competition Groups_14 | Material Handling Improvements | 1.25% | 0 | 70.4537 | Industrial_2030_Technical_GWh_Before Competition Groups_Material Handling Improvements
Industrial | Ind ¦ Pulp and Paper Process Improvements | 2030 | Technical | GWh | Before Competition Groups | 65.7692 | 0 | 0 | 5638.5092 | 0.011664 | 15 | Industrial_2030_Technical_GWh_Before Competition Groups_15 | Pulp and Paper Process Improvements | 1.166% | 0 | 65.7692 | Industrial_2030_Technical_GWh_Before Competition Groups_Pulp and Paper Process Improvements
Industrial | Ind ¦ Fan System Optimization | 2030 | Technical | GWh | Before Competition Groups | 64.7342 | 0 | 0 | 5638.5092 | 0.011481 | 16 | Industrial_2030_Technical_GWh_Before Competition Groups_16 | Fan System Optimization | 1.148% | 0 | 64.7342 | Industrial_2030_Technical_GWh_Before Competition Groups_Fan System Optimization
Industrial | Ind ¦ Refiner Plate Improvements | 2030 | Technical | GWh | Before Competition Groups | 52.3275 | 0 | 0 | 5638.5092 | 0.0092804 | 17 | Industrial_2030_Technical_GWh_Before Competition Groups_17 | Refiner Plate Improvements | 0.928% | 0 | 52.3275 | Industrial_2030_Technical_GWh_Before Competition Groups_Refiner Plate Improvements
Industrial | Ind ¦ HE HVAC Units | 2030 | Technical | GWh | Before Competition Groups | 50.7254 | 0 | 0 | 5638.5092 | 0.0089962 | 18 | Industrial_2030_Technical_GWh_Before Competition Groups_18 | HE HVAC Units | 0.8996% | 0 | 50.7254 | Industrial_2030_Technical_GWh_Before Competition Groups_HE HVAC Units
Industrial | Ind ¦ Process Heat Recovery | 2030 | Technical | GWh | Before Competition Groups | 37.3831 | 0 | 0 | 5638.5092 | 0.00663 | 19 | Industrial_2030_Technical_GWh_Before Competition Groups_19 | Process Heat Recovery | 0.663% | 0 | 37.3831 | Industrial_2030_Technical_GWh_Before Competition Groups_Process Heat Recovery
Industrial | Ind ¦ Ventilation Optimization | 2030 | Technical | GWh | Before Competition Groups | 33.428 | 0 | 0 | 5638.5092 | 0.0059285 | 20 | Industrial_2030_Technical_GWh_Before Competition Groups_20 | Ventilation Optimization | 0.5929% | 0 | 33.428 | Industrial_2030_Technical_GWh_Before Competition Groups_Ventilation Optimization
Industrial | Ind ¦ VAV Conversion Project | 2030 | Technical | GWh | Before Competition Groups | 24.0418 | 0 | 0 | 5638.5092 | 0.0042639 | 21 | Industrial_2030_Technical_GWh_Before Competition Groups_21 | VAV Conversion Project | 0.4264% | 0 | 24.0418 | Industrial_2030_Technical_GWh_Before Competition Groups_VAV Conversion Project
Industrial | Ind ¦ Cold Storage Retrofit | 2030 | Technical | GWh | Before Competition Groups | 24.0408 | 0 | 0 | 5638.5092 | 0.0042637 | 22 | Industrial_2030_Technical_GWh_Before Competition Groups_22 | Cold Storage Retrofit | 0.4264% | 0 | 24.0408 | Industrial_2030_Technical_GWh_Before Competition Groups_Cold Storage Retrofit
Industrial | Ind ¦ High Efficiency Battery Charger | 2030 | Technical | GWh | Before Competition Groups | 22.0453 | 0 | 0 | 5638.5092 | 0.0039098 | 23 | Industrial_2030_Technical_GWh_Before Competition Groups_23 | High Efficiency Battery Charger | 0.391% | 0 | 22.0453 | Industrial_2030_Technical_GWh_Before Competition Groups_High Efficiency Battery Charger
Industrial | Ind ¦ Synchronous Belts | 2030 | Technical | GWh | Before Competition Groups | 21.7418 | 0 | 0 | 5638.5092 | 0.003856 | 24 | Industrial_2030_Technical_GWh_Before Competition Groups_24 | Synchronous Belts | 0.3856% | 0 | 21.7418 | Industrial_2030_Technical_GWh_Before Competition Groups_Synchronous Belts
Industrial | Ind ¦ Improved Controls - Process Cooling | 2030 | Technical | GWh | Before Competition Groups | 20.8986 | 0 | 0 | 5638.5092 | 0.0037064 | 25 | Industrial_2030_Technical_GWh_Before Competition Groups_25 | Improved Controls - Process Cooling | 0.3706% | 0 | 20.8986 | Industrial_2030_Technical_GWh_Before Competition Groups_Improved Controls - Process Cooling
Industrial | Ind ¦ HVLS Fans | 2030 | Technical | GWh | Before Competition Groups | 18.5102 | 0 | 0 | 5638.5092 | 0.0032828 | 26 | Industrial_2030_Technical_GWh_Before Competition Groups_26 | HVLS Fans | 0.3283% | 0 | 18.5102 | Industrial_2030_Technical_GWh_Before Competition Groups_HVLS Fans
Industrial | Ind ¦ Efficient Irrigation | 2030 | Technical | GWh | Before Competition Groups | 17.8929 | 0 | 0 | 5638.5092 | 0.0031733 | 27 | Industrial_2030_Technical_GWh_Before Competition Groups_27 | Efficient Irrigation | 0.3173% | 0 | 17.8929 | Industrial_2030_Technical_GWh_Before Competition Groups_Efficient Irrigation
Industrial | Ind ¦ Process Improvements | 2030 | Technical | GWh | Before Competition Groups | 17.8413 | 0 | 0 | 5638.5092 | 0.0031642 | 28 | Industrial_2030_Technical_GWh_Before Competition Groups_28 | Process Improvements | 0.3164% | 0 | 17.8413 | Industrial_2030_Technical_GWh_Before Competition Groups_Process Improvements
Industrial | Ind ¦ Refrigeration Compressor VFD | 2030 | Technical | GWh | Before Competition Groups | 12.0756 | 0 | 0 | 5638.5092 | 0.0021416 | 29 | Industrial_2030_Technical_GWh_Before Competition Groups_29 | Refrigeration Compressor VFD | 0.2142% | 0 | 12.0756 | Industrial_2030_Technical_GWh_Before Competition Groups_Refrigeration Compressor VFD
Industrial | Ind ¦ Chiller Optimization | 2030 | Technical | GWh | Before Competition Groups | 11.3423 | 0 | 0 | 5638.5092 | 0.0020116 | 30 | Industrial_2030_Technical_GWh_Before Competition Groups_30 | Chiller Optimization | 0.2012% | 0 | 11.3423 | Industrial_2030_Technical_GWh_Before Competition Groups_Chiller Optimization
Industrial | Ind ¦ Efficient Transformer | 2030 | Technical | GWh | Before Competition Groups | 11.0227 | 0 | 0 | 5638.5092 | 0.0019549 | 31 | Industrial_2030_Technical_GWh_Before Competition Groups_31 | Efficient Transformer | 0.1955% | 0 | 11.0227 | Industrial_2030_Technical_GWh_Before Competition Groups_Efficient Transformer
Industrial | Ind ¦ Improved Controls - Process Heating | 2030 | Technical | GWh | Before Competition Groups | 10.7623 | 0 | 0 | 5638.5092 | 0.0019087 | 32 | Industrial_2030_Technical_GWh_Before Competition Groups_32 | Improved Controls - Process Heating | 0.1909% | 0 | 10.7623 | Industrial_2030_Technical_GWh_Before Competition Groups_Improved Controls - Process Heating
Industrial | Ind ¦ Cooling Tower Optimization | 2030 | Technical | GWh | Before Competition Groups | 8.8859 | 0 | 0 | 5638.5092 | 0.0015759 | 33 | Industrial_2030_Technical_GWh_Before Competition Groups_33 | Cooling Tower Optimization | 0.1576% | 0 | 8.8859 | Industrial_2030_Technical_GWh_Before Competition Groups_Cooling Tower Optimization
Industrial | Ind ¦ High Efficiency Welders | 2030 | Technical | GWh | Before Competition Groups | 8.8054 | 0 | 0 | 5638.5092 | 0.0015616 | 34 | Industrial_2030_Technical_GWh_Before Competition Groups_34 | High Efficiency Welders | 0.1562% | 0 | 8.8054 | Industrial_2030_Technical_GWh_Before Competition Groups_High Efficiency Welders
Industrial | Ind ¦ Engine Block Heater Timer | 2030 | Technical | GWh | Before Competition Groups | 6.8252 | 0 | 0 | 5638.5092 | 0.0012105 | 35 | Industrial_2030_Technical_GWh_Before Competition Groups_35 | Engine Block Heater Timer | 0.121% | 0 | 6.8252 | Industrial_2030_Technical_GWh_Before Competition Groups_Engine Block Heater Timer
Industrial | Ind ¦ Low Energy Livestock Waterers | 2030 | Technical | GWh | Before Competition Groups | 6.5542 | 0 | 0 | 5638.5092 | 0.0011624 | 36 | Industrial_2030_Technical_GWh_Before Competition Groups_36 | Low Energy Livestock Waterers | 0.1162% | 0 | 6.5542 | Industrial_2030_Technical_GWh_Before Competition Groups_Low Energy Livestock Waterers
Industrial | Ind ¦ Free Cooling | 2030 | Technical | GWh | Before Competition Groups | 5.3815 | 0 | 0 | 5638.5092 | 0.00095441 | 37 | Industrial_2030_Technical_GWh_Before Competition Groups_37 | Free Cooling | 0.09544% | 0 | 5.3815 | Industrial_2030_Technical_GWh_Before Competition Groups_Free Cooling
Industrial | Ind ¦ Dairy Pre-Cooler | 2030 | Technical | GWh | Before Competition Groups | 4.8946 | 0 | 0 | 5638.5092 | 0.00086807 | 38 | Industrial_2030_Technical_GWh_Before Competition Groups_38 | Dairy Pre-Cooler | 0.08681% | 0 | 4.8946 | Industrial_2030_Technical_GWh_Before Competition Groups_Dairy Pre-Cooler
Industrial | Ind ¦ Air Compressor Heat Recovery | 2030 | Technical | GWh | Before Competition Groups | 2.9103 | 0 | 0 | 5638.5092 | 0.00051614 | 39 | Industrial_2030_Technical_GWh_Before Competition Groups_39 | Air Compressor Heat Recovery | 0.05161% | 0 | 2.9103 | Industrial_2030_Technical_GWh_Before Competition Groups_Air Compressor Heat Recovery
Industrial | Ind ¦ Optimize Compressed Air Dryer | 2030 | Technical | GWh | Before Competition Groups | 2.1285 | 0 | 0 | 5638.5092 | 0.00037749 | 40 | Industrial_2030_Technical_GWh_Before Competition Groups_40 | Optimize Compressed Air Dryer | 0.03775% | 0 | 2.1285 | Industrial_2030_Technical_GWh_Before Competition Groups_Optimize Compressed Air Dryer
Industrial | Ind ¦ Heat Lamps/Heat Pad | 2030 | Technical | GWh | Before Competition Groups | 1.4686 | 0 | 0 | 5638.5092 | 0.00026046 | 41 | Industrial_2030_Technical_GWh_Before Competition Groups_41 | Heat Lamps/Heat Pad | 0.02605% | 0 | 1.4686 | Industrial_2030_Technical_GWh_Before Competition Groups_Heat Lamps/Heat Pad
Industrial | Ind ¦ Efficient Refrigeration Compressor | 2030 | Technical | GWh | Before Competition Groups | 1.0111 | 0 | 0 | 5638.5092 | 0.00017932 | 42 | Industrial_2030_Technical_GWh_Before Competition Groups_42 | Efficient Refrigeration Compressor | 0.01793% | 0 | 1.0111 | Industrial_2030_Technical_GWh_Before Competition Groups_Efficient Refrigeration Compressor
Industrial | Ind ¦ Creep Heat Controller | 2030 | Technical | GWh | Before Competition Groups | 0.9187 | 0 | 0 | 5638.5092 | 0.00016293 | 43 | Industrial_2030_Technical_GWh_Before Competition Groups_43 | Creep Heat Controller | 0.01629% | 0 | 0.9187 | Industrial_2030_Technical_GWh_Before Competition Groups_Creep Heat Controller
Industrial | Ind ¦ Dual and Natural Exhaust Ventilation Systems | 2030 | Technical | GWh | Before Competition Groups | 0.38027 | 0 | 0 | 5638.5092 | 6.7442e-05 | 44 | Industrial_2030_Technical_GWh_Before Competition Groups_44 | Dual and Natural Exhaust Ventilation Systems | 0.006744% | 0 | 0.38027 | Industrial_2030_Technical_GWh_Before Competition Groups_Dual and Natural Exhaust Ventilation Systems
Industrial | Ind ¦ Dairy Water Heater | 2030 | Technical | GWh | Before Competition Groups | 0.2743 | 0 | 0 | 5638.5092 | 4.8647e-05 | 45 | Industrial_2030_Technical_GWh_Before Competition Groups_45 | Dairy Water Heater | 0.004865% | 0 | 0.2743 | Industrial_2030_Technical_GWh_Before Competition Groups_Dairy Water Heater
Industrial | Ind ¦ Pump System Optimization | 2031 | Economic | GWh | Before Competition Groups | 806.0883 | 0 | 0 | 4879.7557 | 0.16519 | 1 | Industrial_2031_Economic_GWh_Before Competition Groups_1 | Pump System Optimization | 16.52% | 0 | 806.0883 | Industrial_2031_Economic_GWh_Before Competition Groups_Pump System Optimization
Industrial | Ind ¦ Air Leak Survey and Repair | 2031 | Economic | GWh | Before Competition Groups | 612.0326 | 0 | 0 | 4879.7557 | 0.12542 | 2 | Industrial_2031_Economic_GWh_Before Competition Groups_2 | Air Leak Survey and Repair | 12.54% | 0 | 612.0326 | Industrial_2031_Economic_GWh_Before Competition Groups_Air Leak Survey and Repair
Industrial | Ind ¦ Air Compressor Optimization | 2031 | Economic | GWh | Before Competition Groups | 455.1821 | 0 | 0 | 4879.7557 | 0.09328 | 3 | Industrial_2031_Economic_GWh_Before Competition Groups_3 | Air Compressor Optimization | 9.328% | 0 | 455.1821 | Industrial_2031_Economic_GWh_Before Competition Groups_Air Compressor Optimization
Industrial | Ind ¦ Efficient Compressed Air Nozzles | 2031 | Economic | GWh | Before Competition Groups | 444.9485 | 0 | 0 | 4879.7557 | 0.091183 | 4 | Industrial_2031_Economic_GWh_Before Competition Groups_4 | Efficient Compressed Air Nozzles | 9.118% | 0 | 444.9485 | Industrial_2031_Economic_GWh_Before Competition Groups_Efficient Compressed Air Nozzles
Industrial | Ind ¦ Recommissioning | 2031 | Economic | GWh | Before Competition Groups | 431.0373 | 0 | 0 | 4879.7557 | 0.088332 | 5 | Industrial_2031_Economic_GWh_Before Competition Groups_5 | Recommissioning | 8.833% | 0 | 431.0373 | Industrial_2031_Economic_GWh_Before Competition Groups_Recommissioning
Industrial | Ind ¦ SEM | 2031 | Economic | GWh | Before Competition Groups | 431.0373 | 0 | 0 | 4879.7557 | 0.088332 | 6 | Industrial_2031_Economic_GWh_Before Competition Groups_6 | SEM | 8.833% | 0 | 431.0373 | Industrial_2031_Economic_GWh_Before Competition Groups_SEM
Industrial | Ind ¦ Pump Equipment Upgrade | 2031 | Economic | GWh | Before Competition Groups | 372.7887 | 0 | 0 | 4879.7557 | 0.076395 | 7 | Industrial_2031_Economic_GWh_Before Competition Groups_7 | Pump Equipment Upgrade | 7.639% | 0 | 372.7887 | Industrial_2031_Economic_GWh_Before Competition Groups_Pump Equipment Upgrade
Industrial | Ind ¦ HE Lighting | 2031 | Economic | GWh | Before Competition Groups | 290.5988 | 0 | 0 | 4879.7557 | 0.059552 | 8 | Industrial_2031_Economic_GWh_Before Competition Groups_8 | HE Lighting | 5.955% | 0 | 290.5988 | Industrial_2031_Economic_GWh_Before Competition Groups_HE Lighting
Industrial | Ind ¦ High Efficiency HVAC Fans | 2031 | Economic | GWh | Before Competition Groups | 237.7637 | 0 | 0 | 4879.7557 | 0.048725 | 9 | Industrial_2031_Economic_GWh_Before Competition Groups_9 | High Efficiency HVAC Fans | 4.872% | 0 | 237.7637 | Industrial_2031_Economic_GWh_Before Competition Groups_High Efficiency HVAC Fans
Industrial | Ind ¦ Process Optimization (Elec) | 2031 | Economic | GWh | Before Competition Groups | 174.8756 | 0 | 0 | 4879.7557 | 0.035837 | 10 | Industrial_2031_Economic_GWh_Before Competition Groups_10 | Process Optimization (Elec) | 3.584% | 0 | 174.8756 | Industrial_2031_Economic_GWh_Before Competition Groups_Process Optimization (Elec)
Industrial | Ind ¦ Greenhouse Grow Lights | 2031 | Economic | GWh | Before Competition Groups | 161.4371 | 0 | 0 | 4879.7557 | 0.033083 | 11 | Industrial_2031_Economic_GWh_Before Competition Groups_11 | Greenhouse Grow Lights | 3.308% | 0 | 161.4371 | Industrial_2031_Economic_GWh_Before Competition Groups_Greenhouse Grow Lights
Industrial | Ind ¦ Material Handling Improvements | 2031 | Economic | GWh | Before Competition Groups | 71.7736 | 0 | 0 | 4879.7557 | 0.014708 | 12 | Industrial_2031_Economic_GWh_Before Competition Groups_12 | Material Handling Improvements | 1.471% | 0 | 71.7736 | Industrial_2031_Economic_GWh_Before Competition Groups_Material Handling Improvements
Industrial | Ind ¦ Pulp and Paper Process Improvements | 2031 | Economic | GWh | Before Competition Groups | 65.8146 | 0 | 0 | 4879.7557 | 0.013487 | 13 | Industrial_2031_Economic_GWh_Before Competition Groups_13 | Pulp and Paper Process Improvements | 1.349% | 0 | 65.8146 | Industrial_2031_Economic_GWh_Before Competition Groups_Pulp and Paper Process Improvements
Industrial | Ind ¦ Fan System Optimization | 2031 | Economic | GWh | Before Competition Groups | 65.4242 | 0 | 0 | 4879.7557 | 0.013407 | 14 | Industrial_2031_Economic_GWh_Before Competition Groups_14 | Fan System Optimization | 1.341% | 0 | 65.4242 | Industrial_2031_Economic_GWh_Before Competition Groups_Fan System Optimization
Industrial | Ind ¦ Refiner Plate Improvements | 2031 | Economic | GWh | Before Competition Groups | 53.6445 | 0 | 0 | 4879.7557 | 0.010993 | 15 | Industrial_2031_Economic_GWh_Before Competition Groups_15 | Refiner Plate Improvements | 1.099% | 0 | 53.6445 | Industrial_2031_Economic_GWh_Before Competition Groups_Refiner Plate Improvements
Industrial | Ind ¦ Process Heat Recovery | 2031 | Economic | GWh | Before Competition Groups | 37.3034 | 0 | 0 | 4879.7557 | 0.0076445 | 16 | Industrial_2031_Economic_GWh_Before Competition Groups_16 | Process Heat Recovery | 0.7645% | 0 | 37.3034 | Industrial_2031_Economic_GWh_Before Competition Groups_Process Heat Recovery
Industrial | Ind ¦ VAV Conversion Project | 2031 | Economic | GWh | Before Competition Groups | 23.7968 | 0 | 0 | 4879.7557 | 0.0048766 | 17 | Industrial_2031_Economic_GWh_Before Competition Groups_17 | VAV Conversion Project | 0.4877% | 0 | 23.7968 | Industrial_2031_Economic_GWh_Before Competition Groups_VAV Conversion Project
Industrial | Ind ¦ High Efficiency Battery Charger | 2031 | Economic | GWh | Before Competition Groups | 22.5223 | 0 | 0 | 4879.7557 | 0.0046154 | 18 | Industrial_2031_Economic_GWh_Before Competition Groups_18 | High Efficiency Battery Charger | 0.4615% | 0 | 22.5223 | Industrial_2031_Economic_GWh_Before Competition Groups_High Efficiency Battery Charger
Industrial | Ind ¦ Improved Controls - Process Cooling | 2031 | Economic | GWh | Before Competition Groups | 20.8502 | 0 | 0 | 4879.7557 | 0.0042728 | 19 | Industrial_2031_Economic_GWh_Before Competition Groups_19 | Improved Controls - Process Cooling | 0.4273% | 0 | 20.8502 | Industrial_2031_Economic_GWh_Before Competition Groups_Improved Controls - Process Cooling
Industrial | Ind ¦ Efficient Irrigation | 2031 | Economic | GWh | Before Competition Groups | 18.206 | 0 | 0 | 4879.7557 | 0.0037309 | 20 | Industrial_2031_Economic_GWh_Before Competition Groups_20 | Efficient Irrigation | 0.3731% | 0 | 18.206 | Industrial_2031_Economic_GWh_Before Competition Groups_Efficient Irrigation
Industrial | Ind ¦ Process Improvements | 2031 | Economic | GWh | Before Competition Groups | 17.8552 | 0 | 0 | 4879.7557 | 0.003659 | 21 | Industrial_2031_Economic_GWh_Before Competition Groups_21 | Process Improvements | 0.3659% | 0 | 17.8552 | Industrial_2031_Economic_GWh_Before Competition Groups_Process Improvements
Industrial | Ind ¦ Ventilation Optimization | 2031 | Economic | GWh | Before Competition Groups | 13.9311 | 0 | 0 | 4879.7557 | 0.0028549 | 22 | Industrial_2031_Economic_GWh_Before Competition Groups_22 | Ventilation Optimization | 0.2855% | 0 | 13.9311 | Industrial_2031_Economic_GWh_Before Competition Groups_Ventilation Optimization
Industrial | Ind ¦ Refrigeration Compressor VFD | 2031 | Economic | GWh | Before Competition Groups | 12.3017 | 0 | 0 | 4879.7557 | 0.002521 | 23 | Industrial_2031_Economic_GWh_Before Competition Groups_23 | Refrigeration Compressor VFD | 0.2521% | 0 | 12.3017 | Industrial_2031_Economic_GWh_Before Competition Groups_Refrigeration Compressor VFD
Industrial | Ind ¦ Improved Controls - Process Heating | 2031 | Economic | GWh | Before Competition Groups | 10.754 | 0 | 0 | 4879.7557 | 0.0022038 | 24 | Industrial_2031_Economic_GWh_Before Competition Groups_24 | Improved Controls - Process Heating | 0.2204% | 0 | 10.754 | Industrial_2031_Economic_GWh_Before Competition Groups_Improved Controls - Process Heating
Industrial | Ind ¦ Cooling Tower Optimization | 2031 | Economic | GWh | Before Competition Groups | 8.8604 | 0 | 0 | 4879.7557 | 0.0018157 | 25 | Industrial_2031_Economic_GWh_Before Competition Groups_25 | Cooling Tower Optimization | 0.1816% | 0 | 8.8604 | Industrial_2031_Economic_GWh_Before Competition Groups_Cooling Tower Optimization
Industrial | Ind ¦ Engine Block Heater Timer | 2031 | Economic | GWh | Before Competition Groups | 6.8331 | 0 | 0 | 4879.7557 | 0.0014003 | 26 | Industrial_2031_Economic_GWh_Before Competition Groups_26 | Engine Block Heater Timer | 0.14% | 0 | 6.8331 | Industrial_2031_Economic_GWh_Before Competition Groups_Engine Block Heater Timer
Industrial | Ind ¦ Free Cooling | 2031 | Economic | GWh | Before Competition Groups | 5.3742 | 0 | 0 | 4879.7557 | 0.0011013 | 27 | Industrial_2031_Economic_GWh_Before Competition Groups_27 | Free Cooling | 0.1101% | 0 | 5.3742 | Industrial_2031_Economic_GWh_Before Competition Groups_Free Cooling
Industrial | Ind ¦ Air Compressor Heat Recovery | 2031 | Economic | GWh | Before Competition Groups | 2.895 | 0 | 0 | 4879.7557 | 0.00059327 | 28 | Industrial_2031_Economic_GWh_Before Competition Groups_28 | Air Compressor Heat Recovery | 0.05933% | 0 | 2.895 | Industrial_2031_Economic_GWh_Before Competition Groups_Air Compressor Heat Recovery
Industrial | Ind ¦ Dairy Pre-Cooler | 2031 | Economic | GWh | Before Competition Groups | 2.5732 | 0 | 0 | 4879.7557 | 0.00052732 | 29 | Industrial_2031_Economic_GWh_Before Competition Groups_29 | Dairy Pre-Cooler | 0.05273% | 0 | 2.5732 | Industrial_2031_Economic_GWh_Before Competition Groups_Dairy Pre-Cooler
Industrial | Ind ¦ Efficient Refrigeration Compressor | 2031 | Economic | GWh | Before Competition Groups | 1.0268 | 0 | 0 | 4879.7557 | 0.00021042 | 30 | Industrial_2031_Economic_GWh_Before Competition Groups_30 | Efficient Refrigeration Compressor | 0.02104% | 0 | 1.0268 | Industrial_2031_Economic_GWh_Before Competition Groups_Efficient Refrigeration Compressor
Industrial | Ind ¦ Dairy Water Heater | 2031 | Economic | GWh | Before Competition Groups | 0.12387 | 0 | 0 | 4879.7557 | 2.5384e-05 | 31 | Industrial_2031_Economic_GWh_Before Competition Groups_31 | Dairy Water Heater | 0.002538% | 0 | 0.12387 | Industrial_2031_Economic_GWh_Before Competition Groups_Dairy Water Heater
Industrial | Ind ¦ Heat Lamps/Heat Pad | 2031 | Economic | GWh | Before Competition Groups | 0.10179 | 0 | 0 | 4879.7557 | 2.086e-05 | 32 | Industrial_2031_Economic_GWh_Before Competition Groups_32 | Heat Lamps/Heat Pad | 0.002086% | 0 | 0.10179 | Industrial_2031_Economic_GWh_Before Competition Groups_Heat Lamps/Heat Pad
Industrial | Ind ¦ Air Compressor Optimization | 2031 | SC A | GWh | Before Competition Groups | 342.336 | 0 | 0 | 1919.1194 | 0.17838 | 1 | Industrial_2031_SC A_GWh_Before Competition Groups_1 | Air Compressor Optimization | 17.84% | 0 | 342.336 | Industrial_2031_SC A_GWh_Before Competition Groups_Air Compressor Optimization
Industrial | Ind ¦ Pump System Optimization | 2031 | SC A | GWh | Before Competition Groups | 335.0085 | 0 | 0 | 1919.1194 | 0.17456 | 2 | Industrial_2031_SC A_GWh_Before Competition Groups_2 | Pump System Optimization | 17.46% | 0 | 335.0085 | Industrial_2031_SC A_GWh_Before Competition Groups_Pump System Optimization
Industrial | Ind ¦ Air Leak Survey and Repair | 2031 | SC A | GWh | Before Competition Groups | 243.8688 | 0 | 0 | 1919.1194 | 0.12707 | 3 | Industrial_2031_SC A_GWh_Before Competition Groups_3 | Air Leak Survey and Repair | 12.71% | 0 | 243.8688 | Industrial_2031_SC A_GWh_Before Competition Groups_Air Leak Survey and Repair
Industrial | Ind ¦ Recommissioning | 2031 | SC A | GWh | Before Competition Groups | 172.6879 | 0 | 0 | 1919.1194 | 0.089983 | 4 | Industrial_2031_SC A_GWh_Before Competition Groups_4 | Recommissioning | 8.998% | 0 | 172.6879 | Industrial_2031_SC A_GWh_Before Competition Groups_Recommissioning
Industrial | Ind ¦ SEM | 2031 | SC A | GWh | Before Competition Groups | 172.6879 | 0 | 0 | 1919.1194 | 0.089983 | 5 | Industrial_2031_SC A_GWh_Before Competition Groups_5 | SEM | 8.998% | 0 | 172.6879 | Industrial_2031_SC A_GWh_Before Competition Groups_SEM
Industrial | Ind ¦ Pump Equipment Upgrade | 2031 | SC A | GWh | Before Competition Groups | 146.1315 | 0 | 0 | 1919.1194 | 0.076145 | 6 | Industrial_2031_SC A_GWh_Before Competition Groups_6 | Pump Equipment Upgrade | 7.615% | 0 | 146.1315 | Industrial_2031_SC A_GWh_Before Competition Groups_Pump Equipment Upgrade
Industrial | Ind ¦ Efficient Compressed Air Nozzles | 2031 | SC A | GWh | Before Competition Groups | 136.4561 | 0 | 0 | 1919.1194 | 0.071104 | 7 | Industrial_2031_SC A_GWh_Before Competition Groups_7 | Efficient Compressed Air Nozzles | 7.11% | 0 | 136.4561 | Industrial_2031_SC A_GWh_Before Competition Groups_Efficient Compressed Air Nozzles
Industrial | Ind ¦ High Efficiency HVAC Fans | 2031 | SC A | GWh | Before Competition Groups | 108.5468 | 0 | 0 | 1919.1194 | 0.056561 | 8 | Industrial_2031_SC A_GWh_Before Competition Groups_8 | High Efficiency HVAC Fans | 5.656% | 0 | 108.5468 | Industrial_2031_SC A_GWh_Before Competition Groups_High Efficiency HVAC Fans
Industrial | Ind ¦ Fan System Optimization | 2031 | SC A | GWh | Before Competition Groups | 48.6206 | 0 | 0 | 1919.1194 | 0.025335 | 9 | Industrial_2031_SC A_GWh_Before Competition Groups_9 | Fan System Optimization | 2.533% | 0 | 48.6206 | Industrial_2031_SC A_GWh_Before Competition Groups_Fan System Optimization
Industrial | Ind ¦ Greenhouse Grow Lights | 2031 | SC A | GWh | Before Competition Groups | 44.1 | 0 | 0 | 1919.1194 | 0.022979 | 10 | Industrial_2031_SC A_GWh_Before Competition Groups_10 | Greenhouse Grow Lights | 2.298% | 0 | 44.1 | Industrial_2031_SC A_GWh_Before Competition Groups_Greenhouse Grow Lights
Industrial | Ind ¦ Material Handling Improvements | 2031 | SC A | GWh | Before Competition Groups | 35.5951 | 0 | 0 | 1919.1194 | 0.018548 | 11 | Industrial_2031_SC A_GWh_Before Competition Groups_11 | Material Handling Improvements | 1.855% | 0 | 35.5951 | Industrial_2031_SC A_GWh_Before Competition Groups_Material Handling Improvements
Industrial | Ind ¦ Process Optimization (Elec) | 2031 | SC A | GWh | Before Competition Groups | 31.111 | 0 | 0 | 1919.1194 | 0.016211 | 12 | Industrial_2031_SC A_GWh_Before Competition Groups_12 | Process Optimization (Elec) | 1.621% | 0 | 31.111 | Industrial_2031_SC A_GWh_Before Competition Groups_Process Optimization (Elec)
Industrial | Ind ¦ Refiner Plate Improvements | 2031 | SC A | GWh | Before Competition Groups | 15.478 | 0 | 0 | 1919.1194 | 0.0080651 | 13 | Industrial_2031_SC A_GWh_Before Competition Groups_13 | Refiner Plate Improvements | 0.8065% | 0 | 15.478 | Industrial_2031_SC A_GWh_Before Competition Groups_Refiner Plate Improvements
Industrial | Ind ¦ Process Heat Recovery | 2031 | SC A | GWh | Before Competition Groups | 14.4949 | 0 | 0 | 1919.1194 | 0.0075529 | 14 | Industrial_2031_SC A_GWh_Before Competition Groups_14 | Process Heat Recovery | 0.7553% | 0 | 14.4949 | Industrial_2031_SC A_GWh_Before Competition Groups_Process Heat Recovery
Industrial | Ind ¦ VAV Conversion Project | 2031 | SC A | GWh | Before Competition Groups | 10.4706 | 0 | 0 | 1919.1194 | 0.005456 | 15 | Industrial_2031_SC A_GWh_Before Competition Groups_15 | VAV Conversion Project | 0.5456% | 0 | 10.4706 | Industrial_2031_SC A_GWh_Before Competition Groups_VAV Conversion Project
Industrial | Ind ¦ HE Lighting | 2031 | SC A | GWh | Before Competition Groups | 10.3614 | 0 | 0 | 1919.1194 | 0.005399 | 16 | Industrial_2031_SC A_GWh_Before Competition Groups_16 | HE Lighting | 0.5399% | 0 | 10.3614 | Industrial_2031_SC A_GWh_Before Competition Groups_HE Lighting
Industrial | Ind ¦ Pulp and Paper Process Improvements | 2031 | SC A | GWh | Before Competition Groups | 8.9683 | 0 | 0 | 1919.1194 | 0.0046731 | 17 | Industrial_2031_SC A_GWh_Before Competition Groups_17 | Pulp and Paper Process Improvements | 0.4673% | 0 | 8.9683 | Industrial_2031_SC A_GWh_Before Competition Groups_Pulp and Paper Process Improvements
Industrial | Ind ¦ Improved Controls - Process Cooling | 2031 | SC A | GWh | Before Competition Groups | 8.7011 | 0 | 0 | 1919.1194 | 0.0045339 | 18 | Industrial_2031_SC A_GWh_Before Competition Groups_18 | Improved Controls - Process Cooling | 0.4534% | 0 | 8.7011 | Industrial_2031_SC A_GWh_Before Competition Groups_Improved Controls - Process Cooling
Industrial | Ind ¦ Process Improvements | 2031 | SC A | GWh | Before Competition Groups | 6.5868 | 0 | 0 | 1919.1194 | 0.0034322 | 19 | Industrial_2031_SC A_GWh_Before Competition Groups_19 | Process Improvements | 0.3432% | 0 | 6.5868 | Industrial_2031_SC A_GWh_Before Competition Groups_Process Improvements
Industrial | Ind ¦ High Efficiency Battery Charger | 2031 | SC A | GWh | Before Competition Groups | 5.9413 | 0 | 0 | 1919.1194 | 0.0030959 | 20 | Industrial_2031_SC A_GWh_Before Competition Groups_20 | High Efficiency Battery Charger | 0.3096% | 0 | 5.9413 | Industrial_2031_SC A_GWh_Before Competition Groups_High Efficiency Battery Charger
Industrial | Ind ¦ Improved Controls - Process Heating | 2031 | SC A | GWh | Before Competition Groups | 4.3874 | 0 | 0 | 1919.1194 | 0.0022862 | 21 | Industrial_2031_SC A_GWh_Before Competition Groups_21 | Improved Controls - Process Heating | 0.2286% | 0 | 4.3874 | Industrial_2031_SC A_GWh_Before Competition Groups_Improved Controls - Process Heating
Industrial | Ind ¦ Ventilation Optimization | 2031 | SC A | GWh | Before Competition Groups | 4.0939 | 0 | 0 | 1919.1194 | 0.0021332 | 22 | Industrial_2031_SC A_GWh_Before Competition Groups_22 | Ventilation Optimization | 0.2133% | 0 | 4.0939 | Industrial_2031_SC A_GWh_Before Competition Groups_Ventilation Optimization
Industrial | Ind ¦ Refrigeration Compressor VFD | 2031 | SC A | GWh | Before Competition Groups | 3.963 | 0 | 0 | 1919.1194 | 0.002065 | 23 | Industrial_2031_SC A_GWh_Before Competition Groups_23 | Refrigeration Compressor VFD | 0.2065% | 0 | 3.963 | Industrial_2031_SC A_GWh_Before Competition Groups_Refrigeration Compressor VFD
Industrial | Ind ¦ Engine Block Heater Timer | 2031 | SC A | GWh | Before Competition Groups | 2.5918 | 0 | 0 | 1919.1194 | 0.0013505 | 24 | Industrial_2031_SC A_GWh_Before Competition Groups_24 | Engine Block Heater Timer | 0.1351% | 0 | 2.5918 | Industrial_2031_SC A_GWh_Before Competition Groups_Engine Block Heater Timer
Industrial | Ind ¦ Efficient Irrigation | 2031 | SC A | GWh | Before Competition Groups | 1.634 | 0 | 0 | 1919.1194 | 0.00085141 | 25 | Industrial_2031_SC A_GWh_Before Competition Groups_25 | Efficient Irrigation | 0.08514% | 0 | 1.634 | Industrial_2031_SC A_GWh_Before Competition Groups_Efficient Irrigation
Industrial | Ind ¦ Dairy Pre-Cooler | 2031 | SC A | GWh | Before Competition Groups | 1.1976 | 0 | 0 | 1919.1194 | 0.00062402 | 26 | Industrial_2031_SC A_GWh_Before Competition Groups_26 | Dairy Pre-Cooler | 0.0624% | 0 | 1.1976 | Industrial_2031_SC A_GWh_Before Competition Groups_Dairy Pre-Cooler
Industrial | Ind ¦ Air Compressor Heat Recovery | 2031 | SC A | GWh | Before Competition Groups | 1.1827 | 0 | 0 | 1919.1194 | 0.00061625 | 27 | Industrial_2031_SC A_GWh_Before Competition Groups_27 | Air Compressor Heat Recovery | 0.06163% | 0 | 1.1827 | Industrial_2031_SC A_GWh_Before Competition Groups_Air Compressor Heat Recovery
Industrial | Ind ¦ Cooling Tower Optimization | 2031 | SC A | GWh | Before Competition Groups | 0.85414 | 0 | 0 | 1919.1194 | 0.00044507 | 28 | Industrial_2031_SC A_GWh_Before Competition Groups_28 | Cooling Tower Optimization | 0.04451% | 0 | 0.85414 | Industrial_2031_SC A_GWh_Before Competition Groups_Cooling Tower Optimization
Industrial | Ind ¦ Efficient Refrigeration Compressor | 2031 | SC A | GWh | Before Competition Groups | 0.64433 | 0 | 0 | 1919.1194 | 0.00033574 | 29 | Industrial_2031_SC A_GWh_Before Competition Groups_29 | Efficient Refrigeration Compressor | 0.03357% | 0 | 0.64433 | Industrial_2031_SC A_GWh_Before Competition Groups_Efficient Refrigeration Compressor
Industrial | Ind ¦ Heat Lamps/Heat Pad | 2031 | SC A | GWh | Before Competition Groups | 0.33877 | 0 | 0 | 1919.1194 | 0.00017652 | 30 | Industrial_2031_SC A_GWh_Before Competition Groups_30 | Heat Lamps/Heat Pad | 0.01765% | 0 | 0.33877 | Industrial_2031_SC A_GWh_Before Competition Groups_Heat Lamps/Heat Pad
Industrial | Ind ¦ Dairy Water Heater | 2031 | SC A | GWh | Before Competition Groups | 0.065297 | 0 | 0 | 1919.1194 | 3.4025e-05 | 31 | Industrial_2031_SC A_GWh_Before Competition Groups_31 | Dairy Water Heater | 0.003402% | 0 | 0.065297 | Industrial_2031_SC A_GWh_Before Competition Groups_Dairy Water Heater
Industrial | Ind ¦ Free Cooling | 2031 | SC A | GWh | Before Competition Groups | 0.013771 | 0 | 0 | 1919.1194 | 7.1759e-06 | 32 | Industrial_2031_SC A_GWh_Before Competition Groups_32 | Free Cooling | 0.0007176% | 0 | 0.013771 | Industrial_2031_SC A_GWh_Before Competition Groups_Free Cooling
Industrial | Ind ¦ Air Leak Survey and Repair | 2031 | SC B | GWh | Before Competition Groups | 497.8747 | 0 | 0 | 3292.7788 | 0.1512 | 1 | Industrial_2031_SC B_GWh_Before Competition Groups_1 | Air Leak Survey and Repair | 15.12% | 0 | 497.8747 | Industrial_2031_SC B_GWh_Before Competition Groups_Air Leak Survey and Repair
Industrial | Ind ¦ Pump System Optimization | 2031 | SC B | GWh | Before Competition Groups | 481.2853 | 0 | 0 | 3292.7788 | 0.14616 | 2 | Industrial_2031_SC B_GWh_Before Competition Groups_2 | Pump System Optimization | 14.62% | 0 | 481.2853 | Industrial_2031_SC B_GWh_Before Competition Groups_Pump System Optimization
Industrial | Ind ¦ Recommissioning | 2031 | SC B | GWh | Before Competition Groups | 352.428 | 0 | 0 | 3292.7788 | 0.10703 | 3 | Industrial_2031_SC B_GWh_Before Competition Groups_3 | Recommissioning | 10.7% | 0 | 352.428 | Industrial_2031_SC B_GWh_Before Competition Groups_Recommissioning
Industrial | Ind ¦ SEM | 2031 | SC B | GWh | Before Competition Groups | 352.428 | 0 | 0 | 3292.7788 | 0.10703 | 4 | Industrial_2031_SC B_GWh_Before Competition Groups_4 | SEM | 10.7% | 0 | 352.428 | Industrial_2031_SC B_GWh_Before Competition Groups_SEM
Industrial | Ind ¦ Air Compressor Optimization | 2031 | SC B | GWh | Before Competition Groups | 342.336 | 0 | 0 | 3292.7788 | 0.10397 | 5 | Industrial_2031_SC B_GWh_Before Competition Groups_5 | Air Compressor Optimization | 10.4% | 0 | 342.336 | Industrial_2031_SC B_GWh_Before Competition Groups_Air Compressor Optimization
Industrial | Ind ¦ Efficient Compressed Air Nozzles | 2031 | SC B | GWh | Before Competition Groups | 281.8228 | 0 | 0 | 3292.7788 | 0.085588 | 6 | Industrial_2031_SC B_GWh_Before Competition Groups_6 | Efficient Compressed Air Nozzles | 8.559% | 0 | 281.8228 | Industrial_2031_SC B_GWh_Before Competition Groups_Efficient Compressed Air Nozzles
Industrial | Ind ¦ Pump Equipment Upgrade | 2031 | SC B | GWh | Before Competition Groups | 213.4941 | 0 | 0 | 3292.7788 | 0.064837 | 7 | Industrial_2031_SC B_GWh_Before Competition Groups_7 | Pump Equipment Upgrade | 6.484% | 0 | 213.4941 | Industrial_2031_SC B_GWh_Before Competition Groups_Pump Equipment Upgrade
Industrial | Ind ¦ High Efficiency HVAC Fans | 2031 | SC B | GWh | Before Competition Groups | 176.3192 | 0 | 0 | 3292.7788 | 0.053547 | 8 | Industrial_2031_SC B_GWh_Before Competition Groups_8 | High Efficiency HVAC Fans | 5.355% | 0 | 176.3192 | Industrial_2031_SC B_GWh_Before Competition Groups_High Efficiency HVAC Fans
Industrial | Ind ¦ HE Lighting | 2031 | SC B | GWh | Before Competition Groups | 112.1652 | 0 | 0 | 3292.7788 | 0.034064 | 9 | Industrial_2031_SC B_GWh_Before Competition Groups_9 | HE Lighting | 3.406% | 0 | 112.1652 | Industrial_2031_SC B_GWh_Before Competition Groups_HE Lighting
Industrial | Ind ¦ Greenhouse Grow Lights | 2031 | SC B | GWh | Before Competition Groups | 107.9938 | 0 | 0 | 3292.7788 | 0.032797 | 10 | Industrial_2031_SC B_GWh_Before Competition Groups_10 | Greenhouse Grow Lights | 3.28% | 0 | 107.9938 | Industrial_2031_SC B_GWh_Before Competition Groups_Greenhouse Grow Lights
Industrial | Ind ¦ Material Handling Improvements | 2031 | SC B | GWh | Before Competition Groups | 52.7027 | 0 | 0 | 3292.7788 | 0.016006 | 11 | Industrial_2031_SC B_GWh_Before Competition Groups_11 | Material Handling Improvements | 1.601% | 0 | 52.7027 | Industrial_2031_SC B_GWh_Before Competition Groups_Material Handling Improvements
Industrial | Ind ¦ Fan System Optimization | 2031 | SC B | GWh | Before Competition Groups | 51.2311 | 0 | 0 | 3292.7788 | 0.015559 | 12 | Industrial_2031_SC B_GWh_Before Competition Groups_12 | Fan System Optimization | 1.556% | 0 | 51.2311 | Industrial_2031_SC B_GWh_Before Competition Groups_Fan System Optimization
Industrial | Ind ¦ Pulp and Paper Process Improvements | 2031 | SC B | GWh | Before Competition Groups | 50.4023 | 0 | 0 | 3292.7788 | 0.015307 | 13 | Industrial_2031_SC B_GWh_Before Competition Groups_13 | Pulp and Paper Process Improvements | 1.531% | 0 | 50.4023 | Industrial_2031_SC B_GWh_Before Competition Groups_Pulp and Paper Process Improvements
Industrial | Ind ¦ Refiner Plate Improvements | 2031 | SC B | GWh | Before Competition Groups | 32.7666 | 0 | 0 | 3292.7788 | 0.009951 | 14 | Industrial_2031_SC B_GWh_Before Competition Groups_14 | Refiner Plate Improvements | 0.9951% | 0 | 32.7666 | Industrial_2031_SC B_GWh_Before Competition Groups_Refiner Plate Improvements
Industrial | Ind ¦ Process Optimization (Elec) | 2031 | SC B | GWh | Before Competition Groups | 31.111 | 0 | 0 | 3292.7788 | 0.0094482 | 15 | Industrial_2031_SC B_GWh_Before Competition Groups_15 | Process Optimization (Elec) | 0.9448% | 0 | 31.111 | Industrial_2031_SC B_GWh_Before Competition Groups_Process Optimization (Elec)
Industrial | Ind ¦ Process Heat Recovery | 2031 | SC B | GWh | Before Competition Groups | 30.0429 | 0 | 0 | 3292.7788 | 0.0091239 | 16 | Industrial_2031_SC B_GWh_Before Competition Groups_16 | Process Heat Recovery | 0.9124% | 0 | 30.0429 | Industrial_2031_SC B_GWh_Before Competition Groups_Process Heat Recovery
Industrial | Ind ¦ VAV Conversion Project | 2031 | SC B | GWh | Before Competition Groups | 21.9469 | 0 | 0 | 3292.7788 | 0.0066652 | 17 | Industrial_2031_SC B_GWh_Before Competition Groups_17 | VAV Conversion Project | 0.6665% | 0 | 21.9469 | Industrial_2031_SC B_GWh_Before Competition Groups_VAV Conversion Project
Industrial | Ind ¦ Improved Controls - Process Cooling | 2031 | SC B | GWh | Before Competition Groups | 17.7929 | 0 | 0 | 3292.7788 | 0.0054036 | 18 | Industrial_2031_SC B_GWh_Before Competition Groups_18 | Improved Controls - Process Cooling | 0.5404% | 0 | 17.7929 | Industrial_2031_SC B_GWh_Before Competition Groups_Improved Controls - Process Cooling
Industrial | Ind ¦ High Efficiency Battery Charger | 2031 | SC B | GWh | Before Competition Groups | 15.5914 | 0 | 0 | 3292.7788 | 0.004735 | 19 | Industrial_2031_SC B_GWh_Before Competition Groups_19 | High Efficiency Battery Charger | 0.4735% | 0 | 15.5914 | Industrial_2031_SC B_GWh_Before Competition Groups_High Efficiency Battery Charger
Industrial | Ind ¦ Process Improvements | 2031 | SC B | GWh | Before Competition Groups | 14.1073 | 0 | 0 | 3292.7788 | 0.0042843 | 20 | Industrial_2031_SC B_GWh_Before Competition Groups_20 | Process Improvements | 0.4284% | 0 | 14.1073 | Industrial_2031_SC B_GWh_Before Competition Groups_Process Improvements
Industrial | Ind ¦ Ventilation Optimization | 2031 | SC B | GWh | Before Competition Groups | 9.3549 | 0 | 0 | 3292.7788 | 0.002841 | 21 | Industrial_2031_SC B_GWh_Before Competition Groups_21 | Ventilation Optimization | 0.2841% | 0 | 9.3549 | Industrial_2031_SC B_GWh_Before Competition Groups_Ventilation Optimization
Industrial | Ind ¦ Refrigeration Compressor VFD | 2031 | SC B | GWh | Before Competition Groups | 9.1236 | 0 | 0 | 3292.7788 | 0.0027708 | 22 | Industrial_2031_SC B_GWh_Before Competition Groups_22 | Refrigeration Compressor VFD | 0.2771% | 0 | 9.1236 | Industrial_2031_SC B_GWh_Before Competition Groups_Refrigeration Compressor VFD
Industrial | Ind ¦ Improved Controls - Process Heating | 2031 | SC B | GWh | Before Competition Groups | 8.8042 | 0 | 0 | 3292.7788 | 0.0026738 | 23 | Industrial_2031_SC B_GWh_Before Competition Groups_23 | Improved Controls - Process Heating | 0.2674% | 0 | 8.8042 | Industrial_2031_SC B_GWh_Before Competition Groups_Improved Controls - Process Heating
Industrial | Ind ¦ Cooling Tower Optimization | 2031 | SC B | GWh | Before Competition Groups | 7.3091 | 0 | 0 | 3292.7788 | 0.0022197 | 24 | Industrial_2031_SC B_GWh_Before Competition Groups_24 | Cooling Tower Optimization | 0.222% | 0 | 7.3091 | Industrial_2031_SC B_GWh_Before Competition Groups_Cooling Tower Optimization
Industrial | Ind ¦ Efficient Irrigation | 2031 | SC B | GWh | Before Competition Groups | 6.7257 | 0 | 0 | 3292.7788 | 0.0020426 | 25 | Industrial_2031_SC B_GWh_Before Competition Groups_25 | Efficient Irrigation | 0.2043% | 0 | 6.7257 | Industrial_2031_SC B_GWh_Before Competition Groups_Efficient Irrigation
Industrial | Ind ¦ Engine Block Heater Timer | 2031 | SC B | GWh | Before Competition Groups | 5.3401 | 0 | 0 | 3292.7788 | 0.0016218 | 26 | Industrial_2031_SC B_GWh_Before Competition Groups_26 | Engine Block Heater Timer | 0.1622% | 0 | 5.3401 | Industrial_2031_SC B_GWh_Before Competition Groups_Engine Block Heater Timer
Industrial | Ind ¦ Free Cooling | 2031 | SC B | GWh | Before Competition Groups | 4.7356 | 0 | 0 | 3292.7788 | 0.0014382 | 27 | Industrial_2031_SC B_GWh_Before Competition Groups_27 | Free Cooling | 0.1438% | 0 | 4.7356 | Industrial_2031_SC B_GWh_Before Competition Groups_Free Cooling
Industrial | Ind ¦ Air Compressor Heat Recovery | 2031 | SC B | GWh | Before Competition Groups | 2.4064 | 0 | 0 | 3292.7788 | 0.00073083 | 28 | Industrial_2031_SC B_GWh_Before Competition Groups_28 | Air Compressor Heat Recovery | 0.07308% | 0 | 2.4064 | Industrial_2031_SC B_GWh_Before Competition Groups_Air Compressor Heat Recovery
Industrial | Ind ¦ Dairy Pre-Cooler | 2031 | SC B | GWh | Before Competition Groups | 1.7023 | 0 | 0 | 3292.7788 | 0.00051699 | 29 | Industrial_2031_SC B_GWh_Before Competition Groups_29 | Dairy Pre-Cooler | 0.0517% | 0 | 1.7023 | Industrial_2031_SC B_GWh_Before Competition Groups_Dairy Pre-Cooler
Industrial | Ind ¦ Efficient Refrigeration Compressor | 2031 | SC B | GWh | Before Competition Groups | 0.86732 | 0 | 0 | 3292.7788 | 0.0002634 | 30 | Industrial_2031_SC B_GWh_Before Competition Groups_30 | Efficient Refrigeration Compressor | 0.02634% | 0 | 0.86732 | Industrial_2031_SC B_GWh_Before Competition Groups_Efficient Refrigeration Compressor
Industrial | Ind ¦ Heat Lamps/Heat Pad | 2031 | SC B | GWh | Before Competition Groups | 0.46923 | 0 | 0 | 3292.7788 | 0.0001425 | 31 | Industrial_2031_SC B_GWh_Before Competition Groups_31 | Heat Lamps/Heat Pad | 0.01425% | 0 | 0.46923 | Industrial_2031_SC B_GWh_Before Competition Groups_Heat Lamps/Heat Pad
Industrial | Ind ¦ Dairy Water Heater | 2031 | SC B | GWh | Before Competition Groups | 0.098053 | 0 | 0 | 3292.7788 | 2.9778e-05 | 32 | Industrial_2031_SC B_GWh_Before Competition Groups_32 | Dairy Water Heater | 0.002978% | 0 | 0.098053 | Industrial_2031_SC B_GWh_Before Competition Groups_Dairy Water Heater
Industrial | Ind ¦ Pump System Optimization | 2031 | SC C | GWh | Before Competition Groups | 481.2853 | 0 | 0 | 2238.6149 | 0.21499 | 1 | Industrial_2031_SC C_GWh_Before Competition Groups_1 | Pump System Optimization | 21.5% | 0 | 481.2853 | Industrial_2031_SC C_GWh_Before Competition Groups_Pump System Optimization
Industrial | Ind ¦ Air Compressor Optimization | 2031 | SC C | GWh | Before Competition Groups | 342.336 | 0 | 0 | 2238.6149 | 0.15292 | 2 | Industrial_2031_SC C_GWh_Before Competition Groups_2 | Air Compressor Optimization | 15.29% | 0 | 342.336 | Industrial_2031_SC C_GWh_Before Competition Groups_Air Compressor Optimization
Industrial | Ind ¦ Air Leak Survey and Repair | 2031 | SC C | GWh | Before Competition Groups | 243.8688 | 0 | 0 | 2238.6149 | 0.10894 | 3 | Industrial_2031_SC C_GWh_Before Competition Groups_3 | Air Leak Survey and Repair | 10.89% | 0 | 243.8688 | Industrial_2031_SC C_GWh_Before Competition Groups_Air Leak Survey and Repair
Industrial | Ind ¦ Pump Equipment Upgrade | 2031 | SC C | GWh | Before Competition Groups | 213.4941 | 0 | 0 | 2238.6149 | 0.095369 | 4 | Industrial_2031_SC C_GWh_Before Competition Groups_4 | Pump Equipment Upgrade | 9.537% | 0 | 213.4941 | Industrial_2031_SC C_GWh_Before Competition Groups_Pump Equipment Upgrade
Industrial | Ind ¦ Recommissioning | 2031 | SC C | GWh | Before Competition Groups | 172.6879 | 0 | 0 | 2238.6149 | 0.07714 | 5 | Industrial_2031_SC C_GWh_Before Competition Groups_5 | Recommissioning | 7.714% | 0 | 172.6879 | Industrial_2031_SC C_GWh_Before Competition Groups_Recommissioning
Industrial | Ind ¦ SEM | 2031 | SC C | GWh | Before Competition Groups | 172.6879 | 0 | 0 | 2238.6149 | 0.07714 | 6 | Industrial_2031_SC C_GWh_Before Competition Groups_6 | SEM | 7.714% | 0 | 172.6879 | Industrial_2031_SC C_GWh_Before Competition Groups_SEM
Industrial | Ind ¦ Efficient Compressed Air Nozzles | 2031 | SC C | GWh | Before Competition Groups | 136.4561 | 0 | 0 | 2238.6149 | 0.060956 | 7 | Industrial_2031_SC C_GWh_Before Competition Groups_7 | Efficient Compressed Air Nozzles | 6.096% | 0 | 136.4561 | Industrial_2031_SC C_GWh_Before Competition Groups_Efficient Compressed Air Nozzles
Industrial | Ind ¦ High Efficiency HVAC Fans | 2031 | SC C | GWh | Before Competition Groups | 108.5468 | 0 | 0 | 2238.6149 | 0.048488 | 8 | Industrial_2031_SC C_GWh_Before Competition Groups_8 | High Efficiency HVAC Fans | 4.849% | 0 | 108.5468 | Industrial_2031_SC C_GWh_Before Competition Groups_High Efficiency HVAC Fans
Industrial | Ind ¦ Greenhouse Grow Lights | 2031 | SC C | GWh | Before Competition Groups | 69.1296 | 0 | 0 | 2238.6149 | 0.030881 | 9 | Industrial_2031_SC C_GWh_Before Competition Groups_9 | Greenhouse Grow Lights | 3.088% | 0 | 69.1296 | Industrial_2031_SC C_GWh_Before Competition Groups_Greenhouse Grow Lights
Industrial | Ind ¦ HE Lighting | 2031 | SC C | GWh | Before Competition Groups | 51.9373 | 0 | 0 | 2238.6149 | 0.023201 | 10 | Industrial_2031_SC C_GWh_Before Competition Groups_10 | HE Lighting | 2.32% | 0 | 51.9373 | Industrial_2031_SC C_GWh_Before Competition Groups_HE Lighting
Industrial | Ind ¦ Fan System Optimization | 2031 | SC C | GWh | Before Competition Groups | 51.2311 | 0 | 0 | 2238.6149 | 0.022885 | 11 | Industrial_2031_SC C_GWh_Before Competition Groups_11 | Fan System Optimization | 2.289% | 0 | 51.2311 | Industrial_2031_SC C_GWh_Before Competition Groups_Fan System Optimization
Industrial | Ind ¦ Material Handling Improvements | 2031 | SC C | GWh | Before Competition Groups | 35.5951 | 0 | 0 | 2238.6149 | 0.015901 | 12 | Industrial_2031_SC C_GWh_Before Competition Groups_12 | Material Handling Improvements | 1.59% | 0 | 35.5951 | Industrial_2031_SC C_GWh_Before Competition Groups_Material Handling Improvements
Industrial | Ind ¦ Process Optimization (Elec) | 2031 | SC C | GWh | Before Competition Groups | 31.111 | 0 | 0 | 2238.6149 | 0.013897 | 13 | Industrial_2031_SC C_GWh_Before Competition Groups_13 | Process Optimization (Elec) | 1.39% | 0 | 31.111 | Industrial_2031_SC C_GWh_Before Competition Groups_Process Optimization (Elec)
Industrial | Ind ¦ Pulp and Paper Process Improvements | 2031 | SC C | GWh | Before Competition Groups | 23.9624 | 0 | 0 | 2238.6149 | 0.010704 | 14 | Industrial_2031_SC C_GWh_Before Competition Groups_14 | Pulp and Paper Process Improvements | 1.07% | 0 | 23.9624 | Industrial_2031_SC C_GWh_Before Competition Groups_Pulp and Paper Process Improvements
Industrial | Ind ¦ Refiner Plate Improvements | 2031 | SC C | GWh | Before Competition Groups | 15.478 | 0 | 0 | 2238.6149 | 0.0069141 | 15 | Industrial_2031_SC C_GWh_Before Competition Groups_15 | Refiner Plate Improvements | 0.6914% | 0 | 15.478 | Industrial_2031_SC C_GWh_Before Competition Groups_Refiner Plate Improvements
Industrial | Ind ¦ Process Heat Recovery | 2031 | SC C | GWh | Before Competition Groups | 14.4949 | 0 | 0 | 2238.6149 | 0.0064749 | 16 | Industrial_2031_SC C_GWh_Before Competition Groups_16 | Process Heat Recovery | 0.6475% | 0 | 14.4949 | Industrial_2031_SC C_GWh_Before Competition Groups_Process Heat Recovery
Industrial | Ind ¦ VAV Conversion Project | 2031 | SC C | GWh | Before Competition Groups | 10.7158 | 0 | 0 | 2238.6149 | 0.0047868 | 17 | Industrial_2031_SC C_GWh_Before Competition Groups_17 | VAV Conversion Project | 0.4787% | 0 | 10.7158 | Industrial_2031_SC C_GWh_Before Competition Groups_VAV Conversion Project
Industrial | Ind ¦ Ventilation Optimization | 2031 | SC C | GWh | Before Competition Groups | 9.3549 | 0 | 0 | 2238.6149 | 0.0041789 | 18 | Industrial_2031_SC C_GWh_Before Competition Groups_18 | Ventilation Optimization | 0.4179% | 0 | 9.3549 | Industrial_2031_SC C_GWh_Before Competition Groups_Ventilation Optimization
Industrial | Ind ¦ High Efficiency Battery Charger | 2031 | SC C | GWh | Before Competition Groups | 9.2156 | 0 | 0 | 2238.6149 | 0.0041167 | 19 | Industrial_2031_SC C_GWh_Before Competition Groups_19 | High Efficiency Battery Charger | 0.4117% | 0 | 9.2156 | Industrial_2031_SC C_GWh_Before Competition Groups_High Efficiency Battery Charger
Industrial | Ind ¦ Improved Controls - Process Cooling | 2031 | SC C | GWh | Before Competition Groups | 8.7167 | 0 | 0 | 2238.6149 | 0.0038938 | 20 | Industrial_2031_SC C_GWh_Before Competition Groups_20 | Improved Controls - Process Cooling | 0.3894% | 0 | 8.7167 | Industrial_2031_SC C_GWh_Before Competition Groups_Improved Controls - Process Cooling
Industrial | Ind ¦ Cooling Tower Optimization | 2031 | SC C | GWh | Before Competition Groups | 7.3091 | 0 | 0 | 2238.6149 | 0.003265 | 21 | Industrial_2031_SC C_GWh_Before Competition Groups_21 | Cooling Tower Optimization | 0.3265% | 0 | 7.3091 | Industrial_2031_SC C_GWh_Before Competition Groups_Cooling Tower Optimization
Industrial | Ind ¦ Process Improvements | 2031 | SC C | GWh | Before Competition Groups | 6.9097 | 0 | 0 | 2238.6149 | 0.0030866 | 22 | Industrial_2031_SC C_GWh_Before Competition Groups_22 | Process Improvements | 0.3087% | 0 | 6.9097 | Industrial_2031_SC C_GWh_Before Competition Groups_Process Improvements
Industrial | Ind ¦ Refrigeration Compressor VFD | 2031 | SC C | GWh | Before Competition Groups | 6.1406 | 0 | 0 | 2238.6149 | 0.002743 | 23 | Industrial_2031_SC C_GWh_Before Competition Groups_23 | Refrigeration Compressor VFD | 0.2743% | 0 | 6.1406 | Industrial_2031_SC C_GWh_Before Competition Groups_Refrigeration Compressor VFD
Industrial | Ind ¦ Improved Controls - Process Heating | 2031 | SC C | GWh | Before Competition Groups | 4.3953 | 0 | 0 | 2238.6149 | 0.0019634 | 24 | Industrial_2031_SC C_GWh_Before Competition Groups_24 | Improved Controls - Process Heating | 0.1963% | 0 | 4.3953 | Industrial_2031_SC C_GWh_Before Competition Groups_Improved Controls - Process Heating
Industrial | Ind ¦ Efficient Irrigation | 2031 | SC C | GWh | Before Competition Groups | 2.8304 | 0 | 0 | 2238.6149 | 0.0012644 | 25 | Industrial_2031_SC C_GWh_Before Competition Groups_25 | Efficient Irrigation | 0.1264% | 0 | 2.8304 | Industrial_2031_SC C_GWh_Before Competition Groups_Efficient Irrigation
Industrial | Ind ¦ Engine Block Heater Timer | 2031 | SC C | GWh | Before Competition Groups | 2.5973 | 0 | 0 | 2238.6149 | 0.0011602 | 26 | Industrial_2031_SC C_GWh_Before Competition Groups_26 | Engine Block Heater Timer | 0.116% | 0 | 2.5973 | Industrial_2031_SC C_GWh_Before Competition Groups_Engine Block Heater Timer
Industrial | Ind ¦ Free Cooling | 2031 | SC C | GWh | Before Competition Groups | 2.4063 | 0 | 0 | 2238.6149 | 0.0010749 | 27 | Industrial_2031_SC C_GWh_Before Competition Groups_27 | Free Cooling | 0.1075% | 0 | 2.4063 | Industrial_2031_SC C_GWh_Before Competition Groups_Free Cooling
Industrial | Ind ¦ Dairy Pre-Cooler | 2031 | SC C | GWh | Before Competition Groups | 1.41 | 0 | 0 | 2238.6149 | 0.00062985 | 28 | Industrial_2031_SC C_GWh_Before Competition Groups_28 | Dairy Pre-Cooler | 0.06299% | 0 | 1.41 | Industrial_2031_SC C_GWh_Before Competition Groups_Dairy Pre-Cooler
Industrial | Ind ¦ Air Compressor Heat Recovery | 2031 | SC C | GWh | Before Competition Groups | 1.1827 | 0 | 0 | 2238.6149 | 0.0005283 | 29 | Industrial_2031_SC C_GWh_Before Competition Groups_29 | Air Compressor Heat Recovery | 0.05283% | 0 | 1.1827 | Industrial_2031_SC C_GWh_Before Competition Groups_Air Compressor Heat Recovery
Industrial | Ind ¦ Efficient Refrigeration Compressor | 2031 | SC C | GWh | Before Competition Groups | 0.64433 | 0 | 0 | 2238.6149 | 0.00028783 | 30 | Industrial_2031_SC C_GWh_Before Competition Groups_30 | Efficient Refrigeration Compressor | 0.02878% | 0 | 0.64433 | Industrial_2031_SC C_GWh_Before Competition Groups_Efficient Refrigeration Compressor
Industrial | Ind ¦ Heat Lamps/Heat Pad | 2031 | SC C | GWh | Before Competition Groups | 0.39373 | 0 | 0 | 2238.6149 | 0.00017588 | 31 | Industrial_2031_SC C_GWh_Before Competition Groups_31 | Heat Lamps/Heat Pad | 0.01759% | 0 | 0.39373 | Industrial_2031_SC C_GWh_Before Competition Groups_Heat Lamps/Heat Pad
Industrial | Ind ¦ Dairy Water Heater | 2031 | SC C | GWh | Before Competition Groups | 0.090102 | 0 | 0 | 2238.6149 | 4.0249e-05 | 32 | Industrial_2031_SC C_GWh_Before Competition Groups_32 | Dairy Water Heater | 0.004025% | 0 | 0.090102 | Industrial_2031_SC C_GWh_Before Competition Groups_Dairy Water Heater
Industrial | Ind ¦ Air Compressor Optimization | 2031 | SC D | GWh | Before Competition Groups | 342.336 | 0 | 0 | 1819.974 | 0.1881 | 1 | Industrial_2031_SC D_GWh_Before Competition Groups_1 | Air Compressor Optimization | 18.81% | 0 | 342.336 | Industrial_2031_SC D_GWh_Before Competition Groups_Air Compressor Optimization
Industrial | Ind ¦ Pump System Optimization | 2031 | SC D | GWh | Before Competition Groups | 286.0776 | 0 | 0 | 1819.974 | 0.15719 | 2 | Industrial_2031_SC D_GWh_Before Competition Groups_2 | Pump System Optimization | 15.72% | 0 | 286.0776 | Industrial_2031_SC D_GWh_Before Competition Groups_Pump System Optimization
Industrial | Ind ¦ Air Leak Survey and Repair | 2031 | SC D | GWh | Before Competition Groups | 243.4161 | 0 | 0 | 1819.974 | 0.13375 | 3 | Industrial_2031_SC D_GWh_Before Competition Groups_3 | Air Leak Survey and Repair | 13.37% | 0 | 243.4161 | Industrial_2031_SC D_GWh_Before Competition Groups_Air Leak Survey and Repair
Industrial | Ind ¦ SEM | 2031 | SC D | GWh | Before Competition Groups | 172.6879 | 0 | 0 | 1819.974 | 0.094885 | 4 | Industrial_2031_SC D_GWh_Before Competition Groups_4 | SEM | 9.488% | 0 | 172.6879 | Industrial_2031_SC D_GWh_Before Competition Groups_SEM
Industrial | Ind ¦ Recommissioning | 2031 | SC D | GWh | Before Competition Groups | 166.5616 | 0 | 0 | 1819.974 | 0.091519 | 5 | Industrial_2031_SC D_GWh_Before Competition Groups_5 | Recommissioning | 9.152% | 0 | 166.5616 | Industrial_2031_SC D_GWh_Before Competition Groups_Recommissioning
Industrial | Ind ¦ Efficient Compressed Air Nozzles | 2031 | SC D | GWh | Before Competition Groups | 136.4561 | 0 | 0 | 1819.974 | 0.074977 | 6 | Industrial_2031_SC D_GWh_Before Competition Groups_6 | Efficient Compressed Air Nozzles | 7.498% | 0 | 136.4561 | Industrial_2031_SC D_GWh_Before Competition Groups_Efficient Compressed Air Nozzles
Industrial | Ind ¦ Pump Equipment Upgrade | 2031 | SC D | GWh | Before Competition Groups | 124.4405 | 0 | 0 | 1819.974 | 0.068375 | 7 | Industrial_2031_SC D_GWh_Before Competition Groups_7 | Pump Equipment Upgrade | 6.837% | 0 | 124.4405 | Industrial_2031_SC D_GWh_Before Competition Groups_Pump Equipment Upgrade
Industrial | Ind ¦ High Efficiency HVAC Fans | 2031 | SC D | GWh | Before Competition Groups | 102.8 | 0 | 0 | 1819.974 | 0.056484 | 8 | Industrial_2031_SC D_GWh_Before Competition Groups_8 | High Efficiency HVAC Fans | 5.648% | 0 | 102.8 | Industrial_2031_SC D_GWh_Before Competition Groups_High Efficiency HVAC Fans
Industrial | Ind ¦ Fan System Optimization | 2031 | SC D | GWh | Before Competition Groups | 51.2311 | 0 | 0 | 1819.974 | 0.028149 | 9 | Industrial_2031_SC D_GWh_Before Competition Groups_9 | Fan System Optimization | 2.815% | 0 | 51.2311 | Industrial_2031_SC D_GWh_Before Competition Groups_Fan System Optimization
Industrial | Ind ¦ Greenhouse Grow Lights | 2031 | SC D | GWh | Before Competition Groups | 37.7975 | 0 | 0 | 1819.974 | 0.020768 | 10 | Industrial_2031_SC D_GWh_Before Competition Groups_10 | Greenhouse Grow Lights | 2.077% | 0 | 37.7975 | Industrial_2031_SC D_GWh_Before Competition Groups_Greenhouse Grow Lights
Industrial | Ind ¦ Material Handling Improvements | 2031 | SC D | GWh | Before Competition Groups | 35.5951 | 0 | 0 | 1819.974 | 0.019558 | 11 | Industrial_2031_SC D_GWh_Before Competition Groups_11 | Material Handling Improvements | 1.956% | 0 | 35.5951 | Industrial_2031_SC D_GWh_Before Competition Groups_Material Handling Improvements
Industrial | Ind ¦ Process Optimization (Elec) | 2031 | SC D | GWh | Before Competition Groups | 31.111 | 0 | 0 | 1819.974 | 0.017094 | 12 | Industrial_2031_SC D_GWh_Before Competition Groups_12 | Process Optimization (Elec) | 1.709% | 0 | 31.111 | Industrial_2031_SC D_GWh_Before Competition Groups_Process Optimization (Elec)
Industrial | Ind ¦ Refiner Plate Improvements | 2031 | SC D | GWh | Before Competition Groups | 15.478 | 0 | 0 | 1819.974 | 0.0085045 | 13 | Industrial_2031_SC D_GWh_Before Competition Groups_13 | Refiner Plate Improvements | 0.8504% | 0 | 15.478 | Industrial_2031_SC D_GWh_Before Competition Groups_Refiner Plate Improvements
Industrial | Ind ¦ Process Heat Recovery | 2031 | SC D | GWh | Before Competition Groups | 10.8328 | 0 | 0 | 1819.974 | 0.0059522 | 14 | Industrial_2031_SC D_GWh_Before Competition Groups_14 | Process Heat Recovery | 0.5952% | 0 | 10.8328 | Industrial_2031_SC D_GWh_Before Competition Groups_Process Heat Recovery
Industrial | Ind ¦ Improved Controls - Process Cooling | 2031 | SC D | GWh | Before Competition Groups | 8.7167 | 0 | 0 | 1819.974 | 0.0047895 | 15 | Industrial_2031_SC D_GWh_Before Competition Groups_15 | Improved Controls - Process Cooling | 0.4789% | 0 | 8.7167 | Industrial_2031_SC D_GWh_Before Competition Groups_Improved Controls - Process Cooling
Industrial | Ind ¦ Ventilation Optimization | 2031 | SC D | GWh | Before Competition Groups | 8.2647 | 0 | 0 | 1819.974 | 0.0045411 | 16 | Industrial_2031_SC D_GWh_Before Competition Groups_16 | Ventilation Optimization | 0.4541% | 0 | 8.2647 | Industrial_2031_SC D_GWh_Before Competition Groups_Ventilation Optimization
Industrial | Ind ¦ VAV Conversion Project | 2031 | SC D | GWh | Before Competition Groups | 7.1894 | 0 | 0 | 1819.974 | 0.0039503 | 17 | Industrial_2031_SC D_GWh_Before Competition Groups_17 | VAV Conversion Project | 0.395% | 0 | 7.1894 | Industrial_2031_SC D_GWh_Before Competition Groups_VAV Conversion Project
Industrial | Ind ¦ Cooling Tower Optimization | 2031 | SC D | GWh | Before Competition Groups | 6.885 | 0 | 0 | 1819.974 | 0.003783 | 18 | Industrial_2031_SC D_GWh_Before Competition Groups_18 | Cooling Tower Optimization | 0.3783% | 0 | 6.885 | Industrial_2031_SC D_GWh_Before Competition Groups_Cooling Tower Optimization
Industrial | Ind ¦ Process Improvements | 2031 | SC D | GWh | Before Competition Groups | 6.0201 | 0 | 0 | 1819.974 | 0.0033078 | 19 | Industrial_2031_SC D_GWh_Before Competition Groups_19 | Process Improvements | 0.3308% | 0 | 6.0201 | Industrial_2031_SC D_GWh_Before Competition Groups_Process Improvements
Industrial | Ind ¦ HE Lighting | 2031 | SC D | GWh | Before Competition Groups | 5.8582 | 0 | 0 | 1819.974 | 0.0032189 | 20 | Industrial_2031_SC D_GWh_Before Competition Groups_20 | HE Lighting | 0.3219% | 0 | 5.8582 | Industrial_2031_SC D_GWh_Before Competition Groups_HE Lighting
Industrial | Ind ¦ High Efficiency Battery Charger | 2031 | SC D | GWh | Before Competition Groups | 4.1957 | 0 | 0 | 1819.974 | 0.0023054 | 21 | Industrial_2031_SC D_GWh_Before Competition Groups_21 | High Efficiency Battery Charger | 0.2305% | 0 | 4.1957 | Industrial_2031_SC D_GWh_Before Competition Groups_High Efficiency Battery Charger
Industrial | Ind ¦ Improved Controls - Process Heating | 2031 | SC D | GWh | Before Competition Groups | 3.9107 | 0 | 0 | 1819.974 | 0.0021487 | 22 | Industrial_2031_SC D_GWh_Before Competition Groups_22 | Improved Controls - Process Heating | 0.2149% | 0 | 3.9107 | Industrial_2031_SC D_GWh_Before Competition Groups_Improved Controls - Process Heating
Industrial | Ind ¦ Refrigeration Compressor VFD | 2031 | SC D | GWh | Before Competition Groups | 3.0475 | 0 | 0 | 1819.974 | 0.0016745 | 23 | Industrial_2031_SC D_GWh_Before Competition Groups_23 | Refrigeration Compressor VFD | 0.1674% | 0 | 3.0475 | Industrial_2031_SC D_GWh_Before Competition Groups_Refrigeration Compressor VFD
Industrial | Ind ¦ Pulp and Paper Process Improvements | 2031 | SC D | GWh | Before Competition Groups | 2.5149 | 0 | 0 | 1819.974 | 0.0013818 | 24 | Industrial_2031_SC D_GWh_Before Competition Groups_24 | Pulp and Paper Process Improvements | 0.1382% | 0 | 2.5149 | Industrial_2031_SC D_GWh_Before Competition Groups_Pulp and Paper Process Improvements
Industrial | Ind ¦ Engine Block Heater Timer | 2031 | SC D | GWh | Before Competition Groups | 2.4567 | 0 | 0 | 1819.974 | 0.0013498 | 25 | Industrial_2031_SC D_GWh_Before Competition Groups_25 | Engine Block Heater Timer | 0.135% | 0 | 2.4567 | Industrial_2031_SC D_GWh_Before Competition Groups_Engine Block Heater Timer
Industrial | Ind ¦ Efficient Irrigation | 2031 | SC D | GWh | Before Competition Groups | 1.1423 | 0 | 0 | 1819.974 | 0.00062766 | 26 | Industrial_2031_SC D_GWh_Before Competition Groups_26 | Efficient Irrigation | 0.06277% | 0 | 1.1423 | Industrial_2031_SC D_GWh_Before Competition Groups_Efficient Irrigation
Industrial | Ind ¦ Air Compressor Heat Recovery | 2031 | SC D | GWh | Before Competition Groups | 1.07 | 0 | 0 | 1819.974 | 0.00058791 | 27 | Industrial_2031_SC D_GWh_Before Competition Groups_27 | Air Compressor Heat Recovery | 0.05879% | 0 | 1.07 | Industrial_2031_SC D_GWh_Before Competition Groups_Air Compressor Heat Recovery
Industrial | Ind ¦ Dairy Pre-Cooler | 2031 | SC D | GWh | Before Competition Groups | 0.73467 | 0 | 0 | 1819.974 | 0.00040367 | 28 | Industrial_2031_SC D_GWh_Before Competition Groups_28 | Dairy Pre-Cooler | 0.04037% | 0 | 0.73467 | Industrial_2031_SC D_GWh_Before Competition Groups_Dairy Pre-Cooler
Industrial | Ind ¦ Efficient Refrigeration Compressor | 2031 | SC D | GWh | Before Competition Groups | 0.63679 | 0 | 0 | 1819.974 | 0.00034989 | 29 | Industrial_2031_SC D_GWh_Before Competition Groups_29 | Efficient Refrigeration Compressor | 0.03499% | 0 | 0.63679 | Industrial_2031_SC D_GWh_Before Competition Groups_Efficient Refrigeration Compressor
Industrial | Ind ¦ Free Cooling | 2031 | SC D | GWh | Before Competition Groups | 0.27573 | 0 | 0 | 1819.974 | 0.0001515 | 30 | Industrial_2031_SC D_GWh_Before Competition Groups_30 | Free Cooling | 0.01515% | 0 | 0.27573 | Industrial_2031_SC D_GWh_Before Competition Groups_Free Cooling
Industrial | Ind ¦ Heat Lamps/Heat Pad | 2031 | SC D | GWh | Before Competition Groups | 0.2337 | 0 | 0 | 1819.974 | 0.00012841 | 31 | Industrial_2031_SC D_GWh_Before Competition Groups_31 | Heat Lamps/Heat Pad | 0.01284% | 0 | 0.2337 | Industrial_2031_SC D_GWh_Before Competition Groups_Heat Lamps/Heat Pad
Industrial | Ind ¦ Pump System Optimization | 2031 | Technical | GWh | Before Competition Groups | 832.3021 | 0 | 0 | 5702.5953 | 0.14595 | 1 | Industrial_2031_Technical_GWh_Before Competition Groups_1 | Pump System Optimization | 14.6% | 0 | 832.3021 | Industrial_2031_Technical_GWh_Before Competition Groups_Pump System Optimization
Industrial | Ind ¦ HE Lighting | 2031 | Technical | GWh | Before Competition Groups | 658.016 | 0 | 0 | 5702.5953 | 0.11539 | 2 | Industrial_2031_Technical_GWh_Before Competition Groups_2 | HE Lighting | 11.54% | 0 | 658.016 | Industrial_2031_Technical_GWh_Before Competition Groups_HE Lighting
Industrial | Ind ¦ Air Leak Survey and Repair | 2031 | Technical | GWh | Before Competition Groups | 612.0326 | 0 | 0 | 5702.5953 | 0.10733 | 3 | Industrial_2031_Technical_GWh_Before Competition Groups_3 | Air Leak Survey and Repair | 10.73% | 0 | 612.0326 | Industrial_2031_Technical_GWh_Before Competition Groups_Air Leak Survey and Repair
Industrial | Ind ¦ Air Compressor Optimization | 2031 | Technical | GWh | Before Competition Groups | 455.1821 | 0 | 0 | 5702.5953 | 0.07982 | 4 | Industrial_2031_Technical_GWh_Before Competition Groups_4 | Air Compressor Optimization | 7.982% | 0 | 455.1821 | Industrial_2031_Technical_GWh_Before Competition Groups_Air Compressor Optimization
Industrial | Ind ¦ Efficient Compressed Air Nozzles | 2031 | Technical | GWh | Before Competition Groups | 444.9485 | 0 | 0 | 5702.5953 | 0.078026 | 5 | Industrial_2031_Technical_GWh_Before Competition Groups_5 | Efficient Compressed Air Nozzles | 7.803% | 0 | 444.9485 | Industrial_2031_Technical_GWh_Before Competition Groups_Efficient Compressed Air Nozzles
Industrial | Ind ¦ Recommissioning | 2031 | Technical | GWh | Before Competition Groups | 431.0373 | 0 | 0 | 5702.5953 | 0.075586 | 6 | Industrial_2031_Technical_GWh_Before Competition Groups_6 | Recommissioning | 7.559% | 0 | 431.0373 | Industrial_2031_Technical_GWh_Before Competition Groups_Recommissioning
Industrial | Ind ¦ SEM | 2031 | Technical | GWh | Before Competition Groups | 431.0373 | 0 | 0 | 5702.5953 | 0.075586 | 7 | Industrial_2031_Technical_GWh_Before Competition Groups_7 | SEM | 7.559% | 0 | 431.0373 | Industrial_2031_Technical_GWh_Before Competition Groups_SEM
Industrial | Ind ¦ Pump Equipment Upgrade | 2031 | Technical | GWh | Before Competition Groups | 372.7887 | 0 | 0 | 5702.5953 | 0.065372 | 8 | Industrial_2031_Technical_GWh_Before Competition Groups_8 | Pump Equipment Upgrade | 6.537% | 0 | 372.7887 | Industrial_2031_Technical_GWh_Before Competition Groups_Pump Equipment Upgrade
Industrial | Ind ¦ High Efficiency HVAC Fans | 2031 | Technical | GWh | Before Competition Groups | 237.7637 | 0 | 0 | 5702.5953 | 0.041694 | 9 | Industrial_2031_Technical_GWh_Before Competition Groups_9 | High Efficiency HVAC Fans | 4.169% | 0 | 237.7637 | Industrial_2031_Technical_GWh_Before Competition Groups_High Efficiency HVAC Fans
Industrial | Ind ¦ Process Optimization (Elec) | 2031 | Technical | GWh | Before Competition Groups | 174.8756 | 0 | 0 | 5702.5953 | 0.030666 | 10 | Industrial_2031_Technical_GWh_Before Competition Groups_10 | Process Optimization (Elec) | 3.067% | 0 | 174.8756 | Industrial_2031_Technical_GWh_Before Competition Groups_Process Optimization (Elec)
Industrial | Ind ¦ Premium Efficient Motors | 2031 | Technical | GWh | Before Competition Groups | 169.4212 | 0 | 0 | 5702.5953 | 0.029709 | 11 | Industrial_2031_Technical_GWh_Before Competition Groups_11 | Premium Efficient Motors | 2.971% | 0 | 169.4212 | Industrial_2031_Technical_GWh_Before Competition Groups_Premium Efficient Motors
Industrial | Ind ¦ Greenhouse Grow Lights | 2031 | Technical | GWh | Before Competition Groups | 161.4371 | 0 | 0 | 5702.5953 | 0.028309 | 12 | Industrial_2031_Technical_GWh_Before Competition Groups_12 | Greenhouse Grow Lights | 2.831% | 0 | 161.4371 | Industrial_2031_Technical_GWh_Before Competition Groups_Greenhouse Grow Lights
Industrial | Ind ¦ HE HVAC Controls | 2031 | Technical | GWh | Before Competition Groups | 78.2984 | 0 | 0 | 5702.5953 | 0.01373 | 13 | Industrial_2031_Technical_GWh_Before Competition Groups_13 | HE HVAC Controls | 1.373% | 0 | 78.2984 | Industrial_2031_Technical_GWh_Before Competition Groups_HE HVAC Controls
Industrial | Ind ¦ Material Handling Improvements | 2031 | Technical | GWh | Before Competition Groups | 71.7736 | 0 | 0 | 5702.5953 | 0.012586 | 14 | Industrial_2031_Technical_GWh_Before Competition Groups_14 | Material Handling Improvements | 1.259% | 0 | 71.7736 | Industrial_2031_Technical_GWh_Before Competition Groups_Material Handling Improvements
Industrial | Ind ¦ Pulp and Paper Process Improvements | 2031 | Technical | GWh | Before Competition Groups | 65.8146 | 0 | 0 | 5702.5953 | 0.011541 | 15 | Industrial_2031_Technical_GWh_Before Competition Groups_15 | Pulp and Paper Process Improvements | 1.154% | 0 | 65.8146 | Industrial_2031_Technical_GWh_Before Competition Groups_Pulp and Paper Process Improvements
Industrial | Ind ¦ Fan System Optimization | 2031 | Technical | GWh | Before Competition Groups | 65.4242 | 0 | 0 | 5702.5953 | 0.011473 | 16 | Industrial_2031_Technical_GWh_Before Competition Groups_16 | Fan System Optimization | 1.147% | 0 | 65.4242 | Industrial_2031_Technical_GWh_Before Competition Groups_Fan System Optimization
Industrial | Ind ¦ Refiner Plate Improvements | 2031 | Technical | GWh | Before Competition Groups | 53.6445 | 0 | 0 | 5702.5953 | 0.009407 | 17 | Industrial_2031_Technical_GWh_Before Competition Groups_17 | Refiner Plate Improvements | 0.9407% | 0 | 53.6445 | Industrial_2031_Technical_GWh_Before Competition Groups_Refiner Plate Improvements
Industrial | Ind ¦ HE HVAC Units | 2031 | Technical | GWh | Before Competition Groups | 51.3338 | 0 | 0 | 5702.5953 | 0.0090018 | 18 | Industrial_2031_Technical_GWh_Before Competition Groups_18 | HE HVAC Units | 0.9002% | 0 | 51.3338 | Industrial_2031_Technical_GWh_Before Competition Groups_HE HVAC Units
Industrial | Ind ¦ Process Heat Recovery | 2031 | Technical | GWh | Before Competition Groups | 37.3034 | 0 | 0 | 5702.5953 | 0.0065415 | 19 | Industrial_2031_Technical_GWh_Before Competition Groups_19 | Process Heat Recovery | 0.6541% | 0 | 37.3034 | Industrial_2031_Technical_GWh_Before Competition Groups_Process Heat Recovery
Industrial | Ind ¦ Ventilation Optimization | 2031 | Technical | GWh | Before Competition Groups | 34.075 | 0 | 0 | 5702.5953 | 0.0059754 | 20 | Industrial_2031_Technical_GWh_Before Competition Groups_20 | Ventilation Optimization | 0.5975% | 0 | 34.075 | Industrial_2031_Technical_GWh_Before Competition Groups_Ventilation Optimization
Industrial | Ind ¦ Cold Storage Retrofit | 2031 | Technical | GWh | Before Competition Groups | 23.9697 | 0 | 0 | 5702.5953 | 0.0042033 | 21 | Industrial_2031_Technical_GWh_Before Competition Groups_21 | Cold Storage Retrofit | 0.4203% | 0 | 23.9697 | Industrial_2031_Technical_GWh_Before Competition Groups_Cold Storage Retrofit
Industrial | Ind ¦ VAV Conversion Project | 2031 | Technical | GWh | Before Competition Groups | 23.7968 | 0 | 0 | 5702.5953 | 0.004173 | 22 | Industrial_2031_Technical_GWh_Before Competition Groups_22 | VAV Conversion Project | 0.4173% | 0 | 23.7968 | Industrial_2031_Technical_GWh_Before Competition Groups_VAV Conversion Project
Industrial | Ind ¦ High Efficiency Battery Charger | 2031 | Technical | GWh | Before Competition Groups | 22.5223 | 0 | 0 | 5702.5953 | 0.0039495 | 23 | Industrial_2031_Technical_GWh_Before Competition Groups_23 | High Efficiency Battery Charger | 0.3949% | 0 | 22.5223 | Industrial_2031_Technical_GWh_Before Competition Groups_High Efficiency Battery Charger
Industrial | Ind ¦ Synchronous Belts | 2031 | Technical | GWh | Before Competition Groups | 21.6745 | 0 | 0 | 5702.5953 | 0.0038008 | 24 | Industrial_2031_Technical_GWh_Before Competition Groups_24 | Synchronous Belts | 0.3801% | 0 | 21.6745 | Industrial_2031_Technical_GWh_Before Competition Groups_Synchronous Belts
Industrial | Ind ¦ Improved Controls - Process Cooling | 2031 | Technical | GWh | Before Competition Groups | 20.8502 | 0 | 0 | 5702.5953 | 0.0036563 | 25 | Industrial_2031_Technical_GWh_Before Competition Groups_25 | Improved Controls - Process Cooling | 0.3656% | 0 | 20.8502 | Industrial_2031_Technical_GWh_Before Competition Groups_Improved Controls - Process Cooling
Industrial | Ind ¦ HVLS Fans | 2031 | Technical | GWh | Before Competition Groups | 18.8357 | 0 | 0 | 5702.5953 | 0.003303 | 26 | Industrial_2031_Technical_GWh_Before Competition Groups_26 | HVLS Fans | 0.3303% | 0 | 18.8357 | Industrial_2031_Technical_GWh_Before Competition Groups_HVLS Fans
Industrial | Ind ¦ Efficient Irrigation | 2031 | Technical | GWh | Before Competition Groups | 18.206 | 0 | 0 | 5702.5953 | 0.0031926 | 27 | Industrial_2031_Technical_GWh_Before Competition Groups_27 | Efficient Irrigation | 0.3193% | 0 | 18.206 | Industrial_2031_Technical_GWh_Before Competition Groups_Efficient Irrigation
Industrial | Ind ¦ Process Improvements | 2031 | Technical | GWh | Before Competition Groups | 17.8552 | 0 | 0 | 5702.5953 | 0.0031311 | 28 | Industrial_2031_Technical_GWh_Before Competition Groups_28 | Process Improvements | 0.3131% | 0 | 17.8552 | Industrial_2031_Technical_GWh_Before Competition Groups_Process Improvements
Industrial | Ind ¦ Refrigeration Compressor VFD | 2031 | Technical | GWh | Before Competition Groups | 12.3017 | 0 | 0 | 5702.5953 | 0.0021572 | 29 | Industrial_2031_Technical_GWh_Before Competition Groups_29 | Refrigeration Compressor VFD | 0.2157% | 0 | 12.3017 | Industrial_2031_Technical_GWh_Before Competition Groups_Refrigeration Compressor VFD
Industrial | Ind ¦ Chiller Optimization | 2031 | Technical | GWh | Before Competition Groups | 11.2997 | 0 | 0 | 5702.5953 | 0.0019815 | 30 | Industrial_2031_Technical_GWh_Before Competition Groups_30 | Chiller Optimization | 0.1981% | 0 | 11.2997 | Industrial_2031_Technical_GWh_Before Competition Groups_Chiller Optimization
Industrial | Ind ¦ Efficient Transformer | 2031 | Technical | GWh | Before Competition Groups | 11.2611 | 0 | 0 | 5702.5953 | 0.0019747 | 31 | Industrial_2031_Technical_GWh_Before Competition Groups_31 | Efficient Transformer | 0.1975% | 0 | 11.2611 | Industrial_2031_Technical_GWh_Before Competition Groups_Efficient Transformer
Industrial | Ind ¦ Improved Controls - Process Heating | 2031 | Technical | GWh | Before Competition Groups | 10.754 | 0 | 0 | 5702.5953 | 0.0018858 | 32 | Industrial_2031_Technical_GWh_Before Competition Groups_32 | Improved Controls - Process Heating | 0.1886% | 0 | 10.754 | Industrial_2031_Technical_GWh_Before Competition Groups_Improved Controls - Process Heating
Industrial | Ind ¦ High Efficiency Welders | 2031 | Technical | GWh | Before Competition Groups | 8.9744 | 0 | 0 | 5702.5953 | 0.0015737 | 33 | Industrial_2031_Technical_GWh_Before Competition Groups_33 | High Efficiency Welders | 0.1574% | 0 | 8.9744 | Industrial_2031_Technical_GWh_Before Competition Groups_High Efficiency Welders
Industrial | Ind ¦ Cooling Tower Optimization | 2031 | Technical | GWh | Before Competition Groups | 8.8604 | 0 | 0 | 5702.5953 | 0.0015537 | 34 | Industrial_2031_Technical_GWh_Before Competition Groups_34 | Cooling Tower Optimization | 0.1554% | 0 | 8.8604 | Industrial_2031_Technical_GWh_Before Competition Groups_Cooling Tower Optimization
Industrial | Ind ¦ Engine Block Heater Timer | 2031 | Technical | GWh | Before Competition Groups | 6.8331 | 0 | 0 | 5702.5953 | 0.0011982 | 35 | Industrial_2031_Technical_GWh_Before Competition Groups_35 | Engine Block Heater Timer | 0.1198% | 0 | 6.8331 | Industrial_2031_Technical_GWh_Before Competition Groups_Engine Block Heater Timer
Industrial | Ind ¦ Low Energy Livestock Waterers | 2031 | Technical | GWh | Before Competition Groups | 6.6453 | 0 | 0 | 5702.5953 | 0.0011653 | 36 | Industrial_2031_Technical_GWh_Before Competition Groups_36 | Low Energy Livestock Waterers | 0.1165% | 0 | 6.6453 | Industrial_2031_Technical_GWh_Before Competition Groups_Low Energy Livestock Waterers
Industrial | Ind ¦ Free Cooling | 2031 | Technical | GWh | Before Competition Groups | 5.3742 | 0 | 0 | 5702.5953 | 0.00094241 | 37 | Industrial_2031_Technical_GWh_Before Competition Groups_37 | Free Cooling | 0.09424% | 0 | 5.3742 | Industrial_2031_Technical_GWh_Before Competition Groups_Free Cooling
Industrial | Ind ¦ Dairy Pre-Cooler | 2031 | Technical | GWh | Before Competition Groups | 4.9711 | 0 | 0 | 5702.5953 | 0.00087173 | 38 | Industrial_2031_Technical_GWh_Before Competition Groups_38 | Dairy Pre-Cooler | 0.08717% | 0 | 4.9711 | Industrial_2031_Technical_GWh_Before Competition Groups_Dairy Pre-Cooler
Industrial | Ind ¦ Air Compressor Heat Recovery | 2031 | Technical | GWh | Before Competition Groups | 2.895 | 0 | 0 | 5702.5953 | 0.00050766 | 39 | Industrial_2031_Technical_GWh_Before Competition Groups_39 | Air Compressor Heat Recovery | 0.05077% | 0 | 2.895 | Industrial_2031_Technical_GWh_Before Competition Groups_Air Compressor Heat Recovery
Industrial | Ind ¦ Optimize Compressed Air Dryer | 2031 | Technical | GWh | Before Competition Groups | 2.1231 | 0 | 0 | 5702.5953 | 0.00037231 | 40 | Industrial_2031_Technical_GWh_Before Competition Groups_40 | Optimize Compressed Air Dryer | 0.03723% | 0 | 2.1231 | Industrial_2031_Technical_GWh_Before Competition Groups_Optimize Compressed Air Dryer
Industrial | Ind ¦ Heat Lamps/Heat Pad | 2031 | Technical | GWh | Before Competition Groups | 1.4736 | 0 | 0 | 5702.5953 | 0.0002584 | 41 | Industrial_2031_Technical_GWh_Before Competition Groups_41 | Heat Lamps/Heat Pad | 0.02584% | 0 | 1.4736 | Industrial_2031_Technical_GWh_Before Competition Groups_Heat Lamps/Heat Pad
Industrial | Ind ¦ Efficient Refrigeration Compressor | 2031 | Technical | GWh | Before Competition Groups | 1.0268 | 0 | 0 | 5702.5953 | 0.00018005 | 42 | Industrial_2031_Technical_GWh_Before Competition Groups_42 | Efficient Refrigeration Compressor | 0.01801% | 0 | 1.0268 | Industrial_2031_Technical_GWh_Before Competition Groups_Efficient Refrigeration Compressor
Industrial | Ind ¦ Creep Heat Controller | 2031 | Technical | GWh | Before Competition Groups | 0.9179 | 0 | 0 | 5702.5953 | 0.00016096 | 43 | Industrial_2031_Technical_GWh_Before Competition Groups_43 | Creep Heat Controller | 0.0161% | 0 | 0.9179 | Industrial_2031_Technical_GWh_Before Competition Groups_Creep Heat Controller
Industrial | Ind ¦ Dual and Natural Exhaust Ventilation Systems | 2031 | Technical | GWh | Before Competition Groups | 0.38693 | 0 | 0 | 5702.5953 | 6.7851e-05 | 44 | Industrial_2031_Technical_GWh_Before Competition Groups_44 | Dual and Natural Exhaust Ventilation Systems | 0.006785% | 0 | 0.38693 | Industrial_2031_Technical_GWh_Before Competition Groups_Dual and Natural Exhaust Ventilation Systems
Industrial | Ind ¦ Dairy Water Heater | 2031 | Technical | GWh | Before Competition Groups | 0.27695 | 0 | 0 | 5702.5953 | 4.8565e-05 | 45 | Industrial_2031_Technical_GWh_Before Competition Groups_45 | Dairy Water Heater | 0.004857% | 0 | 0.27695 | Industrial_2031_Technical_GWh_Before Competition Groups_Dairy Water Heater
Industrial | Ind ¦ Pump System Optimization | 2032 | Economic | GWh | Before Competition Groups | 820.471 | 0 | 0 | 4926.7122 | 0.16654 | 1 | Industrial_2032_Economic_GWh_Before Competition Groups_1 | Pump System Optimization | 16.65% | 0 | 820.471 | Industrial_2032_Economic_GWh_Before Competition Groups_Pump System Optimization
Industrial | Ind ¦ Air Leak Survey and Repair | 2032 | Economic | GWh | Before Competition Groups | 610.5699 | 0 | 0 | 4926.7122 | 0.12393 | 2 | Industrial_2032_Economic_GWh_Before Competition Groups_2 | Air Leak Survey and Repair | 12.39% | 0 | 610.5699 | Industrial_2032_Economic_GWh_Before Competition Groups_Air Leak Survey and Repair
Industrial | Ind ¦ Air Compressor Optimization | 2032 | Economic | GWh | Before Competition Groups | 462.2589 | 0 | 0 | 4926.7122 | 0.093827 | 3 | Industrial_2032_Economic_GWh_Before Competition Groups_3 | Air Compressor Optimization | 9.383% | 0 | 462.2589 | Industrial_2032_Economic_GWh_Before Competition Groups_Air Compressor Optimization
Industrial | Ind ¦ Efficient Compressed Air Nozzles | 2032 | Economic | GWh | Before Competition Groups | 451.8164 | 0 | 0 | 4926.7122 | 0.091707 | 4 | Industrial_2032_Economic_GWh_Before Competition Groups_4 | Efficient Compressed Air Nozzles | 9.171% | 0 | 451.8164 | Industrial_2032_Economic_GWh_Before Competition Groups_Efficient Compressed Air Nozzles
Industrial | Ind ¦ Recommissioning | 2032 | Economic | GWh | Before Competition Groups | 428.7719 | 0 | 0 | 4926.7122 | 0.08703 | 5 | Industrial_2032_Economic_GWh_Before Competition Groups_5 | Recommissioning | 8.703% | 0 | 428.7719 | Industrial_2032_Economic_GWh_Before Competition Groups_Recommissioning
Industrial | Ind ¦ SEM | 2032 | Economic | GWh | Before Competition Groups | 428.7719 | 0 | 0 | 4926.7122 | 0.08703 | 6 | Industrial_2032_Economic_GWh_Before Competition Groups_6 | SEM | 8.703% | 0 | 428.7719 | Industrial_2032_Economic_GWh_Before Competition Groups_SEM
Industrial | Ind ¦ Pump Equipment Upgrade | 2032 | Economic | GWh | Before Competition Groups | 379.1777 | 0 | 0 | 4926.7122 | 0.076964 | 7 | Industrial_2032_Economic_GWh_Before Competition Groups_7 | Pump Equipment Upgrade | 7.696% | 0 | 379.1777 | Industrial_2032_Economic_GWh_Before Competition Groups_Pump Equipment Upgrade
Industrial | Ind ¦ HE Lighting | 2032 | Economic | GWh | Before Competition Groups | 302.1979 | 0 | 0 | 4926.7122 | 0.061339 | 8 | Industrial_2032_Economic_GWh_Before Competition Groups_8 | HE Lighting | 6.134% | 0 | 302.1979 | Industrial_2032_Economic_GWh_Before Competition Groups_HE Lighting
Industrial | Ind ¦ High Efficiency HVAC Fans | 2032 | Economic | GWh | Before Competition Groups | 240.1521 | 0 | 0 | 4926.7122 | 0.048745 | 9 | Industrial_2032_Economic_GWh_Before Competition Groups_9 | High Efficiency HVAC Fans | 4.874% | 0 | 240.1521 | Industrial_2032_Economic_GWh_Before Competition Groups_High Efficiency HVAC Fans
Industrial | Ind ¦ Process Optimization (Elec) | 2032 | Economic | GWh | Before Competition Groups | 173.7135 | 0 | 0 | 4926.7122 | 0.03526 | 10 | Industrial_2032_Economic_GWh_Before Competition Groups_10 | Process Optimization (Elec) | 3.526% | 0 | 173.7135 | Industrial_2032_Economic_GWh_Before Competition Groups_Process Optimization (Elec)
Industrial | Ind ¦ Greenhouse Grow Lights | 2032 | Economic | GWh | Before Competition Groups | 163.5814 | 0 | 0 | 4926.7122 | 0.033203 | 11 | Industrial_2032_Economic_GWh_Before Competition Groups_11 | Greenhouse Grow Lights | 3.32% | 0 | 163.5814 | Industrial_2032_Economic_GWh_Before Competition Groups_Greenhouse Grow Lights
Industrial | Ind ¦ Material Handling Improvements | 2032 | Economic | GWh | Before Competition Groups | 72.6723 | 0 | 0 | 4926.7122 | 0.014751 | 12 | Industrial_2032_Economic_GWh_Before Competition Groups_12 | Material Handling Improvements | 1.475% | 0 | 72.6723 | Industrial_2032_Economic_GWh_Before Competition Groups_Material Handling Improvements
Industrial | Ind ¦ Fan System Optimization | 2032 | Economic | GWh | Before Competition Groups | 66.0168 | 0 | 0 | 4926.7122 | 0.0134 | 13 | Industrial_2032_Economic_GWh_Before Competition Groups_13 | Fan System Optimization | 1.34% | 0 | 66.0168 | Industrial_2032_Economic_GWh_Before Competition Groups_Fan System Optimization
Industrial | Ind ¦ Pulp and Paper Process Improvements | 2032 | Economic | GWh | Before Competition Groups | 65.8357 | 0 | 0 | 4926.7122 | 0.013363 | 14 | Industrial_2032_Economic_GWh_Before Competition Groups_14 | Pulp and Paper Process Improvements | 1.336% | 0 | 65.8357 | Industrial_2032_Economic_GWh_Before Competition Groups_Pulp and Paper Process Improvements
Industrial | Ind ¦ Refiner Plate Improvements | 2032 | Economic | GWh | Before Competition Groups | 54.8398 | 0 | 0 | 4926.7122 | 0.011131 | 15 | Industrial_2032_Economic_GWh_Before Competition Groups_15 | Refiner Plate Improvements | 1.113% | 0 | 54.8398 | Industrial_2032_Economic_GWh_Before Competition Groups_Refiner Plate Improvements
Industrial | Ind ¦ Process Heat Recovery | 2032 | Economic | GWh | Before Competition Groups | 37.023 | 0 | 0 | 4926.7122 | 0.0075147 | 16 | Industrial_2032_Economic_GWh_Before Competition Groups_16 | Process Heat Recovery | 0.7515% | 0 | 37.023 | Industrial_2032_Economic_GWh_Before Competition Groups_Process Heat Recovery
Industrial | Ind ¦ VAV Conversion Project | 2032 | Economic | GWh | Before Competition Groups | 23.4488 | 0 | 0 | 4926.7122 | 0.0047595 | 17 | Industrial_2032_Economic_GWh_Before Competition Groups_17 | VAV Conversion Project | 0.476% | 0 | 23.4488 | Industrial_2032_Economic_GWh_Before Competition Groups_VAV Conversion Project
Industrial | Ind ¦ High Efficiency Battery Charger | 2032 | Economic | GWh | Before Competition Groups | 22.8091 | 0 | 0 | 4926.7122 | 0.0046297 | 18 | Industrial_2032_Economic_GWh_Before Competition Groups_18 | High Efficiency Battery Charger | 0.463% | 0 | 22.8091 | Industrial_2032_Economic_GWh_Before Competition Groups_High Efficiency Battery Charger
Industrial | Ind ¦ Improved Controls - Process Cooling | 2032 | Economic | GWh | Before Competition Groups | 20.7616 | 0 | 0 | 4926.7122 | 0.0042141 | 19 | Industrial_2032_Economic_GWh_Before Competition Groups_19 | Improved Controls - Process Cooling | 0.4214% | 0 | 20.7616 | Industrial_2032_Economic_GWh_Before Competition Groups_Improved Controls - Process Cooling
Industrial | Ind ¦ Efficient Irrigation | 2032 | Economic | GWh | Before Competition Groups | 18.503 | 0 | 0 | 4926.7122 | 0.0037557 | 20 | Industrial_2032_Economic_GWh_Before Competition Groups_20 | Efficient Irrigation | 0.3756% | 0 | 18.503 | Industrial_2032_Economic_GWh_Before Competition Groups_Efficient Irrigation
Industrial | Ind ¦ Process Improvements | 2032 | Economic | GWh | Before Competition Groups | 17.7195 | 0 | 0 | 4926.7122 | 0.0035966 | 21 | Industrial_2032_Economic_GWh_Before Competition Groups_21 | Process Improvements | 0.3597% | 0 | 17.7195 | Industrial_2032_Economic_GWh_Before Competition Groups_Process Improvements
Industrial | Ind ¦ Ventilation Optimization | 2032 | Economic | GWh | Before Competition Groups | 14.5821 | 0 | 0 | 4926.7122 | 0.0029598 | 22 | Industrial_2032_Economic_GWh_Before Competition Groups_22 | Ventilation Optimization | 0.296% | 0 | 14.5821 | Industrial_2032_Economic_GWh_Before Competition Groups_Ventilation Optimization
Industrial | Ind ¦ Refrigeration Compressor VFD | 2032 | Economic | GWh | Before Competition Groups | 12.5125 | 0 | 0 | 4926.7122 | 0.0025397 | 23 | Industrial_2032_Economic_GWh_Before Competition Groups_23 | Refrigeration Compressor VFD | 0.254% | 0 | 12.5125 | Industrial_2032_Economic_GWh_Before Competition Groups_Refrigeration Compressor VFD
Industrial | Ind ¦ Improved Controls - Process Heating | 2032 | Economic | GWh | Before Competition Groups | 10.7415 | 0 | 0 | 4926.7122 | 0.0021803 | 24 | Industrial_2032_Economic_GWh_Before Competition Groups_24 | Improved Controls - Process Heating | 0.218% | 0 | 10.7415 | Industrial_2032_Economic_GWh_Before Competition Groups_Improved Controls - Process Heating
Industrial | Ind ¦ Cooling Tower Optimization | 2032 | Economic | GWh | Before Competition Groups | 8.8144 | 0 | 0 | 4926.7122 | 0.0017891 | 25 | Industrial_2032_Economic_GWh_Before Competition Groups_25 | Cooling Tower Optimization | 0.1789% | 0 | 8.8144 | Industrial_2032_Economic_GWh_Before Competition Groups_Cooling Tower Optimization
Industrial | Ind ¦ Engine Block Heater Timer | 2032 | Economic | GWh | Before Competition Groups | 6.7839 | 0 | 0 | 4926.7122 | 0.001377 | 26 | Industrial_2032_Economic_GWh_Before Competition Groups_26 | Engine Block Heater Timer | 0.1377% | 0 | 6.7839 | Industrial_2032_Economic_GWh_Before Competition Groups_Engine Block Heater Timer
Industrial | Ind ¦ Free Cooling | 2032 | Economic | GWh | Before Competition Groups | 5.3707 | 0 | 0 | 4926.7122 | 0.0010901 | 27 | Industrial_2032_Economic_GWh_Before Competition Groups_27 | Free Cooling | 0.109% | 0 | 5.3707 | Industrial_2032_Economic_GWh_Before Competition Groups_Free Cooling
Industrial | Ind ¦ Air Compressor Heat Recovery | 2032 | Economic | GWh | Before Competition Groups | 2.8761 | 0 | 0 | 4926.7122 | 0.00058378 | 28 | Industrial_2032_Economic_GWh_Before Competition Groups_28 | Air Compressor Heat Recovery | 0.05838% | 0 | 2.8761 | Industrial_2032_Economic_GWh_Before Competition Groups_Air Compressor Heat Recovery
Industrial | Ind ¦ Dairy Pre-Cooler | 2032 | Economic | GWh | Before Competition Groups | 2.643 | 0 | 0 | 4926.7122 | 0.00053647 | 29 | Industrial_2032_Economic_GWh_Before Competition Groups_29 | Dairy Pre-Cooler | 0.05365% | 0 | 2.643 | Industrial_2032_Economic_GWh_Before Competition Groups_Dairy Pre-Cooler
Industrial | Ind ¦ Efficient Refrigeration Compressor | 2032 | Economic | GWh | Before Competition Groups | 1.0418 | 0 | 0 | 4926.7122 | 0.00021147 | 30 | Industrial_2032_Economic_GWh_Before Competition Groups_30 | Efficient Refrigeration Compressor | 0.02115% | 0 | 1.0418 | Industrial_2032_Economic_GWh_Before Competition Groups_Efficient Refrigeration Compressor
Industrial | Ind ¦ Dairy Water Heater | 2032 | Economic | GWh | Before Competition Groups | 0.12667 | 0 | 0 | 4926.7122 | 2.5711e-05 | 31 | Industrial_2032_Economic_GWh_Before Competition Groups_31 | Dairy Water Heater | 0.002571% | 0 | 0.12667 | Industrial_2032_Economic_GWh_Before Competition Groups_Dairy Water Heater
Industrial | Ind ¦ Heat Lamps/Heat Pad | 2032 | Economic | GWh | Before Competition Groups | 0.10728 | 0 | 0 | 4926.7122 | 2.1774e-05 | 32 | Industrial_2032_Economic_GWh_Before Competition Groups_32 | Heat Lamps/Heat Pad | 0.002177% | 0 | 0.10728 | Industrial_2032_Economic_GWh_Before Competition Groups_Heat Lamps/Heat Pad
Industrial | Ind ¦ Air Compressor Optimization | 2032 | SC A | GWh | Before Competition Groups | 360.2276 | 0 | 0 | 2085.6595 | 0.17272 | 1 | Industrial_2032_SC A_GWh_Before Competition Groups_1 | Air Compressor Optimization | 17.27% | 0 | 360.2276 | Industrial_2032_SC A_GWh_Before Competition Groups_Air Compressor Optimization
Industrial | Ind ¦ Pump System Optimization | 2032 | SC A | GWh | Before Competition Groups | 358.0434 | 0 | 0 | 2085.6595 | 0.17167 | 2 | Industrial_2032_SC A_GWh_Before Competition Groups_2 | Pump System Optimization | 17.17% | 0 | 358.0434 | Industrial_2032_SC A_GWh_Before Competition Groups_Pump System Optimization
Industrial | Ind ¦ Air Leak Survey and Repair | 2032 | SC A | GWh | Before Competition Groups | 270.3918 | 0 | 0 | 2085.6595 | 0.12964 | 3 | Industrial_2032_SC A_GWh_Before Competition Groups_3 | Air Leak Survey and Repair | 12.96% | 0 | 270.3918 | Industrial_2032_SC A_GWh_Before Competition Groups_Air Leak Survey and Repair
Industrial | Ind ¦ Recommissioning | 2032 | SC A | GWh | Before Competition Groups | 191.4697 | 0 | 0 | 2085.6595 | 0.091803 | 4 | Industrial_2032_SC A_GWh_Before Competition Groups_4 | Recommissioning | 9.18% | 0 | 191.4697 | Industrial_2032_SC A_GWh_Before Competition Groups_Recommissioning
Industrial | Ind ¦ SEM | 2032 | SC A | GWh | Before Competition Groups | 191.4697 | 0 | 0 | 2085.6595 | 0.091803 | 5 | Industrial_2032_SC A_GWh_Before Competition Groups_5 | SEM | 9.18% | 0 | 191.4697 | Industrial_2032_SC A_GWh_Before Competition Groups_SEM
Industrial | Ind ¦ Pump Equipment Upgrade | 2032 | SC A | GWh | Before Competition Groups | 156.2045 | 0 | 0 | 2085.6595 | 0.074895 | 6 | Industrial_2032_SC A_GWh_Before Competition Groups_6 | Pump Equipment Upgrade | 7.489% | 0 | 156.2045 | Industrial_2032_SC A_GWh_Before Competition Groups_Pump Equipment Upgrade
Industrial | Ind ¦ Efficient Compressed Air Nozzles | 2032 | SC A | GWh | Before Competition Groups | 154.0336 | 0 | 0 | 2085.6595 | 0.073854 | 7 | Industrial_2032_SC A_GWh_Before Competition Groups_7 | Efficient Compressed Air Nozzles | 7.385% | 0 | 154.0336 | Industrial_2032_SC A_GWh_Before Competition Groups_Efficient Compressed Air Nozzles
Industrial | Ind ¦ High Efficiency HVAC Fans | 2032 | SC A | GWh | Before Competition Groups | 118.6166 | 0 | 0 | 2085.6595 | 0.056872 | 8 | Industrial_2032_SC A_GWh_Before Competition Groups_8 | High Efficiency HVAC Fans | 5.687% | 0 | 118.6166 | Industrial_2032_SC A_GWh_Before Competition Groups_High Efficiency HVAC Fans
Industrial | Ind ¦ Fan System Optimization | 2032 | SC A | GWh | Before Competition Groups | 51.2245 | 0 | 0 | 2085.6595 | 0.02456 | 9 | Industrial_2032_SC A_GWh_Before Competition Groups_9 | Fan System Optimization | 2.456% | 0 | 51.2245 | Industrial_2032_SC A_GWh_Before Competition Groups_Fan System Optimization
Industrial | Ind ¦ Greenhouse Grow Lights | 2032 | SC A | GWh | Before Competition Groups | 47.3798 | 0 | 0 | 2085.6595 | 0.022717 | 10 | Industrial_2032_SC A_GWh_Before Competition Groups_10 | Greenhouse Grow Lights | 2.272% | 0 | 47.3798 | Industrial_2032_SC A_GWh_Before Competition Groups_Greenhouse Grow Lights
Industrial | Ind ¦ Material Handling Improvements | 2032 | SC A | GWh | Before Competition Groups | 38.2856 | 0 | 0 | 2085.6595 | 0.018357 | 11 | Industrial_2032_SC A_GWh_Before Competition Groups_11 | Material Handling Improvements | 1.836% | 0 | 38.2856 | Industrial_2032_SC A_GWh_Before Competition Groups_Material Handling Improvements
Industrial | Ind ¦ Process Optimization (Elec) | 2032 | SC A | GWh | Before Competition Groups | 34.7666 | 0 | 0 | 2085.6595 | 0.016669 | 12 | Industrial_2032_SC A_GWh_Before Competition Groups_12 | Process Optimization (Elec) | 1.667% | 0 | 34.7666 | Industrial_2032_SC A_GWh_Before Competition Groups_Process Optimization (Elec)
Industrial | Ind ¦ Refiner Plate Improvements | 2032 | SC A | GWh | Before Competition Groups | 17.5312 | 0 | 0 | 2085.6595 | 0.0084056 | 13 | Industrial_2032_SC A_GWh_Before Competition Groups_13 | Refiner Plate Improvements | 0.8406% | 0 | 17.5312 | Industrial_2032_SC A_GWh_Before Competition Groups_Refiner Plate Improvements
Industrial | Ind ¦ Process Heat Recovery | 2032 | SC A | GWh | Before Competition Groups | 16.0767 | 0 | 0 | 2085.6595 | 0.0077082 | 14 | Industrial_2032_SC A_GWh_Before Competition Groups_14 | Process Heat Recovery | 0.7708% | 0 | 16.0767 | Industrial_2032_SC A_GWh_Before Competition Groups_Process Heat Recovery
Industrial | Ind ¦ HE Lighting | 2032 | SC A | GWh | Before Competition Groups | 12.1306 | 0 | 0 | 2085.6595 | 0.0058162 | 15 | Industrial_2032_SC A_GWh_Before Competition Groups_15 | HE Lighting | 0.5816% | 0 | 12.1306 | Industrial_2032_SC A_GWh_Before Competition Groups_HE Lighting
Industrial | Ind ¦ VAV Conversion Project | 2032 | SC A | GWh | Before Competition Groups | 11.6044 | 0 | 0 | 2085.6595 | 0.0055639 | 16 | Industrial_2032_SC A_GWh_Before Competition Groups_16 | VAV Conversion Project | 0.5564% | 0 | 11.6044 | Industrial_2032_SC A_GWh_Before Competition Groups_VAV Conversion Project
Industrial | Ind ¦ Pulp and Paper Process Improvements | 2032 | SC A | GWh | Before Competition Groups | 9.8925 | 0 | 0 | 2085.6595 | 0.0047431 | 17 | Industrial_2032_SC A_GWh_Before Competition Groups_17 | Pulp and Paper Process Improvements | 0.4743% | 0 | 9.8925 | Industrial_2032_SC A_GWh_Before Competition Groups_Pulp and Paper Process Improvements
Industrial | Ind ¦ Improved Controls - Process Cooling | 2032 | SC A | GWh | Before Competition Groups | 9.6575 | 0 | 0 | 2085.6595 | 0.0046304 | 18 | Industrial_2032_SC A_GWh_Before Competition Groups_18 | Improved Controls - Process Cooling | 0.463% | 0 | 9.6575 | Industrial_2032_SC A_GWh_Before Competition Groups_Improved Controls - Process Cooling
Industrial | Ind ¦ Process Improvements | 2032 | SC A | GWh | Before Competition Groups | 7.3055 | 0 | 0 | 2085.6595 | 0.0035028 | 19 | Industrial_2032_SC A_GWh_Before Competition Groups_19 | Process Improvements | 0.3503% | 0 | 7.3055 | Industrial_2032_SC A_GWh_Before Competition Groups_Process Improvements
Industrial | Ind ¦ High Efficiency Battery Charger | 2032 | SC A | GWh | Before Competition Groups | 6.4831 | 0 | 0 | 2085.6595 | 0.0031084 | 20 | Industrial_2032_SC A_GWh_Before Competition Groups_20 | High Efficiency Battery Charger | 0.3108% | 0 | 6.4831 | Industrial_2032_SC A_GWh_Before Competition Groups_High Efficiency Battery Charger
Industrial | Ind ¦ Improved Controls - Process Heating | 2032 | SC A | GWh | Before Competition Groups | 4.8703 | 0 | 0 | 2085.6595 | 0.0023352 | 21 | Industrial_2032_SC A_GWh_Before Competition Groups_21 | Improved Controls - Process Heating | 0.2335% | 0 | 4.8703 | Industrial_2032_SC A_GWh_Before Competition Groups_Improved Controls - Process Heating
Industrial | Ind ¦ Ventilation Optimization | 2032 | SC A | GWh | Before Competition Groups | 4.3443 | 0 | 0 | 2085.6595 | 0.0020829 | 22 | Industrial_2032_SC A_GWh_Before Competition Groups_22 | Ventilation Optimization | 0.2083% | 0 | 4.3443 | Industrial_2032_SC A_GWh_Before Competition Groups_Ventilation Optimization
Industrial | Ind ¦ Refrigeration Compressor VFD | 2032 | SC A | GWh | Before Competition Groups | 4.1792 | 0 | 0 | 2085.6595 | 0.0020038 | 23 | Industrial_2032_SC A_GWh_Before Competition Groups_23 | Refrigeration Compressor VFD | 0.2004% | 0 | 4.1792 | Industrial_2032_SC A_GWh_Before Competition Groups_Refrigeration Compressor VFD
Industrial | Ind ¦ Engine Block Heater Timer | 2032 | SC A | GWh | Before Competition Groups | 2.8738 | 0 | 0 | 2085.6595 | 0.0013779 | 24 | Industrial_2032_SC A_GWh_Before Competition Groups_24 | Engine Block Heater Timer | 0.1378% | 0 | 2.8738 | Industrial_2032_SC A_GWh_Before Competition Groups_Engine Block Heater Timer
Industrial | Ind ¦ Efficient Irrigation | 2032 | SC A | GWh | Before Competition Groups | 1.9333 | 0 | 0 | 2085.6595 | 0.00092693 | 25 | Industrial_2032_SC A_GWh_Before Competition Groups_25 | Efficient Irrigation | 0.09269% | 0 | 1.9333 | Industrial_2032_SC A_GWh_Before Competition Groups_Efficient Irrigation
Industrial | Ind ¦ Air Compressor Heat Recovery | 2032 | SC A | GWh | Before Competition Groups | 1.3095 | 0 | 0 | 2085.6595 | 0.00062788 | 26 | Industrial_2032_SC A_GWh_Before Competition Groups_26 | Air Compressor Heat Recovery | 0.06279% | 0 | 1.3095 | Industrial_2032_SC A_GWh_Before Competition Groups_Air Compressor Heat Recovery
Industrial | Ind ¦ Dairy Pre-Cooler | 2032 | SC A | GWh | Before Competition Groups | 1.2862 | 0 | 0 | 2085.6595 | 0.0006167 | 27 | Industrial_2032_SC A_GWh_Before Competition Groups_27 | Dairy Pre-Cooler | 0.06167% | 0 | 1.2862 | Industrial_2032_SC A_GWh_Before Competition Groups_Dairy Pre-Cooler
Industrial | Ind ¦ Cooling Tower Optimization | 2032 | SC A | GWh | Before Competition Groups | 0.92783 | 0 | 0 | 2085.6595 | 0.00044486 | 28 | Industrial_2032_SC A_GWh_Before Competition Groups_28 | Cooling Tower Optimization | 0.04449% | 0 | 0.92783 | Industrial_2032_SC A_GWh_Before Competition Groups_Cooling Tower Optimization
Industrial | Ind ¦ Efficient Refrigeration Compressor | 2032 | SC A | GWh | Before Competition Groups | 0.68473 | 0 | 0 | 2085.6595 | 0.0003283 | 29 | Industrial_2032_SC A_GWh_Before Competition Groups_29 | Efficient Refrigeration Compressor | 0.03283% | 0 | 0.68473 | Industrial_2032_SC A_GWh_Before Competition Groups_Efficient Refrigeration Compressor
Industrial | Ind ¦ Heat Lamps/Heat Pad | 2032 | SC A | GWh | Before Competition Groups | 0.37106 | 0 | 0 | 2085.6595 | 0.00017791 | 30 | Industrial_2032_SC A_GWh_Before Competition Groups_30 | Heat Lamps/Heat Pad | 0.01779% | 0 | 0.37106 | Industrial_2032_SC A_GWh_Before Competition Groups_Heat Lamps/Heat Pad
Industrial | Ind ¦ Dairy Water Heater | 2032 | SC A | GWh | Before Competition Groups | 0.06913 | 0 | 0 | 2085.6595 | 3.3146e-05 | 31 | Industrial_2032_SC A_GWh_Before Competition Groups_31 | Dairy Water Heater | 0.003315% | 0 | 0.06913 | Industrial_2032_SC A_GWh_Before Competition Groups_Dairy Water Heater
Industrial | Ind ¦ Free Cooling | 2032 | SC A | GWh | Before Competition Groups | 0.014821 | 0 | 0 | 2085.6595 | 7.1064e-06 | 32 | Industrial_2032_SC A_GWh_Before Competition Groups_32 | Free Cooling | 0.0007106% | 0 | 0.014821 | Industrial_2032_SC A_GWh_Before Competition Groups_Free Cooling
Industrial | Ind ¦ Pump System Optimization | 2032 | SC B | GWh | Before Competition Groups | 523.8557 | 0 | 0 | 3506.423 | 0.1494 | 1 | Industrial_2032_SC B_GWh_Before Competition Groups_1 | Pump System Optimization | 14.94% | 0 | 523.8557 | Industrial_2032_SC B_GWh_Before Competition Groups_Pump System Optimization
Industrial | Ind ¦ Air Leak Survey and Repair | 2032 | SC B | GWh | Before Competition Groups | 522.047 | 0 | 0 | 3506.423 | 0.14888 | 2 | Industrial_2032_SC B_GWh_Before Competition Groups_2 | Air Leak Survey and Repair | 14.89% | 0 | 522.047 | Industrial_2032_SC B_GWh_Before Competition Groups_Air Leak Survey and Repair
Industrial | Ind ¦ Recommissioning | 2032 | SC B | GWh | Before Competition Groups | 369.532 | 0 | 0 | 3506.423 | 0.10539 | 3 | Industrial_2032_SC B_GWh_Before Competition Groups_3 | Recommissioning | 10.54% | 0 | 369.532 | Industrial_2032_SC B_GWh_Before Competition Groups_Recommissioning
Industrial | Ind ¦ SEM | 2032 | SC B | GWh | Before Competition Groups | 369.532 | 0 | 0 | 3506.423 | 0.10539 | 4 | Industrial_2032_SC B_GWh_Before Competition Groups_4 | SEM | 10.54% | 0 | 369.532 | Industrial_2032_SC B_GWh_Before Competition Groups_SEM
Industrial | Ind ¦ Air Compressor Optimization | 2032 | SC B | GWh | Before Competition Groups | 360.2276 | 0 | 0 | 3506.423 | 0.10273 | 5 | Industrial_2032_SC B_GWh_Before Competition Groups_5 | Air Compressor Optimization | 10.27% | 0 | 360.2276 | Industrial_2032_SC B_GWh_Before Competition Groups_Air Compressor Optimization
Industrial | Ind ¦ Efficient Compressed Air Nozzles | 2032 | SC B | GWh | Before Competition Groups | 301.5618 | 0 | 0 | 3506.423 | 0.086003 | 6 | Industrial_2032_SC B_GWh_Before Competition Groups_6 | Efficient Compressed Air Nozzles | 8.6% | 0 | 301.5618 | Industrial_2032_SC B_GWh_Before Competition Groups_Efficient Compressed Air Nozzles
Industrial | Ind ¦ Pump Equipment Upgrade | 2032 | SC B | GWh | Before Competition Groups | 235.0442 | 0 | 0 | 3506.423 | 0.067032 | 7 | Industrial_2032_SC B_GWh_Before Competition Groups_7 | Pump Equipment Upgrade | 6.703% | 0 | 235.0442 | Industrial_2032_SC B_GWh_Before Competition Groups_Pump Equipment Upgrade
Industrial | Ind ¦ High Efficiency HVAC Fans | 2032 | SC B | GWh | Before Competition Groups | 186.0829 | 0 | 0 | 3506.423 | 0.053069 | 8 | Industrial_2032_SC B_GWh_Before Competition Groups_8 | High Efficiency HVAC Fans | 5.307% | 0 | 186.0829 | Industrial_2032_SC B_GWh_Before Competition Groups_High Efficiency HVAC Fans
Industrial | Ind ¦ HE Lighting | 2032 | SC B | GWh | Before Competition Groups | 125.9051 | 0 | 0 | 3506.423 | 0.035907 | 9 | Industrial_2032_SC B_GWh_Before Competition Groups_9 | HE Lighting | 3.591% | 0 | 125.9051 | Industrial_2032_SC B_GWh_Before Competition Groups_HE Lighting
Industrial | Ind ¦ Greenhouse Grow Lights | 2032 | SC B | GWh | Before Competition Groups | 115.1221 | 0 | 0 | 3506.423 | 0.032832 | 10 | Industrial_2032_SC B_GWh_Before Competition Groups_10 | Greenhouse Grow Lights | 3.283% | 0 | 115.1221 | Industrial_2032_SC B_GWh_Before Competition Groups_Greenhouse Grow Lights
Industrial | Ind ¦ Material Handling Improvements | 2032 | SC B | GWh | Before Competition Groups | 55.2547 | 0 | 0 | 3506.423 | 0.015758 | 11 | Industrial_2032_SC B_GWh_Before Competition Groups_11 | Material Handling Improvements | 1.576% | 0 | 55.2547 | Industrial_2032_SC B_GWh_Before Competition Groups_Material Handling Improvements
Industrial | Ind ¦ Fan System Optimization | 2032 | SC B | GWh | Before Competition Groups | 53.7265 | 0 | 0 | 3506.423 | 0.015322 | 12 | Industrial_2032_SC B_GWh_Before Competition Groups_12 | Fan System Optimization | 1.532% | 0 | 53.7265 | Industrial_2032_SC B_GWh_Before Competition Groups_Fan System Optimization
Industrial | Ind ¦ Pulp and Paper Process Improvements | 2032 | SC B | GWh | Before Competition Groups | 53.0913 | 0 | 0 | 3506.423 | 0.015141 | 13 | Industrial_2032_SC B_GWh_Before Competition Groups_13 | Pulp and Paper Process Improvements | 1.514% | 0 | 53.0913 | Industrial_2032_SC B_GWh_Before Competition Groups_Pulp and Paper Process Improvements
Industrial | Ind ¦ Refiner Plate Improvements | 2032 | SC B | GWh | Before Competition Groups | 35.2582 | 0 | 0 | 3506.423 | 0.010055 | 14 | Industrial_2032_SC B_GWh_Before Competition Groups_14 | Refiner Plate Improvements | 1.006% | 0 | 35.2582 | Industrial_2032_SC B_GWh_Before Competition Groups_Refiner Plate Improvements
Industrial | Ind ¦ Process Optimization (Elec) | 2032 | SC B | GWh | Before Competition Groups | 34.7666 | 0 | 0 | 3506.423 | 0.0099151 | 15 | Industrial_2032_SC B_GWh_Before Competition Groups_15 | Process Optimization (Elec) | 0.9915% | 0 | 34.7666 | Industrial_2032_SC B_GWh_Before Competition Groups_Process Optimization (Elec)
Industrial | Ind ¦ Process Heat Recovery | 2032 | SC B | GWh | Before Competition Groups | 31.5651 | 0 | 0 | 3506.423 | 0.0090021 | 16 | Industrial_2032_SC B_GWh_Before Competition Groups_16 | Process Heat Recovery | 0.9002% | 0 | 31.5651 | Industrial_2032_SC B_GWh_Before Competition Groups_Process Heat Recovery
Industrial | Ind ¦ VAV Conversion Project | 2032 | SC B | GWh | Before Competition Groups | 23.0085 | 0 | 0 | 3506.423 | 0.0065618 | 17 | Industrial_2032_SC B_GWh_Before Competition Groups_17 | VAV Conversion Project | 0.6562% | 0 | 23.0085 | Industrial_2032_SC B_GWh_Before Competition Groups_VAV Conversion Project
Industrial | Ind ¦ Improved Controls - Process Cooling | 2032 | SC B | GWh | Before Competition Groups | 18.6673 | 0 | 0 | 3506.423 | 0.0053237 | 18 | Industrial_2032_SC B_GWh_Before Competition Groups_18 | Improved Controls - Process Cooling | 0.5324% | 0 | 18.6673 | Industrial_2032_SC B_GWh_Before Competition Groups_Improved Controls - Process Cooling
Industrial | Ind ¦ High Efficiency Battery Charger | 2032 | SC B | GWh | Before Competition Groups | 16.4845 | 0 | 0 | 3506.423 | 0.0047012 | 19 | Industrial_2032_SC B_GWh_Before Competition Groups_19 | High Efficiency Battery Charger | 0.4701% | 0 | 16.4845 | Industrial_2032_SC B_GWh_Before Competition Groups_High Efficiency Battery Charger
Industrial | Ind ¦ Process Improvements | 2032 | SC B | GWh | Before Competition Groups | 14.789 | 0 | 0 | 3506.423 | 0.0042177 | 20 | Industrial_2032_SC B_GWh_Before Competition Groups_20 | Process Improvements | 0.4218% | 0 | 14.789 | Industrial_2032_SC B_GWh_Before Competition Groups_Process Improvements
Industrial | Ind ¦ Ventilation Optimization | 2032 | SC B | GWh | Before Competition Groups | 9.9427 | 0 | 0 | 3506.423 | 0.0028356 | 21 | Industrial_2032_SC B_GWh_Before Competition Groups_21 | Ventilation Optimization | 0.2836% | 0 | 9.9427 | Industrial_2032_SC B_GWh_Before Competition Groups_Ventilation Optimization
Industrial | Ind ¦ Refrigeration Compressor VFD | 2032 | SC B | GWh | Before Competition Groups | 9.7191 | 0 | 0 | 3506.423 | 0.0027718 | 22 | Industrial_2032_SC B_GWh_Before Competition Groups_22 | Refrigeration Compressor VFD | 0.2772% | 0 | 9.7191 | Industrial_2032_SC B_GWh_Before Competition Groups_Refrigeration Compressor VFD
Industrial | Ind ¦ Improved Controls - Process Heating | 2032 | SC B | GWh | Before Competition Groups | 9.2201 | 0 | 0 | 3506.423 | 0.0026295 | 23 | Industrial_2032_SC B_GWh_Before Competition Groups_23 | Improved Controls - Process Heating | 0.2629% | 0 | 9.2201 | Industrial_2032_SC B_GWh_Before Competition Groups_Improved Controls - Process Heating
Industrial | Ind ¦ Efficient Irrigation | 2032 | SC B | GWh | Before Competition Groups | 7.9805 | 0 | 0 | 3506.423 | 0.002276 | 24 | Industrial_2032_SC B_GWh_Before Competition Groups_24 | Efficient Irrigation | 0.2276% | 0 | 7.9805 | Industrial_2032_SC B_GWh_Before Competition Groups_Efficient Irrigation
Industrial | Ind ¦ Cooling Tower Optimization | 2032 | SC B | GWh | Before Competition Groups | 7.6554 | 0 | 0 | 3506.423 | 0.0021833 | 25 | Industrial_2032_SC B_GWh_Before Competition Groups_25 | Cooling Tower Optimization | 0.2183% | 0 | 7.6554 | Industrial_2032_SC B_GWh_Before Competition Groups_Cooling Tower Optimization
Industrial | Ind ¦ Engine Block Heater Timer | 2032 | SC B | GWh | Before Competition Groups | 5.6042 | 0 | 0 | 3506.423 | 0.0015983 | 26 | Industrial_2032_SC B_GWh_Before Competition Groups_26 | Engine Block Heater Timer | 0.1598% | 0 | 5.6042 | Industrial_2032_SC B_GWh_Before Competition Groups_Engine Block Heater Timer
Industrial | Ind ¦ Free Cooling | 2032 | SC B | GWh | Before Competition Groups | 4.9454 | 0 | 0 | 3506.423 | 0.0014104 | 27 | Industrial_2032_SC B_GWh_Before Competition Groups_27 | Free Cooling | 0.141% | 0 | 4.9454 | Industrial_2032_SC B_GWh_Before Competition Groups_Free Cooling
Industrial | Ind ¦ Air Compressor Heat Recovery | 2032 | SC B | GWh | Before Competition Groups | 2.5198 | 0 | 0 | 3506.423 | 0.00071861 | 28 | Industrial_2032_SC B_GWh_Before Competition Groups_28 | Air Compressor Heat Recovery | 0.07186% | 0 | 2.5198 | Industrial_2032_SC B_GWh_Before Competition Groups_Air Compressor Heat Recovery
Industrial | Ind ¦ Dairy Pre-Cooler | 2032 | SC B | GWh | Before Competition Groups | 1.8067 | 0 | 0 | 3506.423 | 0.00051525 | 29 | Industrial_2032_SC B_GWh_Before Competition Groups_29 | Dairy Pre-Cooler | 0.05153% | 0 | 1.8067 | Industrial_2032_SC B_GWh_Before Competition Groups_Dairy Pre-Cooler
Industrial | Ind ¦ Efficient Refrigeration Compressor | 2032 | SC B | GWh | Before Competition Groups | 0.90082 | 0 | 0 | 3506.423 | 0.00025691 | 30 | Industrial_2032_SC B_GWh_Before Competition Groups_30 | Efficient Refrigeration Compressor | 0.02569% | 0 | 0.90082 | Industrial_2032_SC B_GWh_Before Competition Groups_Efficient Refrigeration Compressor
Industrial | Ind ¦ Heat Lamps/Heat Pad | 2032 | SC B | GWh | Before Competition Groups | 0.50295 | 0 | 0 | 3506.423 | 0.00014344 | 31 | Industrial_2032_SC B_GWh_Before Competition Groups_31 | Heat Lamps/Heat Pad | 0.01434% | 0 | 0.50295 | Industrial_2032_SC B_GWh_Before Competition Groups_Heat Lamps/Heat Pad
Industrial | Ind ¦ Dairy Water Heater | 2032 | SC B | GWh | Before Competition Groups | 0.1033 | 0 | 0 | 3506.423 | 2.946e-05 | 32 | Industrial_2032_SC B_GWh_Before Competition Groups_32 | Dairy Water Heater | 0.002946% | 0 | 0.1033 | Industrial_2032_SC B_GWh_Before Competition Groups_Dairy Water Heater
Industrial | Ind ¦ Pump System Optimization | 2032 | SC C | GWh | Before Competition Groups | 523.8557 | 0 | 0 | 2450.4489 | 0.21378 | 1 | Industrial_2032_SC C_GWh_Before Competition Groups_1 | Pump System Optimization | 21.38% | 0 | 523.8557 | Industrial_2032_SC C_GWh_Before Competition Groups_Pump System Optimization
Industrial | Ind ¦ Air Compressor Optimization | 2032 | SC C | GWh | Before Competition Groups | 360.2276 | 0 | 0 | 2450.4489 | 0.147 | 2 | Industrial_2032_SC C_GWh_Before Competition Groups_2 | Air Compressor Optimization | 14.7% | 0 | 360.2276 | Industrial_2032_SC C_GWh_Before Competition Groups_Air Compressor Optimization
Industrial | Ind ¦ Air Leak Survey and Repair | 2032 | SC C | GWh | Before Competition Groups | 270.3918 | 0 | 0 | 2450.4489 | 0.11034 | 3 | Industrial_2032_SC C_GWh_Before Competition Groups_3 | Air Leak Survey and Repair | 11.03% | 0 | 270.3918 | Industrial_2032_SC C_GWh_Before Competition Groups_Air Leak Survey and Repair
Industrial | Ind ¦ Pump Equipment Upgrade | 2032 | SC C | GWh | Before Competition Groups | 235.0442 | 0 | 0 | 2450.4489 | 0.095919 | 4 | Industrial_2032_SC C_GWh_Before Competition Groups_4 | Pump Equipment Upgrade | 9.592% | 0 | 235.0442 | Industrial_2032_SC C_GWh_Before Competition Groups_Pump Equipment Upgrade
Industrial | Ind ¦ Recommissioning | 2032 | SC C | GWh | Before Competition Groups | 191.4697 | 0 | 0 | 2450.4489 | 0.078137 | 5 | Industrial_2032_SC C_GWh_Before Competition Groups_5 | Recommissioning | 7.814% | 0 | 191.4697 | Industrial_2032_SC C_GWh_Before Competition Groups_Recommissioning
Industrial | Ind ¦ SEM | 2032 | SC C | GWh | Before Competition Groups | 191.4697 | 0 | 0 | 2450.4489 | 0.078137 | 6 | Industrial_2032_SC C_GWh_Before Competition Groups_6 | SEM | 7.814% | 0 | 191.4697 | Industrial_2032_SC C_GWh_Before Competition Groups_SEM
Industrial | Ind ¦ Efficient Compressed Air Nozzles | 2032 | SC C | GWh | Before Competition Groups | 154.0336 | 0 | 0 | 2450.4489 | 0.062859 | 7 | Industrial_2032_SC C_GWh_Before Competition Groups_7 | Efficient Compressed Air Nozzles | 6.286% | 0 | 154.0336 | Industrial_2032_SC C_GWh_Before Competition Groups_Efficient Compressed Air Nozzles
Industrial | Ind ¦ High Efficiency HVAC Fans | 2032 | SC C | GWh | Before Competition Groups | 118.6166 | 0 | 0 | 2450.4489 | 0.048406 | 8 | Industrial_2032_SC C_GWh_Before Competition Groups_8 | High Efficiency HVAC Fans | 4.841% | 0 | 118.6166 | Industrial_2032_SC C_GWh_Before Competition Groups_High Efficiency HVAC Fans
Industrial | Ind ¦ Greenhouse Grow Lights | 2032 | SC C | GWh | Before Competition Groups | 75.7642 | 0 | 0 | 2450.4489 | 0.030918 | 9 | Industrial_2032_SC C_GWh_Before Competition Groups_9 | Greenhouse Grow Lights | 3.092% | 0 | 75.7642 | Industrial_2032_SC C_GWh_Before Competition Groups_Greenhouse Grow Lights
Industrial | Ind ¦ HE Lighting | 2032 | SC C | GWh | Before Competition Groups | 61.0894 | 0 | 0 | 2450.4489 | 0.02493 | 10 | Industrial_2032_SC C_GWh_Before Competition Groups_10 | HE Lighting | 2.493% | 0 | 61.0894 | Industrial_2032_SC C_GWh_Before Competition Groups_HE Lighting
Industrial | Ind ¦ Fan System Optimization | 2032 | SC C | GWh | Before Competition Groups | 53.7265 | 0 | 0 | 2450.4489 | 0.021925 | 11 | Industrial_2032_SC C_GWh_Before Competition Groups_11 | Fan System Optimization | 2.193% | 0 | 53.7265 | Industrial_2032_SC C_GWh_Before Competition Groups_Fan System Optimization
Industrial | Ind ¦ Material Handling Improvements | 2032 | SC C | GWh | Before Competition Groups | 38.2856 | 0 | 0 | 2450.4489 | 0.015624 | 12 | Industrial_2032_SC C_GWh_Before Competition Groups_12 | Material Handling Improvements | 1.562% | 0 | 38.2856 | Industrial_2032_SC C_GWh_Before Competition Groups_Material Handling Improvements
Industrial | Ind ¦ Process Optimization (Elec) | 2032 | SC C | GWh | Before Competition Groups | 34.7666 | 0 | 0 | 2450.4489 | 0.014188 | 13 | Industrial_2032_SC C_GWh_Before Competition Groups_13 | Process Optimization (Elec) | 1.419% | 0 | 34.7666 | Industrial_2032_SC C_GWh_Before Competition Groups_Process Optimization (Elec)
Industrial | Ind ¦ Pulp and Paper Process Improvements | 2032 | SC C | GWh | Before Competition Groups | 26.6084 | 0 | 0 | 2450.4489 | 0.010859 | 14 | Industrial_2032_SC C_GWh_Before Competition Groups_14 | Pulp and Paper Process Improvements | 1.086% | 0 | 26.6084 | Industrial_2032_SC C_GWh_Before Competition Groups_Pulp and Paper Process Improvements
Industrial | Ind ¦ Refiner Plate Improvements | 2032 | SC C | GWh | Before Competition Groups | 17.5312 | 0 | 0 | 2450.4489 | 0.0071543 | 15 | Industrial_2032_SC C_GWh_Before Competition Groups_15 | Refiner Plate Improvements | 0.7154% | 0 | 17.5312 | Industrial_2032_SC C_GWh_Before Competition Groups_Refiner Plate Improvements
Industrial | Ind ¦ Process Heat Recovery | 2032 | SC C | GWh | Before Competition Groups | 16.0767 | 0 | 0 | 2450.4489 | 0.0065607 | 16 | Industrial_2032_SC C_GWh_Before Competition Groups_16 | Process Heat Recovery | 0.6561% | 0 | 16.0767 | Industrial_2032_SC C_GWh_Before Competition Groups_Process Heat Recovery
Industrial | Ind ¦ VAV Conversion Project | 2032 | SC C | GWh | Before Competition Groups | 11.8721 | 0 | 0 | 2450.4489 | 0.0048449 | 17 | Industrial_2032_SC C_GWh_Before Competition Groups_17 | VAV Conversion Project | 0.4845% | 0 | 11.8721 | Industrial_2032_SC C_GWh_Before Competition Groups_VAV Conversion Project
Industrial | Ind ¦ High Efficiency Battery Charger | 2032 | SC C | GWh | Before Competition Groups | 10.1244 | 0 | 0 | 2450.4489 | 0.0041316 | 18 | Industrial_2032_SC C_GWh_Before Competition Groups_18 | High Efficiency Battery Charger | 0.4132% | 0 | 10.1244 | Industrial_2032_SC C_GWh_Before Competition Groups_High Efficiency Battery Charger
Industrial | Ind ¦ Ventilation Optimization | 2032 | SC C | GWh | Before Competition Groups | 9.9427 | 0 | 0 | 2450.4489 | 0.0040575 | 19 | Industrial_2032_SC C_GWh_Before Competition Groups_19 | Ventilation Optimization | 0.4057% | 0 | 9.9427 | Industrial_2032_SC C_GWh_Before Competition Groups_Ventilation Optimization
Industrial | Ind ¦ Improved Controls - Process Cooling | 2032 | SC C | GWh | Before Competition Groups | 9.6746 | 0 | 0 | 2450.4489 | 0.0039481 | 20 | Industrial_2032_SC C_GWh_Before Competition Groups_20 | Improved Controls - Process Cooling | 0.3948% | 0 | 9.6746 | Industrial_2032_SC C_GWh_Before Competition Groups_Improved Controls - Process Cooling
Industrial | Ind ¦ Process Improvements | 2032 | SC C | GWh | Before Competition Groups | 7.6584 | 0 | 0 | 2450.4489 | 0.0031253 | 21 | Industrial_2032_SC C_GWh_Before Competition Groups_21 | Process Improvements | 0.3125% | 0 | 7.6584 | Industrial_2032_SC C_GWh_Before Competition Groups_Process Improvements
Industrial | Ind ¦ Cooling Tower Optimization | 2032 | SC C | GWh | Before Competition Groups | 7.6554 | 0 | 0 | 2450.4489 | 0.0031241 | 22 | Industrial_2032_SC C_GWh_Before Competition Groups_22 | Cooling Tower Optimization | 0.3124% | 0 | 7.6554 | Industrial_2032_SC C_GWh_Before Competition Groups_Cooling Tower Optimization
Industrial | Ind ¦ Refrigeration Compressor VFD | 2032 | SC C | GWh | Before Competition Groups | 6.6457 | 0 | 0 | 2450.4489 | 0.002712 | 23 | Industrial_2032_SC C_GWh_Before Competition Groups_23 | Refrigeration Compressor VFD | 0.2712% | 0 | 6.6457 | Industrial_2032_SC C_GWh_Before Competition Groups_Refrigeration Compressor VFD
Industrial | Ind ¦ Improved Controls - Process Heating | 2032 | SC C | GWh | Before Competition Groups | 4.8789 | 0 | 0 | 2450.4489 | 0.001991 | 24 | Industrial_2032_SC C_GWh_Before Competition Groups_24 | Improved Controls - Process Heating | 0.1991% | 0 | 4.8789 | Industrial_2032_SC C_GWh_Before Competition Groups_Improved Controls - Process Heating
Industrial | Ind ¦ Efficient Irrigation | 2032 | SC C | GWh | Before Competition Groups | 3.4539 | 0 | 0 | 2450.4489 | 0.0014095 | 25 | Industrial_2032_SC C_GWh_Before Competition Groups_25 | Efficient Irrigation | 0.1409% | 0 | 3.4539 | Industrial_2032_SC C_GWh_Before Competition Groups_Efficient Irrigation
Industrial | Ind ¦ Engine Block Heater Timer | 2032 | SC C | GWh | Before Competition Groups | 2.8798 | 0 | 0 | 2450.4489 | 0.0011752 | 26 | Industrial_2032_SC C_GWh_Before Competition Groups_26 | Engine Block Heater Timer | 0.1175% | 0 | 2.8798 | Industrial_2032_SC C_GWh_Before Competition Groups_Engine Block Heater Timer
Industrial | Ind ¦ Free Cooling | 2032 | SC C | GWh | Before Competition Groups | 2.6692 | 0 | 0 | 2450.4489 | 0.0010893 | 27 | Industrial_2032_SC C_GWh_Before Competition Groups_27 | Free Cooling | 0.1089% | 0 | 2.6692 | Industrial_2032_SC C_GWh_Before Competition Groups_Free Cooling
Industrial | Ind ¦ Dairy Pre-Cooler | 2032 | SC C | GWh | Before Competition Groups | 1.515 | 0 | 0 | 2450.4489 | 0.00061825 | 28 | Industrial_2032_SC C_GWh_Before Competition Groups_28 | Dairy Pre-Cooler | 0.06183% | 0 | 1.515 | Industrial_2032_SC C_GWh_Before Competition Groups_Dairy Pre-Cooler
Industrial | Ind ¦ Air Compressor Heat Recovery | 2032 | SC C | GWh | Before Competition Groups | 1.3095 | 0 | 0 | 2450.4489 | 0.00053441 | 29 | Industrial_2032_SC C_GWh_Before Competition Groups_29 | Air Compressor Heat Recovery | 0.05344% | 0 | 1.3095 | Industrial_2032_SC C_GWh_Before Competition Groups_Air Compressor Heat Recovery
Industrial | Ind ¦ Efficient Refrigeration Compressor | 2032 | SC C | GWh | Before Competition Groups | 0.68473 | 0 | 0 | 2450.4489 | 0.00027943 | 30 | Industrial_2032_SC C_GWh_Before Competition Groups_30 | Efficient Refrigeration Compressor | 0.02794% | 0 | 0.68473 | Industrial_2032_SC C_GWh_Before Competition Groups_Efficient Refrigeration Compressor
Industrial | Ind ¦ Heat Lamps/Heat Pad | 2032 | SC C | GWh | Before Competition Groups | 0.43147 | 0 | 0 | 2450.4489 | 0.00017608 | 31 | Industrial_2032_SC C_GWh_Before Competition Groups_31 | Heat Lamps/Heat Pad | 0.01761% | 0 | 0.43147 | Industrial_2032_SC C_GWh_Before Competition Groups_Heat Lamps/Heat Pad
Industrial | Ind ¦ Dairy Water Heater | 2032 | SC C | GWh | Before Competition Groups | 0.095455 | 0 | 0 | 2450.4489 | 3.8954e-05 | 32 | Industrial_2032_SC C_GWh_Before Competition Groups_32 | Dairy Water Heater | 0.003895% | 0 | 0.095455 | Industrial_2032_SC C_GWh_Before Competition Groups_Dairy Water Heater
Industrial | Ind ¦ Air Compressor Optimization | 2032 | SC D | GWh | Before Competition Groups | 360.2276 | 0 | 0 | 1973.4126 | 0.18254 | 1 | Industrial_2032_SC D_GWh_Before Competition Groups_1 | Air Compressor Optimization | 18.25% | 0 | 360.2276 | Industrial_2032_SC D_GWh_Before Competition Groups_Air Compressor Optimization
Industrial | Ind ¦ Pump System Optimization | 2032 | SC D | GWh | Before Competition Groups | 302.6523 | 0 | 0 | 1973.4126 | 0.15336 | 2 | Industrial_2032_SC D_GWh_Before Competition Groups_2 | Pump System Optimization | 15.34% | 0 | 302.6523 | Industrial_2032_SC D_GWh_Before Competition Groups_Pump System Optimization
Industrial | Ind ¦ Air Leak Survey and Repair | 2032 | SC D | GWh | Before Competition Groups | 269.8979 | 0 | 0 | 1973.4126 | 0.13677 | 3 | Industrial_2032_SC D_GWh_Before Competition Groups_3 | Air Leak Survey and Repair | 13.68% | 0 | 269.8979 | Industrial_2032_SC D_GWh_Before Competition Groups_Air Leak Survey and Repair
Industrial | Ind ¦ SEM | 2032 | SC D | GWh | Before Competition Groups | 191.4697 | 0 | 0 | 1973.4126 | 0.097025 | 4 | Industrial_2032_SC D_GWh_Before Competition Groups_4 | SEM | 9.702% | 0 | 191.4697 | Industrial_2032_SC D_GWh_Before Competition Groups_SEM
Industrial | Ind ¦ Recommissioning | 2032 | SC D | GWh | Before Competition Groups | 184.7756 | 0 | 0 | 1973.4126 | 0.093632 | 5 | Industrial_2032_SC D_GWh_Before Competition Groups_5 | Recommissioning | 9.363% | 0 | 184.7756 | Industrial_2032_SC D_GWh_Before Competition Groups_Recommissioning
Industrial | Ind ¦ Efficient Compressed Air Nozzles | 2032 | SC D | GWh | Before Competition Groups | 154.0336 | 0 | 0 | 1973.4126 | 0.078054 | 6 | Industrial_2032_SC D_GWh_Before Competition Groups_6 | Efficient Compressed Air Nozzles | 7.805% | 0 | 154.0336 | Industrial_2032_SC D_GWh_Before Competition Groups_Efficient Compressed Air Nozzles
Industrial | Ind ¦ Pump Equipment Upgrade | 2032 | SC D | GWh | Before Competition Groups | 131.7133 | 0 | 0 | 1973.4126 | 0.066744 | 7 | Industrial_2032_SC D_GWh_Before Competition Groups_7 | Pump Equipment Upgrade | 6.674% | 0 | 131.7133 | Industrial_2032_SC D_GWh_Before Competition Groups_Pump Equipment Upgrade
Industrial | Ind ¦ High Efficiency HVAC Fans | 2032 | SC D | GWh | Before Competition Groups | 112.3177 | 0 | 0 | 1973.4126 | 0.056915 | 8 | Industrial_2032_SC D_GWh_Before Competition Groups_8 | High Efficiency HVAC Fans | 5.692% | 0 | 112.3177 | Industrial_2032_SC D_GWh_Before Competition Groups_High Efficiency HVAC Fans
Industrial | Ind ¦ Fan System Optimization | 2032 | SC D | GWh | Before Competition Groups | 53.7265 | 0 | 0 | 1973.4126 | 0.027225 | 9 | Industrial_2032_SC D_GWh_Before Competition Groups_9 | Fan System Optimization | 2.723% | 0 | 53.7265 | Industrial_2032_SC D_GWh_Before Competition Groups_Fan System Optimization
Industrial | Ind ¦ Greenhouse Grow Lights | 2032 | SC D | GWh | Before Competition Groups | 40.599 | 0 | 0 | 1973.4126 | 0.020573 | 10 | Industrial_2032_SC D_GWh_Before Competition Groups_10 | Greenhouse Grow Lights | 2.057% | 0 | 40.599 | Industrial_2032_SC D_GWh_Before Competition Groups_Greenhouse Grow Lights
Industrial | Ind ¦ Material Handling Improvements | 2032 | SC D | GWh | Before Competition Groups | 38.2856 | 0 | 0 | 1973.4126 | 0.019401 | 11 | Industrial_2032_SC D_GWh_Before Competition Groups_11 | Material Handling Improvements | 1.94% | 0 | 38.2856 | Industrial_2032_SC D_GWh_Before Competition Groups_Material Handling Improvements
Industrial | Ind ¦ Process Optimization (Elec) | 2032 | SC D | GWh | Before Competition Groups | 34.7666 | 0 | 0 | 1973.4126 | 0.017618 | 12 | Industrial_2032_SC D_GWh_Before Competition Groups_12 | Process Optimization (Elec) | 1.762% | 0 | 34.7666 | Industrial_2032_SC D_GWh_Before Competition Groups_Process Optimization (Elec)
Industrial | Ind ¦ Refiner Plate Improvements | 2032 | SC D | GWh | Before Competition Groups | 17.5312 | 0 | 0 | 1973.4126 | 0.0088837 | 13 | Industrial_2032_SC D_GWh_Before Competition Groups_13 | Refiner Plate Improvements | 0.8884% | 0 | 17.5312 | Industrial_2032_SC D_GWh_Before Competition Groups_Refiner Plate Improvements
Industrial | Ind ¦ Process Heat Recovery | 2032 | SC D | GWh | Before Competition Groups | 12.0326 | 0 | 0 | 1973.4126 | 0.0060973 | 14 | Industrial_2032_SC D_GWh_Before Competition Groups_14 | Process Heat Recovery | 0.6097% | 0 | 12.0326 | Industrial_2032_SC D_GWh_Before Competition Groups_Process Heat Recovery
Industrial | Ind ¦ Improved Controls - Process Cooling | 2032 | SC D | GWh | Before Competition Groups | 9.6746 | 0 | 0 | 1973.4126 | 0.0049025 | 15 | Industrial_2032_SC D_GWh_Before Competition Groups_15 | Improved Controls - Process Cooling | 0.4902% | 0 | 9.6746 | Industrial_2032_SC D_GWh_Before Competition Groups_Improved Controls - Process Cooling
Industrial | Ind ¦ Ventilation Optimization | 2032 | SC D | GWh | Before Competition Groups | 8.7847 | 0 | 0 | 1973.4126 | 0.0044515 | 16 | Industrial_2032_SC D_GWh_Before Competition Groups_16 | Ventilation Optimization | 0.4452% | 0 | 8.7847 | Industrial_2032_SC D_GWh_Before Competition Groups_Ventilation Optimization
Industrial | Ind ¦ VAV Conversion Project | 2032 | SC D | GWh | Before Competition Groups | 7.9778 | 0 | 0 | 1973.4126 | 0.0040427 | 17 | Industrial_2032_SC D_GWh_Before Competition Groups_17 | VAV Conversion Project | 0.4043% | 0 | 7.9778 | Industrial_2032_SC D_GWh_Before Competition Groups_VAV Conversion Project
Industrial | Ind ¦ Cooling Tower Optimization | 2032 | SC D | GWh | Before Competition Groups | 7.2657 | 0 | 0 | 1973.4126 | 0.0036818 | 18 | Industrial_2032_SC D_GWh_Before Competition Groups_18 | Cooling Tower Optimization | 0.3682% | 0 | 7.2657 | Industrial_2032_SC D_GWh_Before Competition Groups_Cooling Tower Optimization
Industrial | Ind ¦ HE Lighting | 2032 | SC D | GWh | Before Competition Groups | 6.8705 | 0 | 0 | 1973.4126 | 0.0034815 | 19 | Industrial_2032_SC D_GWh_Before Competition Groups_19 | HE Lighting | 0.3482% | 0 | 6.8705 | Industrial_2032_SC D_GWh_Before Competition Groups_HE Lighting
Industrial | Ind ¦ Process Improvements | 2032 | SC D | GWh | Before Competition Groups | 6.6824 | 0 | 0 | 1973.4126 | 0.0033862 | 20 | Industrial_2032_SC D_GWh_Before Competition Groups_20 | Process Improvements | 0.3386% | 0 | 6.6824 | Industrial_2032_SC D_GWh_Before Competition Groups_Process Improvements
Industrial | Ind ¦ High Efficiency Battery Charger | 2032 | SC D | GWh | Before Competition Groups | 4.5545 | 0 | 0 | 1973.4126 | 0.0023079 | 21 | Industrial_2032_SC D_GWh_Before Competition Groups_21 | High Efficiency Battery Charger | 0.2308% | 0 | 4.5545 | Industrial_2032_SC D_GWh_Before Competition Groups_High Efficiency Battery Charger
Industrial | Ind ¦ Improved Controls - Process Heating | 2032 | SC D | GWh | Before Competition Groups | 4.3481 | 0 | 0 | 1973.4126 | 0.0022033 | 22 | Industrial_2032_SC D_GWh_Before Competition Groups_22 | Improved Controls - Process Heating | 0.2203% | 0 | 4.3481 | Industrial_2032_SC D_GWh_Before Competition Groups_Improved Controls - Process Heating
Industrial | Ind ¦ Refrigeration Compressor VFD | 2032 | SC D | GWh | Before Competition Groups | 3.2119 | 0 | 0 | 1973.4126 | 0.0016276 | 23 | Industrial_2032_SC D_GWh_Before Competition Groups_23 | Refrigeration Compressor VFD | 0.1628% | 0 | 3.2119 | Industrial_2032_SC D_GWh_Before Competition Groups_Refrigeration Compressor VFD
Industrial | Ind ¦ Pulp and Paper Process Improvements | 2032 | SC D | GWh | Before Competition Groups | 2.7319 | 0 | 0 | 1973.4126 | 0.0013843 | 24 | Industrial_2032_SC D_GWh_Before Competition Groups_24 | Pulp and Paper Process Improvements | 0.1384% | 0 | 2.7319 | Industrial_2032_SC D_GWh_Before Competition Groups_Pulp and Paper Process Improvements
Industrial | Ind ¦ Engine Block Heater Timer | 2032 | SC D | GWh | Before Competition Groups | 2.7258 | 0 | 0 | 1973.4126 | 0.0013813 | 25 | Industrial_2032_SC D_GWh_Before Competition Groups_25 | Engine Block Heater Timer | 0.1381% | 0 | 2.7258 | Industrial_2032_SC D_GWh_Before Competition Groups_Engine Block Heater Timer
Industrial | Ind ¦ Efficient Irrigation | 2032 | SC D | GWh | Before Competition Groups | 1.3478 | 0 | 0 | 1973.4126 | 0.00068299 | 26 | Industrial_2032_SC D_GWh_Before Competition Groups_26 | Efficient Irrigation | 0.0683% | 0 | 1.3478 | Industrial_2032_SC D_GWh_Before Competition Groups_Efficient Irrigation
Industrial | Ind ¦ Air Compressor Heat Recovery | 2032 | SC D | GWh | Before Competition Groups | 1.1863 | 0 | 0 | 1973.4126 | 0.00060113 | 27 | Industrial_2032_SC D_GWh_Before Competition Groups_27 | Air Compressor Heat Recovery | 0.06011% | 0 | 1.1863 | Industrial_2032_SC D_GWh_Before Competition Groups_Air Compressor Heat Recovery
Industrial | Ind ¦ Dairy Pre-Cooler | 2032 | SC D | GWh | Before Competition Groups | 0.7886 | 0 | 0 | 1973.4126 | 0.00039961 | 28 | Industrial_2032_SC D_GWh_Before Competition Groups_28 | Dairy Pre-Cooler | 0.03996% | 0 | 0.7886 | Industrial_2032_SC D_GWh_Before Competition Groups_Dairy Pre-Cooler
Industrial | Ind ¦ Efficient Refrigeration Compressor | 2032 | SC D | GWh | Before Competition Groups | 0.67656 | 0 | 0 | 1973.4126 | 0.00034284 | 29 | Industrial_2032_SC D_GWh_Before Competition Groups_29 | Efficient Refrigeration Compressor | 0.03428% | 0 | 0.67656 | Industrial_2032_SC D_GWh_Before Competition Groups_Efficient Refrigeration Compressor
Industrial | Ind ¦ Free Cooling | 2032 | SC D | GWh | Before Competition Groups | 0.30045 | 0 | 0 | 1973.4126 | 0.00015225 | 30 | Industrial_2032_SC D_GWh_Before Competition Groups_30 | Free Cooling | 0.01523% | 0 | 0.30045 | Industrial_2032_SC D_GWh_Before Competition Groups_Free Cooling
Industrial | Ind ¦ Heat Lamps/Heat Pad | 2032 | SC D | GWh | Before Competition Groups | 0.25586 | 0 | 0 | 1973.4126 | 0.00012966 | 31 | Industrial_2032_SC D_GWh_Before Competition Groups_31 | Heat Lamps/Heat Pad | 0.01297% | 0 | 0.25586 | Industrial_2032_SC D_GWh_Before Competition Groups_Heat Lamps/Heat Pad
Industrial | Ind ¦ Pump System Optimization | 2032 | Technical | GWh | Before Competition Groups | 847.2312 | 0 | 0 | 5748.512 | 0.14738 | 1 | Industrial_2032_Technical_GWh_Before Competition Groups_1 | Pump System Optimization | 14.74% | 0 | 847.2312 | Industrial_2032_Technical_GWh_Before Competition Groups_Pump System Optimization
Industrial | Ind ¦ HE Lighting | 2032 | Technical | GWh | Before Competition Groups | 666.8874 | 0 | 0 | 5748.512 | 0.11601 | 2 | Industrial_2032_Technical_GWh_Before Competition Groups_2 | HE Lighting | 11.6% | 0 | 666.8874 | Industrial_2032_Technical_GWh_Before Competition Groups_HE Lighting
Industrial | Ind ¦ Air Leak Survey and Repair | 2032 | Technical | GWh | Before Competition Groups | 610.5699 | 0 | 0 | 5748.512 | 0.10621 | 3 | Industrial_2032_Technical_GWh_Before Competition Groups_3 | Air Leak Survey and Repair | 10.62% | 0 | 610.5699 | Industrial_2032_Technical_GWh_Before Competition Groups_Air Leak Survey and Repair
Industrial | Ind ¦ Air Compressor Optimization | 2032 | Technical | GWh | Before Competition Groups | 462.2589 | 0 | 0 | 5748.512 | 0.080414 | 4 | Industrial_2032_Technical_GWh_Before Competition Groups_4 | Air Compressor Optimization | 8.041% | 0 | 462.2589 | Industrial_2032_Technical_GWh_Before Competition Groups_Air Compressor Optimization
Industrial | Ind ¦ Efficient Compressed Air Nozzles | 2032 | Technical | GWh | Before Competition Groups | 451.8164 | 0 | 0 | 5748.512 | 0.078597 | 5 | Industrial_2032_Technical_GWh_Before Competition Groups_5 | Efficient Compressed Air Nozzles | 7.86% | 0 | 451.8164 | Industrial_2032_Technical_GWh_Before Competition Groups_Efficient Compressed Air Nozzles
Industrial | Ind ¦ Recommissioning | 2032 | Technical | GWh | Before Competition Groups | 428.7719 | 0 | 0 | 5748.512 | 0.074588 | 6 | Industrial_2032_Technical_GWh_Before Competition Groups_6 | Recommissioning | 7.459% | 0 | 428.7719 | Industrial_2032_Technical_GWh_Before Competition Groups_Recommissioning
Industrial | Ind ¦ SEM | 2032 | Technical | GWh | Before Competition Groups | 428.7719 | 0 | 0 | 5748.512 | 0.074588 | 7 | Industrial_2032_Technical_GWh_Before Competition Groups_7 | SEM | 7.459% | 0 | 428.7719 | Industrial_2032_Technical_GWh_Before Competition Groups_SEM
Industrial | Ind ¦ Pump Equipment Upgrade | 2032 | Technical | GWh | Before Competition Groups | 379.1777 | 0 | 0 | 5748.512 | 0.065961 | 8 | Industrial_2032_Technical_GWh_Before Competition Groups_8 | Pump Equipment Upgrade | 6.596% | 0 | 379.1777 | Industrial_2032_Technical_GWh_Before Competition Groups_Pump Equipment Upgrade
Industrial | Ind ¦ High Efficiency HVAC Fans | 2032 | Technical | GWh | Before Competition Groups | 240.1521 | 0 | 0 | 5748.512 | 0.041776 | 9 | Industrial_2032_Technical_GWh_Before Competition Groups_9 | High Efficiency HVAC Fans | 4.178% | 0 | 240.1521 | Industrial_2032_Technical_GWh_Before Competition Groups_High Efficiency HVAC Fans
Industrial | Ind ¦ Process Optimization (Elec) | 2032 | Technical | GWh | Before Competition Groups | 173.7135 | 0 | 0 | 5748.512 | 0.030219 | 10 | Industrial_2032_Technical_GWh_Before Competition Groups_10 | Process Optimization (Elec) | 3.022% | 0 | 173.7135 | Industrial_2032_Technical_GWh_Before Competition Groups_Process Optimization (Elec)
Industrial | Ind ¦ Premium Efficient Motors | 2032 | Technical | GWh | Before Competition Groups | 169.9605 | 0 | 0 | 5748.512 | 0.029566 | 11 | Industrial_2032_Technical_GWh_Before Competition Groups_11 | Premium Efficient Motors | 2.957% | 0 | 169.9605 | Industrial_2032_Technical_GWh_Before Competition Groups_Premium Efficient Motors
Industrial | Ind ¦ Greenhouse Grow Lights | 2032 | Technical | GWh | Before Competition Groups | 163.5814 | 0 | 0 | 5748.512 | 0.028456 | 12 | Industrial_2032_Technical_GWh_Before Competition Groups_12 | Greenhouse Grow Lights | 2.846% | 0 | 163.5814 | Industrial_2032_Technical_GWh_Before Competition Groups_Greenhouse Grow Lights
Industrial | Ind ¦ HE HVAC Controls | 2032 | Technical | GWh | Before Competition Groups | 78.0319 | 0 | 0 | 5748.512 | 0.013574 | 13 | Industrial_2032_Technical_GWh_Before Competition Groups_13 | HE HVAC Controls | 1.357% | 0 | 78.0319 | Industrial_2032_Technical_GWh_Before Competition Groups_HE HVAC Controls
Industrial | Ind ¦ Material Handling Improvements | 2032 | Technical | GWh | Before Competition Groups | 72.6723 | 0 | 0 | 5748.512 | 0.012642 | 14 | Industrial_2032_Technical_GWh_Before Competition Groups_14 | Material Handling Improvements | 1.264% | 0 | 72.6723 | Industrial_2032_Technical_GWh_Before Competition Groups_Material Handling Improvements
Industrial | Ind ¦ Fan System Optimization | 2032 | Technical | GWh | Before Competition Groups | 66.0168 | 0 | 0 | 5748.512 | 0.011484 | 15 | Industrial_2032_Technical_GWh_Before Competition Groups_15 | Fan System Optimization | 1.148% | 0 | 66.0168 | Industrial_2032_Technical_GWh_Before Competition Groups_Fan System Optimization
Industrial | Ind ¦ Pulp and Paper Process Improvements | 2032 | Technical | GWh | Before Competition Groups | 65.8357 | 0 | 0 | 5748.512 | 0.011453 | 16 | Industrial_2032_Technical_GWh_Before Competition Groups_16 | Pulp and Paper Process Improvements | 1.145% | 0 | 65.8357 | Industrial_2032_Technical_GWh_Before Competition Groups_Pulp and Paper Process Improvements
Industrial | Ind ¦ Refiner Plate Improvements | 2032 | Technical | GWh | Before Competition Groups | 54.8398 | 0 | 0 | 5748.512 | 0.0095398 | 17 | Industrial_2032_Technical_GWh_Before Competition Groups_17 | Refiner Plate Improvements | 0.954% | 0 | 54.8398 | Industrial_2032_Technical_GWh_Before Competition Groups_Refiner Plate Improvements
Industrial | Ind ¦ HE HVAC Units | 2032 | Technical | GWh | Before Competition Groups | 51.8638 | 0 | 0 | 5748.512 | 0.0090221 | 18 | Industrial_2032_Technical_GWh_Before Competition Groups_18 | HE HVAC Units | 0.9022% | 0 | 51.8638 | Industrial_2032_Technical_GWh_Before Competition Groups_HE HVAC Units
Industrial | Ind ¦ Process Heat Recovery | 2032 | Technical | GWh | Before Competition Groups | 37.023 | 0 | 0 | 5748.512 | 0.0064404 | 19 | Industrial_2032_Technical_GWh_Before Competition Groups_19 | Process Heat Recovery | 0.644% | 0 | 37.023 | Industrial_2032_Technical_GWh_Before Competition Groups_Process Heat Recovery
Industrial | Ind ¦ Ventilation Optimization | 2032 | Technical | GWh | Before Competition Groups | 34.6166 | 0 | 0 | 5748.512 | 0.0060218 | 20 | Industrial_2032_Technical_GWh_Before Competition Groups_20 | Ventilation Optimization | 0.6022% | 0 | 34.6166 | Industrial_2032_Technical_GWh_Before Competition Groups_Ventilation Optimization
Industrial | Ind ¦ Cold Storage Retrofit | 2032 | Technical | GWh | Before Competition Groups | 23.9223 | 0 | 0 | 5748.512 | 0.0041615 | 21 | Industrial_2032_Technical_GWh_Before Competition Groups_21 | Cold Storage Retrofit | 0.4161% | 0 | 23.9223 | Industrial_2032_Technical_GWh_Before Competition Groups_Cold Storage Retrofit
Industrial | Ind ¦ VAV Conversion Project | 2032 | Technical | GWh | Before Competition Groups | 23.4488 | 0 | 0 | 5748.512 | 0.0040791 | 22 | Industrial_2032_Technical_GWh_Before Competition Groups_22 | VAV Conversion Project | 0.4079% | 0 | 23.4488 | Industrial_2032_Technical_GWh_Before Competition Groups_VAV Conversion Project
Industrial | Ind ¦ High Efficiency Battery Charger | 2032 | Technical | GWh | Before Competition Groups | 22.8091 | 0 | 0 | 5748.512 | 0.0039678 | 23 | Industrial_2032_Technical_GWh_Before Competition Groups_23 | High Efficiency Battery Charger | 0.3968% | 0 | 22.8091 | Industrial_2032_Technical_GWh_Before Competition Groups_High Efficiency Battery Charger
Industrial | Ind ¦ Synchronous Belts | 2032 | Technical | GWh | Before Competition Groups | 21.6012 | 0 | 0 | 5748.512 | 0.0037577 | 24 | Industrial_2032_Technical_GWh_Before Competition Groups_24 | Synchronous Belts | 0.3758% | 0 | 21.6012 | Industrial_2032_Technical_GWh_Before Competition Groups_Synchronous Belts
Industrial | Ind ¦ Improved Controls - Process Cooling | 2032 | Technical | GWh | Before Competition Groups | 20.7616 | 0 | 0 | 5748.512 | 0.0036116 | 25 | Industrial_2032_Technical_GWh_Before Competition Groups_25 | Improved Controls - Process Cooling | 0.3612% | 0 | 20.7616 | Industrial_2032_Technical_GWh_Before Competition Groups_Improved Controls - Process Cooling
Industrial | Ind ¦ HVLS Fans | 2032 | Technical | GWh | Before Competition Groups | 19.1175 | 0 | 0 | 5748.512 | 0.0033256 | 26 | Industrial_2032_Technical_GWh_Before Competition Groups_26 | HVLS Fans | 0.3326% | 0 | 19.1175 | Industrial_2032_Technical_GWh_Before Competition Groups_HVLS Fans
Industrial | Ind ¦ Efficient Irrigation | 2032 | Technical | GWh | Before Competition Groups | 18.503 | 0 | 0 | 5748.512 | 0.0032187 | 27 | Industrial_2032_Technical_GWh_Before Competition Groups_27 | Efficient Irrigation | 0.3219% | 0 | 18.503 | Industrial_2032_Technical_GWh_Before Competition Groups_Efficient Irrigation
Industrial | Ind ¦ Process Improvements | 2032 | Technical | GWh | Before Competition Groups | 17.7195 | 0 | 0 | 5748.512 | 0.0030824 | 28 | Industrial_2032_Technical_GWh_Before Competition Groups_28 | Process Improvements | 0.3082% | 0 | 17.7195 | Industrial_2032_Technical_GWh_Before Competition Groups_Process Improvements
Industrial | Ind ¦ Refrigeration Compressor VFD | 2032 | Technical | GWh | Before Competition Groups | 12.5125 | 0 | 0 | 5748.512 | 0.0021766 | 29 | Industrial_2032_Technical_GWh_Before Competition Groups_29 | Refrigeration Compressor VFD | 0.2177% | 0 | 12.5125 | Industrial_2032_Technical_GWh_Before Competition Groups_Refrigeration Compressor VFD
Industrial | Ind ¦ Efficient Transformer | 2032 | Technical | GWh | Before Competition Groups | 11.4045 | 0 | 0 | 5748.512 | 0.0019839 | 30 | Industrial_2032_Technical_GWh_Before Competition Groups_30 | Efficient Transformer | 0.1984% | 0 | 11.4045 | Industrial_2032_Technical_GWh_Before Competition Groups_Efficient Transformer
Industrial | Ind ¦ Chiller Optimization | 2032 | Technical | GWh | Before Competition Groups | 11.2341 | 0 | 0 | 5748.512 | 0.0019543 | 31 | Industrial_2032_Technical_GWh_Before Competition Groups_31 | Chiller Optimization | 0.1954% | 0 | 11.2341 | Industrial_2032_Technical_GWh_Before Competition Groups_Chiller Optimization
Industrial | Ind ¦ Improved Controls - Process Heating | 2032 | Technical | GWh | Before Competition Groups | 10.7415 | 0 | 0 | 5748.512 | 0.0018686 | 32 | Industrial_2032_Technical_GWh_Before Competition Groups_32 | Improved Controls - Process Heating | 0.1869% | 0 | 10.7415 | Industrial_2032_Technical_GWh_Before Competition Groups_Improved Controls - Process Heating
Industrial | Ind ¦ High Efficiency Welders | 2032 | Technical | GWh | Before Competition Groups | 9.0992 | 0 | 0 | 5748.512 | 0.0015829 | 33 | Industrial_2032_Technical_GWh_Before Competition Groups_33 | High Efficiency Welders | 0.1583% | 0 | 9.0992 | Industrial_2032_Technical_GWh_Before Competition Groups_High Efficiency Welders
Industrial | Ind ¦ Cooling Tower Optimization | 2032 | Technical | GWh | Before Competition Groups | 8.8144 | 0 | 0 | 5748.512 | 0.0015333 | 34 | Industrial_2032_Technical_GWh_Before Competition Groups_34 | Cooling Tower Optimization | 0.1533% | 0 | 8.8144 | Industrial_2032_Technical_GWh_Before Competition Groups_Cooling Tower Optimization
Industrial | Ind ¦ Engine Block Heater Timer | 2032 | Technical | GWh | Before Competition Groups | 6.7839 | 0 | 0 | 5748.512 | 0.0011801 | 35 | Industrial_2032_Technical_GWh_Before Competition Groups_35 | Engine Block Heater Timer | 0.118% | 0 | 6.7839 | Industrial_2032_Technical_GWh_Before Competition Groups_Engine Block Heater Timer
Industrial | Ind ¦ Low Energy Livestock Waterers | 2032 | Technical | GWh | Before Competition Groups | 6.7301 | 0 | 0 | 5748.512 | 0.0011708 | 36 | Industrial_2032_Technical_GWh_Before Competition Groups_36 | Low Energy Livestock Waterers | 0.1171% | 0 | 6.7301 | Industrial_2032_Technical_GWh_Before Competition Groups_Low Energy Livestock Waterers
Industrial | Ind ¦ Free Cooling | 2032 | Technical | GWh | Before Competition Groups | 5.3707 | 0 | 0 | 5748.512 | 0.00093427 | 37 | Industrial_2032_Technical_GWh_Before Competition Groups_37 | Free Cooling | 0.09343% | 0 | 5.3707 | Industrial_2032_Technical_GWh_Before Competition Groups_Free Cooling
Industrial | Ind ¦ Dairy Pre-Cooler | 2032 | Technical | GWh | Before Competition Groups | 5.0413 | 0 | 0 | 5748.512 | 0.00087697 | 38 | Industrial_2032_Technical_GWh_Before Competition Groups_38 | Dairy Pre-Cooler | 0.0877% | 0 | 5.0413 | Industrial_2032_Technical_GWh_Before Competition Groups_Dairy Pre-Cooler
Industrial | Ind ¦ Air Compressor Heat Recovery | 2032 | Technical | GWh | Before Competition Groups | 2.8761 | 0 | 0 | 5748.512 | 0.00050032 | 39 | Industrial_2032_Technical_GWh_Before Competition Groups_39 | Air Compressor Heat Recovery | 0.05003% | 0 | 2.8761 | Industrial_2032_Technical_GWh_Before Competition Groups_Air Compressor Heat Recovery
Industrial | Ind ¦ Optimize Compressed Air Dryer | 2032 | Technical | GWh | Before Competition Groups | 2.117 | 0 | 0 | 5748.512 | 0.00036827 | 40 | Industrial_2032_Technical_GWh_Before Competition Groups_40 | Optimize Compressed Air Dryer | 0.03683% | 0 | 2.117 | Industrial_2032_Technical_GWh_Before Competition Groups_Optimize Compressed Air Dryer
Industrial | Ind ¦ Heat Lamps/Heat Pad | 2032 | Technical | GWh | Before Competition Groups | 1.4786 | 0 | 0 | 5748.512 | 0.00025721 | 41 | Industrial_2032_Technical_GWh_Before Competition Groups_41 | Heat Lamps/Heat Pad | 0.02572% | 0 | 1.4786 | Industrial_2032_Technical_GWh_Before Competition Groups_Heat Lamps/Heat Pad
Industrial | Ind ¦ Efficient Refrigeration Compressor | 2032 | Technical | GWh | Before Competition Groups | 1.0418 | 0 | 0 | 5748.512 | 0.00018124 | 42 | Industrial_2032_Technical_GWh_Before Competition Groups_42 | Efficient Refrigeration Compressor | 0.01812% | 0 | 1.0418 | Industrial_2032_Technical_GWh_Before Competition Groups_Efficient Refrigeration Compressor
Industrial | Ind ¦ Creep Heat Controller | 2032 | Technical | GWh | Before Competition Groups | 0.91781 | 0 | 0 | 5748.512 | 0.00015966 | 43 | Industrial_2032_Technical_GWh_Before Competition Groups_43 | Creep Heat Controller | 0.01597% | 0 | 0.91781 | Industrial_2032_Technical_GWh_Before Competition Groups_Creep Heat Controller
Industrial | Ind ¦ Dual and Natural Exhaust Ventilation Systems | 2032 | Technical | GWh | Before Competition Groups | 0.39324 | 0 | 0 | 5748.512 | 6.8407e-05 | 44 | Industrial_2032_Technical_GWh_Before Competition Groups_44 | Dual and Natural Exhaust Ventilation Systems | 0.006841% | 0 | 0.39324 | Industrial_2032_Technical_GWh_Before Competition Groups_Dual and Natural Exhaust Ventilation Systems
Industrial | Ind ¦ Dairy Water Heater | 2032 | Technical | GWh | Before Competition Groups | 0.27965 | 0 | 0 | 5748.512 | 4.8647e-05 | 45 | Industrial_2032_Technical_GWh_Before Competition Groups_45 | Dairy Water Heater | 0.004865% | 0 | 0.27965 | Industrial_2032_Technical_GWh_Before Competition Groups_Dairy Water Heater
Industrial | Ind ¦ Pump System Optimization | 2033 | Economic | GWh | Before Competition Groups | 835.3175 | 0 | 0 | 4977.8288 | 0.16781 | 1 | Industrial_2033_Economic_GWh_Before Competition Groups_1 | Pump System Optimization | 16.78% | 0 | 835.3175 | Industrial_2033_Economic_GWh_Before Competition Groups_Pump System Optimization
Industrial | Ind ¦ Air Leak Survey and Repair | 2033 | Economic | GWh | Before Competition Groups | 609.1031 | 0 | 0 | 4977.8288 | 0.12236 | 2 | Industrial_2033_Economic_GWh_Before Competition Groups_2 | Air Leak Survey and Repair | 12.24% | 0 | 609.1031 | Industrial_2033_Economic_GWh_Before Competition Groups_Air Leak Survey and Repair
Industrial | Ind ¦ Air Compressor Optimization | 2033 | Economic | GWh | Before Competition Groups | 469.6184 | 0 | 0 | 4977.8288 | 0.094342 | 3 | Industrial_2033_Economic_GWh_Before Competition Groups_3 | Air Compressor Optimization | 9.434% | 0 | 469.6184 | Industrial_2033_Economic_GWh_Before Competition Groups_Air Compressor Optimization
Industrial | Ind ¦ Efficient Compressed Air Nozzles | 2033 | Economic | GWh | Before Competition Groups | 458.1269 | 0 | 0 | 4977.8288 | 0.092033 | 4 | Industrial_2033_Economic_GWh_Before Competition Groups_4 | Efficient Compressed Air Nozzles | 9.203% | 0 | 458.1269 | Industrial_2033_Economic_GWh_Before Competition Groups_Efficient Compressed Air Nozzles
Industrial | Ind ¦ Recommissioning | 2033 | Economic | GWh | Before Competition Groups | 427.3024 | 0 | 0 | 4977.8288 | 0.085841 | 5 | Industrial_2033_Economic_GWh_Before Competition Groups_5 | Recommissioning | 8.584% | 0 | 427.3024 | Industrial_2033_Economic_GWh_Before Competition Groups_Recommissioning
Industrial | Ind ¦ SEM | 2033 | Economic | GWh | Before Competition Groups | 427.3024 | 0 | 0 | 4977.8288 | 0.085841 | 6 | Industrial_2033_Economic_GWh_Before Competition Groups_6 | SEM | 8.584% | 0 | 427.3024 | Industrial_2033_Economic_GWh_Before Competition Groups_SEM
Industrial | Ind ¦ Pump Equipment Upgrade | 2033 | Economic | GWh | Before Competition Groups | 385.2415 | 0 | 0 | 4977.8288 | 0.077391 | 7 | Industrial_2033_Economic_GWh_Before Competition Groups_7 | Pump Equipment Upgrade | 7.739% | 0 | 385.2415 | Industrial_2033_Economic_GWh_Before Competition Groups_Pump Equipment Upgrade
Industrial | Ind ¦ HE Lighting | 2033 | Economic | GWh | Before Competition Groups | 313.4494 | 0 | 0 | 4977.8288 | 0.062969 | 8 | Industrial_2033_Economic_GWh_Before Competition Groups_8 | HE Lighting | 6.297% | 0 | 313.4494 | Industrial_2033_Economic_GWh_Before Competition Groups_HE Lighting
Industrial | Ind ¦ High Efficiency HVAC Fans | 2033 | Economic | GWh | Before Competition Groups | 243.2452 | 0 | 0 | 4977.8288 | 0.048866 | 9 | Industrial_2033_Economic_GWh_Before Competition Groups_9 | High Efficiency HVAC Fans | 4.887% | 0 | 243.2452 | Industrial_2033_Economic_GWh_Before Competition Groups_High Efficiency HVAC Fans
Industrial | Ind ¦ Process Optimization (Elec) | 2033 | Economic | GWh | Before Competition Groups | 172.974 | 0 | 0 | 4977.8288 | 0.034749 | 10 | Industrial_2033_Economic_GWh_Before Competition Groups_10 | Process Optimization (Elec) | 3.475% | 0 | 172.974 | Industrial_2033_Economic_GWh_Before Competition Groups_Process Optimization (Elec)
Industrial | Ind ¦ Greenhouse Grow Lights | 2033 | Economic | GWh | Before Competition Groups | 165.6354 | 0 | 0 | 4977.8288 | 0.033275 | 11 | Industrial_2033_Economic_GWh_Before Competition Groups_11 | Greenhouse Grow Lights | 3.327% | 0 | 165.6354 | Industrial_2033_Economic_GWh_Before Competition Groups_Greenhouse Grow Lights
Industrial | Ind ¦ Material Handling Improvements | 2033 | Economic | GWh | Before Competition Groups | 73.6055 | 0 | 0 | 4977.8288 | 0.014787 | 12 | Industrial_2033_Economic_GWh_Before Competition Groups_12 | Material Handling Improvements | 1.479% | 0 | 73.6055 | Industrial_2033_Economic_GWh_Before Competition Groups_Material Handling Improvements
Industrial | Ind ¦ Fan System Optimization | 2033 | Economic | GWh | Before Competition Groups | 66.578 | 0 | 0 | 4977.8288 | 0.013375 | 13 | Industrial_2033_Economic_GWh_Before Competition Groups_13 | Fan System Optimization | 1.337% | 0 | 66.578 | Industrial_2033_Economic_GWh_Before Competition Groups_Fan System Optimization
Industrial | Ind ¦ Pulp and Paper Process Improvements | 2033 | Economic | GWh | Before Competition Groups | 65.4098 | 0 | 0 | 4977.8288 | 0.01314 | 14 | Industrial_2033_Economic_GWh_Before Competition Groups_14 | Pulp and Paper Process Improvements | 1.314% | 0 | 65.4098 | Industrial_2033_Economic_GWh_Before Competition Groups_Pulp and Paper Process Improvements
Industrial | Ind ¦ Refiner Plate Improvements | 2033 | Economic | GWh | Before Competition Groups | 55.5851 | 0 | 0 | 4977.8288 | 0.011167 | 15 | Industrial_2033_Economic_GWh_Before Competition Groups_15 | Refiner Plate Improvements | 1.117% | 0 | 55.5851 | Industrial_2033_Economic_GWh_Before Competition Groups_Refiner Plate Improvements
Industrial | Ind ¦ Process Heat Recovery | 2033 | Economic | GWh | Before Competition Groups | 36.9026 | 0 | 0 | 4977.8288 | 0.0074134 | 16 | Industrial_2033_Economic_GWh_Before Competition Groups_16 | Process Heat Recovery | 0.7413% | 0 | 36.9026 | Industrial_2033_Economic_GWh_Before Competition Groups_Process Heat Recovery
Industrial | Ind ¦ VAV Conversion Project | 2033 | Economic | GWh | Before Competition Groups | 23.2587 | 0 | 0 | 4977.8288 | 0.0046725 | 17 | Industrial_2033_Economic_GWh_Before Competition Groups_17 | VAV Conversion Project | 0.4672% | 0 | 23.2587 | Industrial_2033_Economic_GWh_Before Competition Groups_VAV Conversion Project
Industrial | Ind ¦ High Efficiency Battery Charger | 2033 | Economic | GWh | Before Competition Groups | 23.1592 | 0 | 0 | 4977.8288 | 0.0046525 | 18 | Industrial_2033_Economic_GWh_Before Competition Groups_18 | High Efficiency Battery Charger | 0.4652% | 0 | 23.1592 | Industrial_2033_Economic_GWh_Before Competition Groups_High Efficiency Battery Charger
Industrial | Ind ¦ Improved Controls - Process Cooling | 2033 | Economic | GWh | Before Competition Groups | 20.7146 | 0 | 0 | 4977.8288 | 0.0041614 | 19 | Industrial_2033_Economic_GWh_Before Competition Groups_19 | Improved Controls - Process Cooling | 0.4161% | 0 | 20.7146 | Industrial_2033_Economic_GWh_Before Competition Groups_Improved Controls - Process Cooling
Industrial | Ind ¦ Efficient Irrigation | 2033 | Economic | GWh | Before Competition Groups | 18.7835 | 0 | 0 | 4977.8288 | 0.0037734 | 20 | Industrial_2033_Economic_GWh_Before Competition Groups_20 | Efficient Irrigation | 0.3773% | 0 | 18.7835 | Industrial_2033_Economic_GWh_Before Competition Groups_Efficient Irrigation
Industrial | Ind ¦ Process Improvements | 2033 | Economic | GWh | Before Competition Groups | 17.6648 | 0 | 0 | 4977.8288 | 0.0035487 | 21 | Industrial_2033_Economic_GWh_Before Competition Groups_21 | Process Improvements | 0.3549% | 0 | 17.6648 | Industrial_2033_Economic_GWh_Before Competition Groups_Process Improvements
Industrial | Ind ¦ Ventilation Optimization | 2033 | Economic | GWh | Before Competition Groups | 15.2217 | 0 | 0 | 4977.8288 | 0.0030579 | 22 | Industrial_2033_Economic_GWh_Before Competition Groups_22 | Ventilation Optimization | 0.3058% | 0 | 15.2217 | Industrial_2033_Economic_GWh_Before Competition Groups_Ventilation Optimization
Industrial | Ind ¦ Refrigeration Compressor VFD | 2033 | Economic | GWh | Before Competition Groups | 12.7288 | 0 | 0 | 4977.8288 | 0.0025571 | 23 | Industrial_2033_Economic_GWh_Before Competition Groups_23 | Refrigeration Compressor VFD | 0.2557% | 0 | 12.7288 | Industrial_2033_Economic_GWh_Before Competition Groups_Refrigeration Compressor VFD
Industrial | Ind ¦ Improved Controls - Process Heating | 2033 | Economic | GWh | Before Competition Groups | 10.7341 | 0 | 0 | 4977.8288 | 0.0021564 | 24 | Industrial_2033_Economic_GWh_Before Competition Groups_24 | Improved Controls - Process Heating | 0.2156% | 0 | 10.7341 | Industrial_2033_Economic_GWh_Before Competition Groups_Improved Controls - Process Heating
Industrial | Ind ¦ Cooling Tower Optimization | 2033 | Economic | GWh | Before Competition Groups | 8.7706 | 0 | 0 | 4977.8288 | 0.0017619 | 25 | Industrial_2033_Economic_GWh_Before Competition Groups_25 | Cooling Tower Optimization | 0.1762% | 0 | 8.7706 | Industrial_2033_Economic_GWh_Before Competition Groups_Cooling Tower Optimization
Industrial | Ind ¦ Engine Block Heater Timer | 2033 | Economic | GWh | Before Competition Groups | 6.7659 | 0 | 0 | 4977.8288 | 0.0013592 | 26 | Industrial_2033_Economic_GWh_Before Competition Groups_26 | Engine Block Heater Timer | 0.1359% | 0 | 6.7659 | Industrial_2033_Economic_GWh_Before Competition Groups_Engine Block Heater Timer
Industrial | Ind ¦ Free Cooling | 2033 | Economic | GWh | Before Competition Groups | 5.3671 | 0 | 0 | 4977.8288 | 0.0010782 | 27 | Industrial_2033_Economic_GWh_Before Competition Groups_27 | Free Cooling | 0.1078% | 0 | 5.3671 | Industrial_2033_Economic_GWh_Before Competition Groups_Free Cooling
Industrial | Ind ¦ Dairy Pre-Cooler | 2033 | Economic | GWh | Before Competition Groups | 5.1054 | 0 | 0 | 4977.8288 | 0.0010256 | 28 | Industrial_2033_Economic_GWh_Before Competition Groups_28 | Dairy Pre-Cooler | 0.1026% | 0 | 5.1054 | Industrial_2033_Economic_GWh_Before Competition Groups_Dairy Pre-Cooler
Industrial | Ind ¦ Air Compressor Heat Recovery | 2033 | Economic | GWh | Before Competition Groups | 2.8595 | 0 | 0 | 4977.8288 | 0.00057444 | 29 | Industrial_2033_Economic_GWh_Before Competition Groups_29 | Air Compressor Heat Recovery | 0.05744% | 0 | 2.8595 | Industrial_2033_Economic_GWh_Before Competition Groups_Air Compressor Heat Recovery
Industrial | Ind ¦ Efficient Refrigeration Compressor | 2033 | Economic | GWh | Before Competition Groups | 1.0562 | 0 | 0 | 4977.8288 | 0.00021217 | 30 | Industrial_2033_Economic_GWh_Before Competition Groups_30 | Efficient Refrigeration Compressor | 0.02122% | 0 | 1.0562 | Industrial_2033_Economic_GWh_Before Competition Groups_Efficient Refrigeration Compressor
Industrial | Ind ¦ Dairy Water Heater | 2033 | Economic | GWh | Before Competition Groups | 0.12938 | 0 | 0 | 4977.8288 | 2.5992e-05 | 31 | Industrial_2033_Economic_GWh_Before Competition Groups_31 | Dairy Water Heater | 0.002599% | 0 | 0.12938 | Industrial_2033_Economic_GWh_Before Competition Groups_Dairy Water Heater
Industrial | Ind ¦ Heat Lamps/Heat Pad | 2033 | Economic | GWh | Before Competition Groups | 0.11227 | 0 | 0 | 4977.8288 | 2.2553e-05 | 32 | Industrial_2033_Economic_GWh_Before Competition Groups_32 | Heat Lamps/Heat Pad | 0.002255% | 0 | 0.11227 | Industrial_2033_Economic_GWh_Before Competition Groups_Heat Lamps/Heat Pad
Industrial | Ind ¦ Pump System Optimization | 2033 | SC A | GWh | Before Competition Groups | 381.1746 | 0 | 0 | 2250.9993 | 0.16934 | 1 | Industrial_2033_SC A_GWh_Before Competition Groups_1 | Pump System Optimization | 16.93% | 0 | 381.1746 | Industrial_2033_SC A_GWh_Before Competition Groups_Pump System Optimization
Industrial | Ind ¦ Air Compressor Optimization | 2033 | SC A | GWh | Before Competition Groups | 376.1404 | 0 | 0 | 2250.9993 | 0.1671 | 2 | Industrial_2033_SC A_GWh_Before Competition Groups_2 | Air Compressor Optimization | 16.71% | 0 | 376.1404 | Industrial_2033_SC A_GWh_Before Competition Groups_Air Compressor Optimization
Industrial | Ind ¦ Air Leak Survey and Repair | 2033 | SC A | GWh | Before Competition Groups | 297.0238 | 0 | 0 | 2250.9993 | 0.13195 | 3 | Industrial_2033_SC A_GWh_Before Competition Groups_3 | Air Leak Survey and Repair | 13.2% | 0 | 297.0238 | Industrial_2033_SC A_GWh_Before Competition Groups_Air Leak Survey and Repair
Industrial | Ind ¦ Recommissioning | 2033 | SC A | GWh | Before Competition Groups | 210.3355 | 0 | 0 | 2250.9993 | 0.093441 | 4 | Industrial_2033_SC A_GWh_Before Competition Groups_4 | Recommissioning | 9.344% | 0 | 210.3355 | Industrial_2033_SC A_GWh_Before Competition Groups_Recommissioning
Industrial | Ind ¦ SEM | 2033 | SC A | GWh | Before Competition Groups | 210.3355 | 0 | 0 | 2250.9993 | 0.093441 | 5 | Industrial_2033_SC A_GWh_Before Competition Groups_5 | SEM | 9.344% | 0 | 210.3355 | Industrial_2033_SC A_GWh_Before Competition Groups_SEM
Industrial | Ind ¦ Efficient Compressed Air Nozzles | 2033 | SC A | GWh | Before Competition Groups | 172.1424 | 0 | 0 | 2250.9993 | 0.076474 | 6 | Industrial_2033_SC A_GWh_Before Competition Groups_6 | Efficient Compressed Air Nozzles | 7.647% | 0 | 172.1424 | Industrial_2033_SC A_GWh_Before Competition Groups_Efficient Compressed Air Nozzles
Industrial | Ind ¦ Pump Equipment Upgrade | 2033 | SC A | GWh | Before Competition Groups | 166.0302 | 0 | 0 | 2250.9993 | 0.073758 | 7 | Industrial_2033_SC A_GWh_Before Competition Groups_7 | Pump Equipment Upgrade | 7.376% | 0 | 166.0302 | Industrial_2033_SC A_GWh_Before Competition Groups_Pump Equipment Upgrade
Industrial | Ind ¦ High Efficiency HVAC Fans | 2033 | SC A | GWh | Before Competition Groups | 128.7473 | 0 | 0 | 2250.9993 | 0.057196 | 8 | Industrial_2033_SC A_GWh_Before Competition Groups_8 | High Efficiency HVAC Fans | 5.72% | 0 | 128.7473 | Industrial_2033_SC A_GWh_Before Competition Groups_High Efficiency HVAC Fans
Industrial | Ind ¦ Fan System Optimization | 2033 | SC A | GWh | Before Competition Groups | 53.491 | 0 | 0 | 2250.9993 | 0.023763 | 9 | Industrial_2033_SC A_GWh_Before Competition Groups_9 | Fan System Optimization | 2.376% | 0 | 53.491 | Industrial_2033_SC A_GWh_Before Competition Groups_Fan System Optimization
Industrial | Ind ¦ Greenhouse Grow Lights | 2033 | SC A | GWh | Before Competition Groups | 50.6366 | 0 | 0 | 2250.9993 | 0.022495 | 10 | Industrial_2033_SC A_GWh_Before Competition Groups_10 | Greenhouse Grow Lights | 2.25% | 0 | 50.6366 | Industrial_2033_SC A_GWh_Before Competition Groups_Greenhouse Grow Lights
Industrial | Ind ¦ Material Handling Improvements | 2033 | SC A | GWh | Before Competition Groups | 40.9475 | 0 | 0 | 2250.9993 | 0.018191 | 11 | Industrial_2033_SC A_GWh_Before Competition Groups_11 | Material Handling Improvements | 1.819% | 0 | 40.9475 | Industrial_2033_SC A_GWh_Before Competition Groups_Material Handling Improvements
Industrial | Ind ¦ Process Optimization (Elec) | 2033 | SC A | GWh | Before Competition Groups | 38.6143 | 0 | 0 | 2250.9993 | 0.017154 | 12 | Industrial_2033_SC A_GWh_Before Competition Groups_12 | Process Optimization (Elec) | 1.715% | 0 | 38.6143 | Industrial_2033_SC A_GWh_Before Competition Groups_Process Optimization (Elec)
Industrial | Ind ¦ Refiner Plate Improvements | 2033 | SC A | GWh | Before Competition Groups | 19.59 | 0 | 0 | 2250.9993 | 0.0087028 | 13 | Industrial_2033_SC A_GWh_Before Competition Groups_13 | Refiner Plate Improvements | 0.8703% | 0 | 19.59 | Industrial_2033_SC A_GWh_Before Competition Groups_Refiner Plate Improvements
Industrial | Ind ¦ Process Heat Recovery | 2033 | SC A | GWh | Before Competition Groups | 17.6722 | 0 | 0 | 2250.9993 | 0.0078508 | 14 | Industrial_2033_SC A_GWh_Before Competition Groups_14 | Process Heat Recovery | 0.7851% | 0 | 17.6722 | Industrial_2033_SC A_GWh_Before Competition Groups_Process Heat Recovery
Industrial | Ind ¦ HE Lighting | 2033 | SC A | GWh | Before Competition Groups | 14.053 | 0 | 0 | 2250.9993 | 0.006243 | 15 | Industrial_2033_SC A_GWh_Before Competition Groups_15 | HE Lighting | 0.6243% | 0 | 14.053 | Industrial_2033_SC A_GWh_Before Competition Groups_HE Lighting
Industrial | Ind ¦ VAV Conversion Project | 2033 | SC A | GWh | Before Competition Groups | 12.7463 | 0 | 0 | 2250.9993 | 0.0056625 | 16 | Industrial_2033_SC A_GWh_Before Competition Groups_16 | VAV Conversion Project | 0.5663% | 0 | 12.7463 | Industrial_2033_SC A_GWh_Before Competition Groups_VAV Conversion Project
Industrial | Ind ¦ Pulp and Paper Process Improvements | 2033 | SC A | GWh | Before Competition Groups | 10.8491 | 0 | 0 | 2250.9993 | 0.0048197 | 17 | Industrial_2033_SC A_GWh_Before Competition Groups_17 | Pulp and Paper Process Improvements | 0.482% | 0 | 10.8491 | Industrial_2033_SC A_GWh_Before Competition Groups_Pulp and Paper Process Improvements
Industrial | Ind ¦ Improved Controls - Process Cooling | 2033 | SC A | GWh | Before Competition Groups | 10.6203 | 0 | 0 | 2250.9993 | 0.004718 | 18 | Industrial_2033_SC A_GWh_Before Competition Groups_18 | Improved Controls - Process Cooling | 0.4718% | 0 | 10.6203 | Industrial_2033_SC A_GWh_Before Competition Groups_Improved Controls - Process Cooling
Industrial | Ind ¦ Process Improvements | 2033 | SC A | GWh | Before Competition Groups | 8.0312 | 0 | 0 | 2250.9993 | 0.0035678 | 19 | Industrial_2033_SC A_GWh_Before Competition Groups_19 | Process Improvements | 0.3568% | 0 | 8.0312 | Industrial_2033_SC A_GWh_Before Competition Groups_Process Improvements
Industrial | Ind ¦ High Efficiency Battery Charger | 2033 | SC A | GWh | Before Competition Groups | 7.0419 | 0 | 0 | 2250.9993 | 0.0031284 | 20 | Industrial_2033_SC A_GWh_Before Competition Groups_20 | High Efficiency Battery Charger | 0.3128% | 0 | 7.0419 | Industrial_2033_SC A_GWh_Before Competition Groups_High Efficiency Battery Charger
Industrial | Ind ¦ Improved Controls - Process Heating | 2033 | SC A | GWh | Before Competition Groups | 5.3543 | 0 | 0 | 2250.9993 | 0.0023786 | 21 | Industrial_2033_SC A_GWh_Before Competition Groups_21 | Improved Controls - Process Heating | 0.2379% | 0 | 5.3543 | Industrial_2033_SC A_GWh_Before Competition Groups_Improved Controls - Process Heating
Industrial | Ind ¦ Ventilation Optimization | 2033 | SC A | GWh | Before Competition Groups | 4.5871 | 0 | 0 | 2250.9993 | 0.0020378 | 22 | Industrial_2033_SC A_GWh_Before Competition Groups_22 | Ventilation Optimization | 0.2038% | 0 | 4.5871 | Industrial_2033_SC A_GWh_Before Competition Groups_Ventilation Optimization
Industrial | Ind ¦ Refrigeration Compressor VFD | 2033 | SC A | GWh | Before Competition Groups | 4.39 | 0 | 0 | 2250.9993 | 0.0019502 | 23 | Industrial_2033_SC A_GWh_Before Competition Groups_23 | Refrigeration Compressor VFD | 0.195% | 0 | 4.39 | Industrial_2033_SC A_GWh_Before Competition Groups_Refrigeration Compressor VFD
Industrial | Ind ¦ Engine Block Heater Timer | 2033 | SC A | GWh | Before Competition Groups | 3.1577 | 0 | 0 | 2250.9993 | 0.0014028 | 24 | Industrial_2033_SC A_GWh_Before Competition Groups_24 | Engine Block Heater Timer | 0.1403% | 0 | 3.1577 | Industrial_2033_SC A_GWh_Before Competition Groups_Engine Block Heater Timer
Industrial | Ind ¦ Efficient Irrigation | 2033 | SC A | GWh | Before Competition Groups | 2.2537 | 0 | 0 | 2250.9993 | 0.0010012 | 25 | Industrial_2033_SC A_GWh_Before Competition Groups_25 | Efficient Irrigation | 0.1001% | 0 | 2.2537 | Industrial_2033_SC A_GWh_Before Competition Groups_Efficient Irrigation
Industrial | Ind ¦ Air Compressor Heat Recovery | 2033 | SC A | GWh | Before Competition Groups | 1.4365 | 0 | 0 | 2250.9993 | 0.00063817 | 26 | Industrial_2033_SC A_GWh_Before Competition Groups_26 | Air Compressor Heat Recovery | 0.06382% | 0 | 1.4365 | Industrial_2033_SC A_GWh_Before Competition Groups_Air Compressor Heat Recovery
Industrial | Ind ¦ Dairy Pre-Cooler | 2033 | SC A | GWh | Before Competition Groups | 1.3819 | 0 | 0 | 2250.9993 | 0.00061391 | 27 | Industrial_2033_SC A_GWh_Before Competition Groups_27 | Dairy Pre-Cooler | 0.06139% | 0 | 1.3819 | Industrial_2033_SC A_GWh_Before Competition Groups_Dairy Pre-Cooler
Industrial | Ind ¦ Cooling Tower Optimization | 2033 | SC A | GWh | Before Competition Groups | 1.002 | 0 | 0 | 2250.9993 | 0.00044513 | 28 | Industrial_2033_SC A_GWh_Before Competition Groups_28 | Cooling Tower Optimization | 0.04451% | 0 | 1.002 | Industrial_2033_SC A_GWh_Before Competition Groups_Cooling Tower Optimization
Industrial | Ind ¦ Efficient Refrigeration Compressor | 2033 | SC A | GWh | Before Competition Groups | 0.72426 | 0 | 0 | 2250.9993 | 0.00032175 | 29 | Industrial_2033_SC A_GWh_Before Competition Groups_29 | Efficient Refrigeration Compressor | 0.03217% | 0 | 0.72426 | Industrial_2033_SC A_GWh_Before Competition Groups_Efficient Refrigeration Compressor
Industrial | Ind ¦ Heat Lamps/Heat Pad | 2033 | SC A | GWh | Before Competition Groups | 0.40026 | 0 | 0 | 2250.9993 | 0.00017781 | 30 | Industrial_2033_SC A_GWh_Before Competition Groups_30 | Heat Lamps/Heat Pad | 0.01778% | 0 | 0.40026 | Industrial_2033_SC A_GWh_Before Competition Groups_Heat Lamps/Heat Pad
Industrial | Ind ¦ Dairy Water Heater | 2033 | SC A | GWh | Before Competition Groups | 0.072802 | 0 | 0 | 2250.9993 | 3.2342e-05 | 31 | Industrial_2033_SC A_GWh_Before Competition Groups_31 | Dairy Water Heater | 0.003234% | 0 | 0.072802 | Industrial_2033_SC A_GWh_Before Competition Groups_Dairy Water Heater
Industrial | Ind ¦ Free Cooling | 2033 | SC A | GWh | Before Competition Groups | 0.015862 | 0 | 0 | 2250.9993 | 7.0466e-06 | 32 | Industrial_2033_SC A_GWh_Before Competition Groups_32 | Free Cooling | 0.0007047% | 0 | 0.015862 | Industrial_2033_SC A_GWh_Before Competition Groups_Free Cooling
Industrial | Ind ¦ Pump System Optimization | 2033 | SC B | GWh | Before Competition Groups | 564.3191 | 0 | 0 | 3698.4976 | 0.15258 | 1 | Industrial_2033_SC B_GWh_Before Competition Groups_1 | Pump System Optimization | 15.26% | 0 | 564.3191 | Industrial_2033_SC B_GWh_Before Competition Groups_Pump System Optimization
Industrial | Ind ¦ Air Leak Survey and Repair | 2033 | SC B | GWh | Before Competition Groups | 541.9809 | 0 | 0 | 3698.4976 | 0.14654 | 2 | Industrial_2033_SC B_GWh_Before Competition Groups_2 | Air Leak Survey and Repair | 14.65% | 0 | 541.9809 | Industrial_2033_SC B_GWh_Before Competition Groups_Air Leak Survey and Repair
Industrial | Ind ¦ Recommissioning | 2033 | SC B | GWh | Before Competition Groups | 383.6432 | 0 | 0 | 3698.4976 | 0.10373 | 3 | Industrial_2033_SC B_GWh_Before Competition Groups_3 | Recommissioning | 10.37% | 0 | 383.6432 | Industrial_2033_SC B_GWh_Before Competition Groups_Recommissioning
Industrial | Ind ¦ SEM | 2033 | SC B | GWh | Before Competition Groups | 383.6432 | 0 | 0 | 3698.4976 | 0.10373 | 4 | Industrial_2033_SC B_GWh_Before Competition Groups_4 | SEM | 10.37% | 0 | 383.6432 | Industrial_2033_SC B_GWh_Before Competition Groups_SEM
Industrial | Ind ¦ Air Compressor Optimization | 2033 | SC B | GWh | Before Competition Groups | 376.1404 | 0 | 0 | 3698.4976 | 0.1017 | 5 | Industrial_2033_SC B_GWh_Before Competition Groups_5 | Air Compressor Optimization | 10.17% | 0 | 376.1404 | Industrial_2033_SC B_GWh_Before Competition Groups_Air Compressor Optimization
Industrial | Ind ¦ Efficient Compressed Air Nozzles | 2033 | SC B | GWh | Before Competition Groups | 319.2485 | 0 | 0 | 3698.4976 | 0.086318 | 6 | Industrial_2033_SC B_GWh_Before Competition Groups_6 | Efficient Compressed Air Nozzles | 8.632% | 0 | 319.2485 | Industrial_2033_SC B_GWh_Before Competition Groups_Efficient Compressed Air Nozzles
Industrial | Ind ¦ Pump Equipment Upgrade | 2033 | SC B | GWh | Before Competition Groups | 255.533 | 0 | 0 | 3698.4976 | 0.069091 | 7 | Industrial_2033_SC B_GWh_Before Competition Groups_7 | Pump Equipment Upgrade | 6.909% | 0 | 255.533 | Industrial_2033_SC B_GWh_Before Competition Groups_Pump Equipment Upgrade
Industrial | Ind ¦ High Efficiency HVAC Fans | 2033 | SC B | GWh | Before Competition Groups | 194.8206 | 0 | 0 | 3698.4976 | 0.052676 | 8 | Industrial_2033_SC B_GWh_Before Competition Groups_8 | High Efficiency HVAC Fans | 5.268% | 0 | 194.8206 | Industrial_2033_SC B_GWh_Before Competition Groups_High Efficiency HVAC Fans
Industrial | Ind ¦ HE Lighting | 2033 | SC B | GWh | Before Competition Groups | 139.566 | 0 | 0 | 3698.4976 | 0.037736 | 9 | Industrial_2033_SC B_GWh_Before Competition Groups_9 | HE Lighting | 3.774% | 0 | 139.566 | Industrial_2033_SC B_GWh_Before Competition Groups_HE Lighting
Industrial | Ind ¦ Greenhouse Grow Lights | 2033 | SC B | GWh | Before Competition Groups | 121.4477 | 0 | 0 | 3698.4976 | 0.032837 | 10 | Industrial_2033_SC B_GWh_Before Competition Groups_10 | Greenhouse Grow Lights | 3.284% | 0 | 121.4477 | Industrial_2033_SC B_GWh_Before Competition Groups_Greenhouse Grow Lights
Industrial | Ind ¦ Material Handling Improvements | 2033 | SC B | GWh | Before Competition Groups | 57.4998 | 0 | 0 | 3698.4976 | 0.015547 | 11 | Industrial_2033_SC B_GWh_Before Competition Groups_11 | Material Handling Improvements | 1.555% | 0 | 57.4998 | Industrial_2033_SC B_GWh_Before Competition Groups_Material Handling Improvements
Industrial | Ind ¦ Fan System Optimization | 2033 | SC B | GWh | Before Competition Groups | 55.8633 | 0 | 0 | 3698.4976 | 0.015104 | 12 | Industrial_2033_SC B_GWh_Before Competition Groups_12 | Fan System Optimization | 1.51% | 0 | 55.8633 | Industrial_2033_SC B_GWh_Before Competition Groups_Fan System Optimization
Industrial | Ind ¦ Pulp and Paper Process Improvements | 2033 | SC B | GWh | Before Competition Groups | 55.3551 | 0 | 0 | 3698.4976 | 0.014967 | 13 | Industrial_2033_SC B_GWh_Before Competition Groups_13 | Pulp and Paper Process Improvements | 1.497% | 0 | 55.3551 | Industrial_2033_SC B_GWh_Before Competition Groups_Pulp and Paper Process Improvements
Industrial | Ind ¦ Process Optimization (Elec) | 2033 | SC B | GWh | Before Competition Groups | 38.6143 | 0 | 0 | 3698.4976 | 0.010441 | 14 | Industrial_2033_SC B_GWh_Before Competition Groups_14 | Process Optimization (Elec) | 1.044% | 0 | 38.6143 | Industrial_2033_SC B_GWh_Before Competition Groups_Process Optimization (Elec)
Industrial | Ind ¦ Refiner Plate Improvements | 2033 | SC B | GWh | Before Competition Groups | 37.4044 | 0 | 0 | 3698.4976 | 0.010113 | 15 | Industrial_2033_SC B_GWh_Before Competition Groups_15 | Refiner Plate Improvements | 1.011% | 0 | 37.4044 | Industrial_2033_SC B_GWh_Before Competition Groups_Refiner Plate Improvements
Industrial | Ind ¦ Process Heat Recovery | 2033 | SC B | GWh | Before Competition Groups | 32.8336 | 0 | 0 | 3698.4976 | 0.0088775 | 16 | Industrial_2033_SC B_GWh_Before Competition Groups_16 | Process Heat Recovery | 0.8878% | 0 | 32.8336 | Industrial_2033_SC B_GWh_Before Competition Groups_Process Heat Recovery
Industrial | Ind ¦ VAV Conversion Project | 2033 | SC B | GWh | Before Competition Groups | 23.8852 | 0 | 0 | 3698.4976 | 0.0064581 | 17 | Industrial_2033_SC B_GWh_Before Competition Groups_17 | VAV Conversion Project | 0.6458% | 0 | 23.8852 | Industrial_2033_SC B_GWh_Before Competition Groups_VAV Conversion Project
Industrial | Ind ¦ Improved Controls - Process Cooling | 2033 | SC B | GWh | Before Competition Groups | 19.3893 | 0 | 0 | 3698.4976 | 0.0052425 | 18 | Industrial_2033_SC B_GWh_Before Competition Groups_18 | Improved Controls - Process Cooling | 0.5242% | 0 | 19.3893 | Industrial_2033_SC B_GWh_Before Competition Groups_Improved Controls - Process Cooling
Industrial | Ind ¦ High Efficiency Battery Charger | 2033 | SC B | GWh | Before Competition Groups | 17.2885 | 0 | 0 | 3698.4976 | 0.0046745 | 19 | Industrial_2033_SC B_GWh_Before Competition Groups_19 | High Efficiency Battery Charger | 0.4674% | 0 | 17.2885 | Industrial_2033_SC B_GWh_Before Competition Groups_High Efficiency Battery Charger
Industrial | Ind ¦ Process Improvements | 2033 | SC B | GWh | Before Competition Groups | 15.3515 | 0 | 0 | 3698.4976 | 0.0041507 | 20 | Industrial_2033_SC B_GWh_Before Competition Groups_20 | Process Improvements | 0.4151% | 0 | 15.3515 | Industrial_2033_SC B_GWh_Before Competition Groups_Process Improvements
Industrial | Ind ¦ Ventilation Optimization | 2033 | SC B | GWh | Before Competition Groups | 10.52 | 0 | 0 | 3698.4976 | 0.0028444 | 21 | Industrial_2033_SC B_GWh_Before Competition Groups_21 | Ventilation Optimization | 0.2844% | 0 | 10.52 | Industrial_2033_SC B_GWh_Before Competition Groups_Ventilation Optimization
Industrial | Ind ¦ Refrigeration Compressor VFD | 2033 | SC B | GWh | Before Competition Groups | 10.2534 | 0 | 0 | 3698.4976 | 0.0027723 | 22 | Industrial_2033_SC B_GWh_Before Competition Groups_22 | Refrigeration Compressor VFD | 0.2772% | 0 | 10.2534 | Industrial_2033_SC B_GWh_Before Competition Groups_Refrigeration Compressor VFD
Industrial | Ind ¦ Improved Controls - Process Heating | 2033 | SC B | GWh | Before Competition Groups | 9.5601 | 0 | 0 | 3698.4976 | 0.0025849 | 23 | Industrial_2033_SC B_GWh_Before Competition Groups_23 | Improved Controls - Process Heating | 0.2585% | 0 | 9.5601 | Industrial_2033_SC B_GWh_Before Competition Groups_Improved Controls - Process Heating
Industrial | Ind ¦ Efficient Irrigation | 2033 | SC B | GWh | Before Competition Groups | 9.2349 | 0 | 0 | 3698.4976 | 0.0024969 | 24 | Industrial_2033_SC B_GWh_Before Competition Groups_24 | Efficient Irrigation | 0.2497% | 0 | 9.2349 | Industrial_2033_SC B_GWh_Before Competition Groups_Efficient Irrigation
Industrial | Ind ¦ Cooling Tower Optimization | 2033 | SC B | GWh | Before Competition Groups | 7.939 | 0 | 0 | 3698.4976 | 0.0021466 | 25 | Industrial_2033_SC B_GWh_Before Competition Groups_25 | Cooling Tower Optimization | 0.2147% | 0 | 7.939 | Industrial_2033_SC B_GWh_Before Competition Groups_Cooling Tower Optimization
Industrial | Ind ¦ Engine Block Heater Timer | 2033 | SC B | GWh | Before Competition Groups | 5.8231 | 0 | 0 | 3698.4976 | 0.0015745 | 26 | Industrial_2033_SC B_GWh_Before Competition Groups_26 | Engine Block Heater Timer | 0.1574% | 0 | 5.8231 | Industrial_2033_SC B_GWh_Before Competition Groups_Engine Block Heater Timer
Industrial | Ind ¦ Free Cooling | 2033 | SC B | GWh | Before Competition Groups | 5.1143 | 0 | 0 | 3698.4976 | 0.0013828 | 27 | Industrial_2033_SC B_GWh_Before Competition Groups_27 | Free Cooling | 0.1383% | 0 | 5.1143 | Industrial_2033_SC B_GWh_Before Competition Groups_Free Cooling
Industrial | Ind ¦ Air Compressor Heat Recovery | 2033 | SC B | GWh | Before Competition Groups | 2.6126 | 0 | 0 | 3698.4976 | 0.0007064 | 28 | Industrial_2033_SC B_GWh_Before Competition Groups_28 | Air Compressor Heat Recovery | 0.07064% | 0 | 2.6126 | Industrial_2033_SC B_GWh_Before Competition Groups_Air Compressor Heat Recovery
Industrial | Ind ¦ Dairy Pre-Cooler | 2033 | SC B | GWh | Before Competition Groups | 2.0431 | 0 | 0 | 3698.4976 | 0.00055243 | 29 | Industrial_2033_SC B_GWh_Before Competition Groups_29 | Dairy Pre-Cooler | 0.05524% | 0 | 2.0431 | Industrial_2033_SC B_GWh_Before Competition Groups_Dairy Pre-Cooler
Industrial | Ind ¦ Efficient Refrigeration Compressor | 2033 | SC B | GWh | Before Competition Groups | 0.92976 | 0 | 0 | 3698.4976 | 0.00025139 | 30 | Industrial_2033_SC B_GWh_Before Competition Groups_30 | Efficient Refrigeration Compressor | 0.02514% | 0 | 0.92976 | Industrial_2033_SC B_GWh_Before Competition Groups_Efficient Refrigeration Compressor
Industrial | Ind ¦ Heat Lamps/Heat Pad | 2033 | SC B | GWh | Before Competition Groups | 0.53142 | 0 | 0 | 3698.4976 | 0.00014369 | 31 | Industrial_2033_SC B_GWh_Before Competition Groups_31 | Heat Lamps/Heat Pad | 0.01437% | 0 | 0.53142 | Industrial_2033_SC B_GWh_Before Competition Groups_Heat Lamps/Heat Pad
Industrial | Ind ¦ Dairy Water Heater | 2033 | SC B | GWh | Before Competition Groups | 0.10828 | 0 | 0 | 3698.4976 | 2.9276e-05 | 32 | Industrial_2033_SC B_GWh_Before Competition Groups_32 | Dairy Water Heater | 0.002928% | 0 | 0.10828 | Industrial_2033_SC B_GWh_Before Competition Groups_Dairy Water Heater
Industrial | Ind ¦ Pump System Optimization | 2033 | SC C | GWh | Before Competition Groups | 564.3191 | 0 | 0 | 2658.7902 | 0.21225 | 1 | Industrial_2033_SC C_GWh_Before Competition Groups_1 | Pump System Optimization | 21.22% | 0 | 564.3191 | Industrial_2033_SC C_GWh_Before Competition Groups_Pump System Optimization
Industrial | Ind ¦ Air Compressor Optimization | 2033 | SC C | GWh | Before Competition Groups | 376.1404 | 0 | 0 | 2658.7902 | 0.14147 | 2 | Industrial_2033_SC C_GWh_Before Competition Groups_2 | Air Compressor Optimization | 14.15% | 0 | 376.1404 | Industrial_2033_SC C_GWh_Before Competition Groups_Air Compressor Optimization