Residential | Res ¦ LED Parking Lot Fixture | 2029 | SC D | GWh | Before Competition Groups | 71.3588 | 0 | 0 | 2408.6894 | 0.029626 | 10 | Residential_2029_SC D_GWh_Before Competition Groups_10 | LED Parking Lot Fixture | 2.963% | 0 | 71.3588 | Residential_2029_SC D_GWh_Before Competition Groups_LED Parking Lot Fixture
Residential | Res ¦ Comprehensive Draft Proofing | 2029 | SC D | GWh | Before Competition Groups | 58.9157 | 0 | 0 | 2408.6894 | 0.02446 | 11 | Residential_2029_SC D_GWh_Before Competition Groups_11 | Comprehensive Draft Proofing | 2.446% | 0 | 58.9157 | Residential_2029_SC D_GWh_Before Competition Groups_Comprehensive Draft Proofing
Residential | Res ¦ Basement Wall Insulation | 2029 | SC D | GWh | Before Competition Groups | 50.2941 | 0 | 0 | 2408.6894 | 0.02088 | 12 | Residential_2029_SC D_GWh_Before Competition Groups_12 | Basement Wall Insulation | 2.088% | 0 | 50.2941 | Residential_2029_SC D_GWh_Before Competition Groups_Basement Wall Insulation
Residential | Res ¦ Energy Star Air Source Heat Pump | 2029 | SC D | GWh | Before Competition Groups | 48.6197 | 0 | 0 | 2408.6894 | 0.020185 | 13 | Residential_2029_SC D_GWh_Before Competition Groups_13 | Energy Star Air Source Heat Pump | 2.019% | 0 | 48.6197 | Residential_2029_SC D_GWh_Before Competition Groups_Energy Star Air Source Heat Pump
Residential | Res ¦ Occupancy Sensors MF | 2029 | SC D | GWh | Before Competition Groups | 38.5251 | 0 | 0 | 2408.6894 | 0.015994 | 14 | Residential_2029_SC D_GWh_Before Competition Groups_14 | Occupancy Sensors MF | 1.599% | 0 | 38.5251 | Residential_2029_SC D_GWh_Before Competition Groups_Occupancy Sensors MF
Residential | Res ¦ Air Sealing | 2029 | SC D | GWh | Before Competition Groups | 35.4729 | 0 | 0 | 2408.6894 | 0.014727 | 15 | Residential_2029_SC D_GWh_Before Competition Groups_15 | Air Sealing | 1.473% | 0 | 35.4729 | Residential_2029_SC D_GWh_Before Competition Groups_Air Sealing
Residential | Res ¦ Energy Star Clothes Dryer | 2029 | SC D | GWh | Before Competition Groups | 34.0301 | 0 | 0 | 2408.6894 | 0.014128 | 16 | Residential_2029_SC D_GWh_Before Competition Groups_16 | Energy Star Clothes Dryer | 1.413% | 0 | 34.0301 | Residential_2029_SC D_GWh_Before Competition Groups_Energy Star Clothes Dryer
Residential | Res ¦ LED Exterior Area Lights - LED Fixture (200W) | 2029 | SC D | GWh | Before Competition Groups | 31.2774 | 0 | 0 | 2408.6894 | 0.012985 | 17 | Residential_2029_SC D_GWh_Before Competition Groups_17 | LED Exterior Area Lights - LED Fixture (200W) | 1.299% | 0 | 31.2774 | Residential_2029_SC D_GWh_Before Competition Groups_LED Exterior Area Lights - LED Fixture (200W)
Residential | Res ¦ Energy Star Light Fixture | 2029 | SC D | GWh | Before Competition Groups | 30.3534 | 0 | 0 | 2408.6894 | 0.012602 | 18 | Residential_2029_SC D_GWh_Before Competition Groups_18 | Energy Star Light Fixture | 1.26% | 0 | 30.3534 | Residential_2029_SC D_GWh_Before Competition Groups_Energy Star Light Fixture
Residential | Res ¦ Energy Star Room Air Conditioner | 2029 | SC D | GWh | Before Competition Groups | 28.0969 | 0 | 0 | 2408.6894 | 0.011665 | 19 | Residential_2029_SC D_GWh_Before Competition Groups_19 | Energy Star Room Air Conditioner | 1.166% | 0 | 28.0969 | Residential_2029_SC D_GWh_Before Competition Groups_Energy Star Room Air Conditioner
Residential | Res ¦ LED Tube Re-Lamp | 2029 | SC D | GWh | Before Competition Groups | 24.3339 | 0 | 0 | 2408.6894 | 0.010103 | 20 | Residential_2029_SC D_GWh_Before Competition Groups_20 | LED Tube Re-Lamp | 1.01% | 0 | 24.3339 | Residential_2029_SC D_GWh_Before Competition Groups_LED Tube Re-Lamp
Residential | Res ¦ Attic Insulation | 2029 | SC D | GWh | Before Competition Groups | 21.4655 | 0 | 0 | 2408.6894 | 0.0089117 | 21 | Residential_2029_SC D_GWh_Before Competition Groups_21 | Attic Insulation | 0.8912% | 0 | 21.4655 | Residential_2029_SC D_GWh_Before Competition Groups_Attic Insulation
Residential | Res ¦ Refrigerator Recycling | 2029 | SC D | GWh | Before Competition Groups | 20.0907 | 0 | 0 | 2408.6894 | 0.0083409 | 22 | Residential_2029_SC D_GWh_Before Competition Groups_22 | Refrigerator Recycling | 0.8341% | 0 | 20.0907 | Residential_2029_SC D_GWh_Before Competition Groups_Refrigerator Recycling
Residential | Res ¦ Advanced BAS/Controllers | 2029 | SC D | GWh | Before Competition Groups | 18.9866 | 0 | 0 | 2408.6894 | 0.0078825 | 23 | Residential_2029_SC D_GWh_Before Competition Groups_23 | Advanced BAS/Controllers | 0.7883% | 0 | 18.9866 | Residential_2029_SC D_GWh_Before Competition Groups_Advanced BAS/Controllers
Residential | Res ¦ Minimize Hot and Warm Clothes Wash | 2029 | SC D | GWh | Before Competition Groups | 17.3115 | 0 | 0 | 2408.6894 | 0.0071871 | 24 | Residential_2029_SC D_GWh_Before Competition Groups_24 | Minimize Hot and Warm Clothes Wash | 0.7187% | 0 | 17.3115 | Residential_2029_SC D_GWh_Before Competition Groups_Minimize Hot and Warm Clothes Wash
Residential | Res ¦ Outside Air Economizer | 2029 | SC D | GWh | Before Competition Groups | 17.2563 | 0 | 0 | 2408.6894 | 0.0071642 | 25 | Residential_2029_SC D_GWh_Before Competition Groups_25 | Outside Air Economizer | 0.7164% | 0 | 17.2563 | Residential_2029_SC D_GWh_Before Competition Groups_Outside Air Economizer
Residential | Res ¦ Home Energy Reports | 2029 | SC D | GWh | Before Competition Groups | 16.4888 | 0 | 0 | 2408.6894 | 0.0068455 | 26 | Residential_2029_SC D_GWh_Before Competition Groups_26 | Home Energy Reports | 0.6846% | 0 | 16.4888 | Residential_2029_SC D_GWh_Before Competition Groups_Home Energy Reports
Residential | Res ¦ Furnace Whistle | 2029 | SC D | GWh | Before Competition Groups | 16.3493 | 0 | 0 | 2408.6894 | 0.0067876 | 27 | Residential_2029_SC D_GWh_Before Competition Groups_27 | Furnace Whistle | 0.6788% | 0 | 16.3493 | Residential_2029_SC D_GWh_Before Competition Groups_Furnace Whistle
Residential | Res ¦ ENERGY STAR LED LAMPS (REFLECTOR LAMPs/MR16/PAR 16) | 2029 | SC D | GWh | Before Competition Groups | 14.9739 | 0 | 0 | 2408.6894 | 0.0062166 | 28 | Residential_2029_SC D_GWh_Before Competition Groups_28 | ENERGY STAR LED LAMPS (REFLECTOR LAMPs/MR16/PAR 16) | 0.6217% | 0 | 14.9739 | Residential_2029_SC D_GWh_Before Competition Groups_ENERGY STAR LED LAMPS (REFLECTOR LAMPs/MR16/PAR 16)
Residential | Res ¦ Energy Star Freezer | 2029 | SC D | GWh | Before Competition Groups | 14.1509 | 0 | 0 | 2408.6894 | 0.0058749 | 29 | Residential_2029_SC D_GWh_Before Competition Groups_29 | Energy Star Freezer | 0.5875% | 0 | 14.1509 | Residential_2029_SC D_GWh_Before Competition Groups_Energy Star Freezer
Residential | Res ¦ High Efficiency Chiller (avg of water and air cooled) | 2029 | SC D | GWh | Before Competition Groups | 11.2299 | 0 | 0 | 2408.6894 | 0.0046622 | 30 | Residential_2029_SC D_GWh_Before Competition Groups_30 | High Efficiency Chiller (avg of water and air cooled) | 0.4662% | 0 | 11.2299 | Residential_2029_SC D_GWh_Before Competition Groups_High Efficiency Chiller (avg of water and air cooled)
Residential | Res ¦ Variable Frequency Drive (VFD) | 2029 | SC D | GWh | Before Competition Groups | 5.1312 | 0 | 0 | 2408.6894 | 0.0021303 | 31 | Residential_2029_SC D_GWh_Before Competition Groups_31 | Variable Frequency Drive (VFD) | 0.213% | 0 | 5.1312 | Residential_2029_SC D_GWh_Before Competition Groups_Variable Frequency Drive (VFD)
Residential | Res ¦ Water Heater Temperature Setback | 2029 | SC D | GWh | Before Competition Groups | 4.6462 | 0 | 0 | 2408.6894 | 0.0019289 | 32 | Residential_2029_SC D_GWh_Before Competition Groups_32 | Water Heater Temperature Setback | 0.1929% | 0 | 4.6462 | Residential_2029_SC D_GWh_Before Competition Groups_Water Heater Temperature Setback
Residential | Res ¦ CO Sensors for parking garage exhaust fans | 2029 | SC D | GWh | Before Competition Groups | 4.5675 | 0 | 0 | 2408.6894 | 0.0018962 | 33 | Residential_2029_SC D_GWh_Before Competition Groups_33 | CO Sensors for parking garage exhaust fans | 0.1896% | 0 | 4.5675 | Residential_2029_SC D_GWh_Before Competition Groups_CO Sensors for parking garage exhaust fans
Residential | Res ¦ Demand Control Ventilation | 2029 | SC D | GWh | Before Competition Groups | 3.3675 | 0 | 0 | 2408.6894 | 0.0013981 | 34 | Residential_2029_SC D_GWh_Before Competition Groups_34 | Demand Control Ventilation | 0.1398% | 0 | 3.3675 | Residential_2029_SC D_GWh_Before Competition Groups_Demand Control Ventilation
Residential | Res ¦ ENERGY STAR LED Lamps (General Service Lamps) | 2029 | SC D | GWh | Before Competition Groups | 3.3559 | 0 | 0 | 2408.6894 | 0.0013933 | 35 | Residential_2029_SC D_GWh_Before Competition Groups_35 | ENERGY STAR LED Lamps (General Service Lamps) | 0.1393% | 0 | 3.3559 | Residential_2029_SC D_GWh_Before Competition Groups_ENERGY STAR LED Lamps (General Service Lamps)
Residential | Res ¦ Energy Star Dehumidifier | 2029 | SC D | GWh | Before Competition Groups | 2.35 | 0 | 0 | 2408.6894 | 0.00097562 | 36 | Residential_2029_SC D_GWh_Before Competition Groups_36 | Energy Star Dehumidifier | 0.09756% | 0 | 2.35 | Residential_2029_SC D_GWh_Before Competition Groups_Energy Star Dehumidifier
Residential | Res ¦ Tankless Water Heater | 2029 | SC D | GWh | Before Competition Groups | 2.2947 | 0 | 0 | 2408.6894 | 0.00095268 | 37 | Residential_2029_SC D_GWh_Before Competition Groups_37 | Tankless Water Heater | 0.09527% | 0 | 2.2947 | Residential_2029_SC D_GWh_Before Competition Groups_Tankless Water Heater
Residential | Res ¦ Clothes Drying Racks | 2029 | SC D | GWh | Before Competition Groups | 2.1242 | 0 | 0 | 2408.6894 | 0.0008819 | 38 | Residential_2029_SC D_GWh_Before Competition Groups_38 | Clothes Drying Racks | 0.08819% | 0 | 2.1242 | Residential_2029_SC D_GWh_Before Competition Groups_Clothes Drying Racks
Residential | Res ¦ Condensing Make Up Air Unit | 2029 | SC D | GWh | Before Competition Groups | 1.8575 | 0 | 0 | 2408.6894 | 0.00077115 | 39 | Residential_2029_SC D_GWh_Before Competition Groups_39 | Condensing Make Up Air Unit | 0.07712% | 0 | 1.8575 | Residential_2029_SC D_GWh_Before Competition Groups_Condensing Make Up Air Unit
Residential | Res ¦ Floor Insulation | 2029 | SC D | GWh | Before Competition Groups | 1.4785 | 0 | 0 | 2408.6894 | 0.00061382 | 40 | Residential_2029_SC D_GWh_Before Competition Groups_40 | Floor Insulation | 0.06138% | 0 | 1.4785 | Residential_2029_SC D_GWh_Before Competition Groups_Floor Insulation
Residential | Res ¦ VFD on Pumps | 2029 | SC D | GWh | Before Competition Groups | 1.4461 | 0 | 0 | 2408.6894 | 0.00060035 | 41 | Residential_2029_SC D_GWh_Before Competition Groups_41 | VFD on Pumps | 0.06004% | 0 | 1.4461 | Residential_2029_SC D_GWh_Before Competition Groups_VFD on Pumps
Residential | Res ¦ ECM MOTORS FOR HVAC APPLICATION (FAN-POWERED VAV BOX) | 2029 | SC D | GWh | Before Competition Groups | 0.8614 | 0 | 0 | 2408.6894 | 0.00035762 | 42 | Residential_2029_SC D_GWh_Before Competition Groups_42 | ECM MOTORS FOR HVAC APPLICATION (FAN-POWERED VAV BOX) | 0.03576% | 0 | 0.8614 | Residential_2029_SC D_GWh_Before Competition Groups_ECM MOTORS FOR HVAC APPLICATION (FAN-POWERED VAV BOX)
Residential | Res ¦ Heat Recovery Ventilator | 2029 | SC D | GWh | Before Competition Groups | 0.80224 | 0 | 0 | 2408.6894 | 0.00033306 | 43 | Residential_2029_SC D_GWh_Before Competition Groups_43 | Heat Recovery Ventilator | 0.03331% | 0 | 0.80224 | Residential_2029_SC D_GWh_Before Competition Groups_Heat Recovery Ventilator
Residential | Res ¦ Duct Insulation | 2029 | SC D | GWh | Before Competition Groups | 0.78304 | 0 | 0 | 2408.6894 | 0.00032509 | 44 | Residential_2029_SC D_GWh_Before Competition Groups_44 | Duct Insulation | 0.03251% | 0 | 0.78304 | Residential_2029_SC D_GWh_Before Competition Groups_Duct Insulation
Residential | Res ¦ Beverage Vending Machine Controls | 2029 | SC D | GWh | Before Competition Groups | 0.55513 | 0 | 0 | 2408.6894 | 0.00023047 | 45 | Residential_2029_SC D_GWh_Before Competition Groups_45 | Beverage Vending Machine Controls | 0.02305% | 0 | 0.55513 | Residential_2029_SC D_GWh_Before Competition Groups_Beverage Vending Machine Controls
Residential | Res ¦ Duct Insulation MF | 2029 | SC D | GWh | Before Competition Groups | 0.46022 | 0 | 0 | 2408.6894 | 0.00019107 | 46 | Residential_2029_SC D_GWh_Before Competition Groups_46 | Duct Insulation MF | 0.01911% | 0 | 0.46022 | Residential_2029_SC D_GWh_Before Competition Groups_Duct Insulation MF
Residential | Res ¦ Chilled Water Optimization | 2029 | SC D | GWh | Before Competition Groups | 0.1371 | 0 | 0 | 2408.6894 | 5.6918e-05 | 47 | Residential_2029_SC D_GWh_Before Competition Groups_47 | Chilled Water Optimization | 0.005692% | 0 | 0.1371 | Residential_2029_SC D_GWh_Before Competition Groups_Chilled Water Optimization
Residential | Res ¦ LED High Bay Fixture | 2029 | SC D | GWh | Before Competition Groups | 0.059794 | 0 | 0 | 2408.6894 | 2.4824e-05 | 48 | Residential_2029_SC D_GWh_Before Competition Groups_48 | LED High Bay Fixture | 0.002482% | 0 | 0.059794 | Residential_2029_SC D_GWh_Before Competition Groups_LED High Bay Fixture
Residential | Res ¦ Wall Insulation MF | 2029 | SC D | GWh | Before Competition Groups | 0.0058183 | 0 | 0 | 2408.6894 | 2.4156e-06 | 49 | Residential_2029_SC D_GWh_Before Competition Groups_49 | Wall Insulation MF | 0.0002416% | 0 | 0.0058183 | Residential_2029_SC D_GWh_Before Competition Groups_Wall Insulation MF
Residential | Res ¦ Wall Insulation | 2029 | SC D | GWh | Before Competition Groups | 0.0048328 | 0 | 0 | 2408.6894 | 2.0064e-06 | 50 | Residential_2029_SC D_GWh_Before Competition Groups_50 | Wall Insulation | 0.0002006% | 0 | 0.0048328 | Residential_2029_SC D_GWh_Before Competition Groups_Wall Insulation
Residential | Res ¦ Freezer Recycling | 2029 | SC D | GWh | Before Competition Groups | 0.0021336 | 0 | 0 | 2408.6894 | 8.858e-07 | 51 | Residential_2029_SC D_GWh_Before Competition Groups_51 | Freezer Recycling | 8.858e-05% | 0 | 0.0021336 | Residential_2029_SC D_GWh_Before Competition Groups_Freezer Recycling
Residential | Res ¦ LED Downlight | 2029 | SC D | GWh | Before Competition Groups | 0 | 0 | 0 | 2408.6894 | 0 | 52 | Residential_2029_SC D_GWh_Before Competition Groups_52 | LED Downlight | 0% | 0 | 0 | Residential_2029_SC D_GWh_Before Competition Groups_LED Downlight
Residential | Res ¦ Smart Burners | 2029 | SC D | GWh | Before Competition Groups | 0 | 0 | 0 | 2408.6894 | 0 | 53 | Residential_2029_SC D_GWh_Before Competition Groups_53 | Smart Burners | 0% | 0 | 0 | Residential_2029_SC D_GWh_Before Competition Groups_Smart Burners
Residential | Res ¦ Smart Power Bar | 2029 | SC D | GWh | Before Competition Groups | 0 | 0 | 0 | 2408.6894 | 0 | 54 | Residential_2029_SC D_GWh_Before Competition Groups_54 | Smart Power Bar | 0% | 0 | 0 | Residential_2029_SC D_GWh_Before Competition Groups_Smart Power Bar
Residential | Res ¦ Energy Star A Line, PAR, MR Lamps | 2029 | Technical | GWh | Before Competition Groups | 1916.9148 | 0 | 0 | 20041.8896 | 0.095645 | 1 | Residential_2029_Technical_GWh_Before Competition Groups_1 | Energy Star A Line, PAR, MR Lamps | 9.565% | 0 | 1916.9148 | Residential_2029_Technical_GWh_Before Competition Groups_Energy Star A Line, PAR, MR Lamps
Residential | Res ¦ Energy Star LED Bulbs General Purpose LEDs | 2029 | Technical | GWh | Before Competition Groups | 1892.4576 | 0 | 0 | 20041.8896 | 0.094425 | 2 | Residential_2029_Technical_GWh_Before Competition Groups_2 | Energy Star LED Bulbs General Purpose LEDs | 9.443% | 0 | 1892.4576 | Residential_2029_Technical_GWh_Before Competition Groups_Energy Star LED Bulbs General Purpose LEDs
Residential | Res ¦ Energy Star LED Specialty Bulbs | 2029 | Technical | GWh | Before Competition Groups | 1730.5041 | 0 | 0 | 20041.8896 | 0.086344 | 3 | Residential_2029_Technical_GWh_Before Competition Groups_3 | Energy Star LED Specialty Bulbs | 8.634% | 0 | 1730.5041 | Residential_2029_Technical_GWh_Before Competition Groups_Energy Star LED Specialty Bulbs
Residential | Res ¦ Smart Power Bar | 2029 | Technical | GWh | Before Competition Groups | 1387.0203 | 0 | 0 | 20041.8896 | 0.069206 | 4 | Residential_2029_Technical_GWh_Before Competition Groups_4 | Smart Power Bar | 6.921% | 0 | 1387.0203 | Residential_2029_Technical_GWh_Before Competition Groups_Smart Power Bar
Residential | Res ¦ Networked/ Connected - Indoor LED Lamp | 2029 | Technical | GWh | Before Competition Groups | 1184.0203 | 0 | 0 | 20041.8896 | 0.059077 | 5 | Residential_2029_Technical_GWh_Before Competition Groups_5 | Networked/ Connected - Indoor LED Lamp | 5.908% | 0 | 1184.0203 | Residential_2029_Technical_GWh_Before Competition Groups_Networked/ Connected - Indoor LED Lamp
Residential | Res ¦ Energy Star Refrigerator | 2029 | Technical | GWh | Before Competition Groups | 676.9874 | 0 | 0 | 20041.8896 | 0.033779 | 6 | Residential_2029_Technical_GWh_Before Competition Groups_6 | Energy Star Refrigerator | 3.378% | 0 | 676.9874 | Residential_2029_Technical_GWh_Before Competition Groups_Energy Star Refrigerator
Residential | Res ¦ Adaptive Thermostat | 2029 | Technical | GWh | Before Competition Groups | 672.0405 | 0 | 0 | 20041.8896 | 0.033532 | 7 | Residential_2029_Technical_GWh_Before Competition Groups_7 | Adaptive Thermostat | 3.353% | 0 | 672.0405 | Residential_2029_Technical_GWh_Before Competition Groups_Adaptive Thermostat
Residential | Res ¦ Smart Burners | 2029 | Technical | GWh | Before Competition Groups | 586.3926 | 0 | 0 | 20041.8896 | 0.029258 | 8 | Residential_2029_Technical_GWh_Before Competition Groups_8 | Smart Burners | 2.926% | 0 | 586.3926 | Residential_2029_Technical_GWh_Before Competition Groups_Smart Burners
Residential | Res ¦ Energy Star Clothes Washer | 2029 | Technical | GWh | Before Competition Groups | 563.54 | 0 | 0 | 20041.8896 | 0.028118 | 9 | Residential_2029_Technical_GWh_Before Competition Groups_9 | Energy Star Clothes Washer | 2.812% | 0 | 563.54 | Residential_2029_Technical_GWh_Before Competition Groups_Energy Star Clothes Washer
Residential | Res ¦ Energy Star Ground Source Heat Pump | 2029 | Technical | GWh | Before Competition Groups | 525.9391 | 0 | 0 | 20041.8896 | 0.026242 | 10 | Residential_2029_Technical_GWh_Before Competition Groups_10 | Energy Star Ground Source Heat Pump | 2.624% | 0 | 525.9391 | Residential_2029_Technical_GWh_Before Competition Groups_Energy Star Ground Source Heat Pump
Residential | Res ¦ Ductless Mini-Split Heat Pump | 2029 | Technical | GWh | Before Competition Groups | 521.4419 | 0 | 0 | 20041.8896 | 0.026018 | 11 | Residential_2029_Technical_GWh_Before Competition Groups_11 | Ductless Mini-Split Heat Pump | 2.602% | 0 | 521.4419 | Residential_2029_Technical_GWh_Before Competition Groups_Ductless Mini-Split Heat Pump
Residential | Res ¦ Air Sealing | 2029 | Technical | GWh | Before Competition Groups | 498.9097 | 0 | 0 | 20041.8896 | 0.024893 | 12 | Residential_2029_Technical_GWh_Before Competition Groups_12 | Air Sealing | 2.489% | 0 | 498.9097 | Residential_2029_Technical_GWh_Before Competition Groups_Air Sealing
Residential | Res ¦ Heat Pump Clothes Dryer | 2029 | Technical | GWh | Before Competition Groups | 472.3478 | 0 | 0 | 20041.8896 | 0.023568 | 13 | Residential_2029_Technical_GWh_Before Competition Groups_13 | Heat Pump Clothes Dryer | 2.357% | 0 | 472.3478 | Residential_2029_Technical_GWh_Before Competition Groups_Heat Pump Clothes Dryer
Residential | Res ¦ Energy Star Central Air Conditioner | 2029 | Technical | GWh | Before Competition Groups | 418.1237 | 0 | 0 | 20041.8896 | 0.020862 | 14 | Residential_2029_Technical_GWh_Before Competition Groups_14 | Energy Star Central Air Conditioner | 2.086% | 0 | 418.1237 | Residential_2029_Technical_GWh_Before Competition Groups_Energy Star Central Air Conditioner
Residential | Res ¦ Variable Speed Pool Pump Motor | 2029 | Technical | GWh | Before Competition Groups | 366.386 | 0 | 0 | 20041.8896 | 0.018281 | 15 | Residential_2029_Technical_GWh_Before Competition Groups_15 | Variable Speed Pool Pump Motor | 1.828% | 0 | 366.386 | Residential_2029_Technical_GWh_Before Competition Groups_Variable Speed Pool Pump Motor
Residential | Res ¦ Induction Cooking Stove Top | 2029 | Technical | GWh | Before Competition Groups | 361.2179 | 0 | 0 | 20041.8896 | 0.018023 | 16 | Residential_2029_Technical_GWh_Before Competition Groups_16 | Induction Cooking Stove Top | 1.802% | 0 | 361.2179 | Residential_2029_Technical_GWh_Before Competition Groups_Induction Cooking Stove Top
Residential | Res ¦ Car Block Heater Timer | 2029 | Technical | GWh | Before Competition Groups | 350.9032 | 0 | 0 | 20041.8896 | 0.017508 | 17 | Residential_2029_Technical_GWh_Before Competition Groups_17 | Car Block Heater Timer | 1.751% | 0 | 350.9032 | Residential_2029_Technical_GWh_Before Competition Groups_Car Block Heater Timer
Residential | Res ¦ Energy Star Light Fixture | 2029 | Technical | GWh | Before Competition Groups | 345.9352 | 0 | 0 | 20041.8896 | 0.017261 | 18 | Residential_2029_Technical_GWh_Before Competition Groups_18 | Energy Star Light Fixture | 1.726% | 0 | 345.9352 | Residential_2029_Technical_GWh_Before Competition Groups_Energy Star Light Fixture
Residential | Res ¦ Energy Star Air Source Heat Pump | 2029 | Technical | GWh | Before Competition Groups | 298.1088 | 0 | 0 | 20041.8896 | 0.014874 | 19 | Residential_2029_Technical_GWh_Before Competition Groups_19 | Energy Star Air Source Heat Pump | 1.487% | 0 | 298.1088 | Residential_2029_Technical_GWh_Before Competition Groups_Energy Star Air Source Heat Pump
Residential | Res ¦ Passive Attic Ventilation | 2029 | Technical | GWh | Before Competition Groups | 295.4231 | 0 | 0 | 20041.8896 | 0.01474 | 20 | Residential_2029_Technical_GWh_Before Competition Groups_20 | Passive Attic Ventilation | 1.474% | 0 | 295.4231 | Residential_2029_Technical_GWh_Before Competition Groups_Passive Attic Ventilation
Residential | Res ¦ Building Recommissioning, Operations and Maintenance (O&M) Improvements | 2029 | Technical | GWh | Before Competition Groups | 283.9425 | 0 | 0 | 20041.8896 | 0.014167 | 21 | Residential_2029_Technical_GWh_Before Competition Groups_21 | Building Recommissioning, Operations and Maintenance (O&M) Improvements | 1.417% | 0 | 283.9425 | Residential_2029_Technical_GWh_Before Competition Groups_Building Recommissioning, Operations and Maintenance (O&M) Improvements
Residential | Res ¦ Energy Star Windows | 2029 | Technical | GWh | Before Competition Groups | 270.5953 | 0 | 0 | 20041.8896 | 0.013501 | 22 | Residential_2029_Technical_GWh_Before Competition Groups_22 | Energy Star Windows | 1.35% | 0 | 270.5953 | Residential_2029_Technical_GWh_Before Competition Groups_Energy Star Windows
Residential | Res ¦ Energy Star Clothes Dryer | 2029 | Technical | GWh | Before Competition Groups | 269.7902 | 0 | 0 | 20041.8896 | 0.013461 | 23 | Residential_2029_Technical_GWh_Before Competition Groups_23 | Energy Star Clothes Dryer | 1.346% | 0 | 269.7902 | Residential_2029_Technical_GWh_Before Competition Groups_Energy Star Clothes Dryer
Residential | Res ¦ Ductless Mini-Split Air Conditioner | 2029 | Technical | GWh | Before Competition Groups | 263.2527 | 0 | 0 | 20041.8896 | 0.013135 | 24 | Residential_2029_Technical_GWh_Before Competition Groups_24 | Ductless Mini-Split Air Conditioner | 1.314% | 0 | 263.2527 | Residential_2029_Technical_GWh_Before Competition Groups_Ductless Mini-Split Air Conditioner
Residential | Res ¦ Basement Wall Insulation | 2029 | Technical | GWh | Before Competition Groups | 261.8963 | 0 | 0 | 20041.8896 | 0.013067 | 25 | Residential_2029_Technical_GWh_Before Competition Groups_25 | Basement Wall Insulation | 1.307% | 0 | 261.8963 | Residential_2029_Technical_GWh_Before Competition Groups_Basement Wall Insulation
Residential | Res ¦ Energy Star Torchiere | 2029 | Technical | GWh | Before Competition Groups | 259.8482 | 0 | 0 | 20041.8896 | 0.012965 | 26 | Residential_2029_Technical_GWh_Before Competition Groups_26 | Energy Star Torchiere | 1.297% | 0 | 259.8482 | Residential_2029_Technical_GWh_Before Competition Groups_Energy Star Torchiere
Residential | Res ¦ Basement or Crawlspace Insulation | 2029 | Technical | GWh | Before Competition Groups | 217.4861 | 0 | 0 | 20041.8896 | 0.010852 | 27 | Residential_2029_Technical_GWh_Before Competition Groups_27 | Basement or Crawlspace Insulation | 1.085% | 0 | 217.4861 | Residential_2029_Technical_GWh_Before Competition Groups_Basement or Crawlspace Insulation
Residential | Res ¦ Attic Insulation | 2029 | Technical | GWh | Before Competition Groups | 202.0362 | 0 | 0 | 20041.8896 | 0.010081 | 28 | Residential_2029_Technical_GWh_Before Competition Groups_28 | Attic Insulation | 1.008% | 0 | 202.0362 | Residential_2029_Technical_GWh_Before Competition Groups_Attic Insulation
Residential | Res ¦ Wall Insulation | 2029 | Technical | GWh | Before Competition Groups | 157.8521 | 0 | 0 | 20041.8896 | 0.0078761 | 29 | Residential_2029_Technical_GWh_Before Competition Groups_29 | Wall Insulation | 0.7876% | 0 | 157.8521 | Residential_2029_Technical_GWh_Before Competition Groups_Wall Insulation
Residential | Res ¦ Comprehensive Draft Proofing | 2029 | Technical | GWh | Before Competition Groups | 144.4167 | 0 | 0 | 20041.8896 | 0.0072057 | 30 | Residential_2029_Technical_GWh_Before Competition Groups_30 | Comprehensive Draft Proofing | 0.7206% | 0 | 144.4167 | Residential_2029_Technical_GWh_Before Competition Groups_Comprehensive Draft Proofing
Residential | Res ¦ Lighting Motion Sensors, Timers, Dimmers | 2029 | Technical | GWh | Before Competition Groups | 133.6896 | 0 | 0 | 20041.8896 | 0.0066705 | 31 | Residential_2029_Technical_GWh_Before Competition Groups_31 | Lighting Motion Sensors, Timers, Dimmers | 0.6671% | 0 | 133.6896 | Residential_2029_Technical_GWh_Before Competition Groups_Lighting Motion Sensors, Timers, Dimmers
Residential | Res ¦ Heavy Duty Outdoor/Holiday Plug-in Timers | 2029 | Technical | GWh | Before Competition Groups | 111.3306 | 0 | 0 | 20041.8896 | 0.0055549 | 32 | Residential_2029_Technical_GWh_Before Competition Groups_32 | Heavy Duty Outdoor/Holiday Plug-in Timers | 0.5555% | 0 | 111.3306 | Residential_2029_Technical_GWh_Before Competition Groups_Heavy Duty Outdoor/Holiday Plug-in Timers
Residential | Res ¦ Furnace with ECM | 2029 | Technical | GWh | Before Competition Groups | 108.8139 | 0 | 0 | 20041.8896 | 0.0054293 | 33 | Residential_2029_Technical_GWh_Before Competition Groups_33 | Furnace with ECM | 0.5429% | 0 | 108.8139 | Residential_2029_Technical_GWh_Before Competition Groups_Furnace with ECM
Residential | Res ¦ Energy Star Room Air Conditioner | 2029 | Technical | GWh | Before Competition Groups | 101.8078 | 0 | 0 | 20041.8896 | 0.0050798 | 34 | Residential_2029_Technical_GWh_Before Competition Groups_34 | Energy Star Room Air Conditioner | 0.508% | 0 | 101.8078 | Residential_2029_Technical_GWh_Before Competition Groups_Energy Star Room Air Conditioner
Residential | Res ¦ Radiant Barrier | 2029 | Technical | GWh | Before Competition Groups | 101.0205 | 0 | 0 | 20041.8896 | 0.0050405 | 35 | Residential_2029_Technical_GWh_Before Competition Groups_35 | Radiant Barrier | 0.504% | 0 | 101.0205 | Residential_2029_Technical_GWh_Before Competition Groups_Radiant Barrier
Residential | Res ¦ Variable Refrigerant Flow Heat Pump | 2029 | Technical | GWh | Before Competition Groups | 99.0128 | 0 | 0 | 20041.8896 | 0.0049403 | 36 | Residential_2029_Technical_GWh_Before Competition Groups_36 | Variable Refrigerant Flow Heat Pump | 0.494% | 0 | 99.0128 | Residential_2029_Technical_GWh_Before Competition Groups_Variable Refrigerant Flow Heat Pump
Residential | Res ¦ Networked/ Connected - Indoor LED Luminaire | 2029 | Technical | GWh | Before Competition Groups | 93.4366 | 0 | 0 | 20041.8896 | 0.0046621 | 37 | Residential_2029_Technical_GWh_Before Competition Groups_37 | Networked/ Connected - Indoor LED Luminaire | 0.4662% | 0 | 93.4366 | Residential_2029_Technical_GWh_Before Competition Groups_Networked/ Connected - Indoor LED Luminaire
Residential | Res ¦ Solar Powered Attic Fan | 2029 | Technical | GWh | Before Competition Groups | 91.5576 | 0 | 0 | 20041.8896 | 0.0045683 | 38 | Residential_2029_Technical_GWh_Before Competition Groups_38 | Solar Powered Attic Fan | 0.4568% | 0 | 91.5576 | Residential_2029_Technical_GWh_Before Competition Groups_Solar Powered Attic Fan
Residential | Res ¦ LED Parking Lot Fixture | 2029 | Technical | GWh | Before Competition Groups | 81.2267 | 0 | 0 | 20041.8896 | 0.0040528 | 39 | Residential_2029_Technical_GWh_Before Competition Groups_39 | LED Parking Lot Fixture | 0.4053% | 0 | 81.2267 | Residential_2029_Technical_GWh_Before Competition Groups_LED Parking Lot Fixture
Residential | Res ¦ LED Downlight | 2029 | Technical | GWh | Before Competition Groups | 80.7604 | 0 | 0 | 20041.8896 | 0.0040296 | 40 | Residential_2029_Technical_GWh_Before Competition Groups_40 | LED Downlight | 0.403% | 0 | 80.7604 | Residential_2029_Technical_GWh_Before Competition Groups_LED Downlight
Residential | Res ¦ Ceiling Insulation | 2029 | Technical | GWh | Before Competition Groups | 79.127 | 0 | 0 | 20041.8896 | 0.0039481 | 41 | Residential_2029_Technical_GWh_Before Competition Groups_41 | Ceiling Insulation | 0.3948% | 0 | 79.127 | Residential_2029_Technical_GWh_Before Competition Groups_Ceiling Insulation
Residential | Res ¦ Window Film | 2029 | Technical | GWh | Before Competition Groups | 77.5482 | 0 | 0 | 20041.8896 | 0.0038693 | 42 | Residential_2029_Technical_GWh_Before Competition Groups_42 | Window Film | 0.3869% | 0 | 77.5482 | Residential_2029_Technical_GWh_Before Competition Groups_Window Film
Residential | Res ¦ Air Source Heat Pump | 2029 | Technical | GWh | Before Competition Groups | 76.5872 | 0 | 0 | 20041.8896 | 0.0038214 | 43 | Residential_2029_Technical_GWh_Before Competition Groups_43 | Air Source Heat Pump | 0.3821% | 0 | 76.5872 | Residential_2029_Technical_GWh_Before Competition Groups_Air Source Heat Pump
Residential | Res ¦ Refrigerator Recycling | 2029 | Technical | GWh | Before Competition Groups | 74.431 | 0 | 0 | 20041.8896 | 0.0037138 | 44 | Residential_2029_Technical_GWh_Before Competition Groups_44 | Refrigerator Recycling | 0.3714% | 0 | 74.431 | Residential_2029_Technical_GWh_Before Competition Groups_Refrigerator Recycling
Residential | Res ¦ Occupancy Sensors MF | 2029 | Technical | GWh | Before Competition Groups | 73.8035 | 0 | 0 | 20041.8896 | 0.0036825 | 45 | Residential_2029_Technical_GWh_Before Competition Groups_45 | Occupancy Sensors MF | 0.3682% | 0 | 73.8035 | Residential_2029_Technical_GWh_Before Competition Groups_Occupancy Sensors MF
Residential | Res ¦ Energy Star Ceiling Fan/Lighting | 2029 | Technical | GWh | Before Competition Groups | 71.4297 | 0 | 0 | 20041.8896 | 0.003564 | 46 | Residential_2029_Technical_GWh_Before Competition Groups_46 | Energy Star Ceiling Fan/Lighting | 0.3564% | 0 | 71.4297 | Residential_2029_Technical_GWh_Before Competition Groups_Energy Star Ceiling Fan/Lighting
Residential | Res ¦ Clothes Drying Racks | 2029 | Technical | GWh | Before Competition Groups | 67.9662 | 0 | 0 | 20041.8896 | 0.0033912 | 47 | Residential_2029_Technical_GWh_Before Competition Groups_47 | Clothes Drying Racks | 0.3391% | 0 | 67.9662 | Residential_2029_Technical_GWh_Before Competition Groups_Clothes Drying Racks
Residential | Res ¦ Home Energy Reports | 2029 | Technical | GWh | Before Competition Groups | 66.5118 | 0 | 0 | 20041.8896 | 0.0033186 | 48 | Residential_2029_Technical_GWh_Before Competition Groups_48 | Home Energy Reports | 0.3319% | 0 | 66.5118 | Residential_2029_Technical_GWh_Before Competition Groups_Home Energy Reports
Residential | Res ¦ Freezer Recycling | 2029 | Technical | GWh | Before Competition Groups | 65.3085 | 0 | 0 | 20041.8896 | 0.0032586 | 49 | Residential_2029_Technical_GWh_Before Competition Groups_49 | Freezer Recycling | 0.3259% | 0 | 65.3085 | Residential_2029_Technical_GWh_Before Competition Groups_Freezer Recycling
Residential | Res ¦ Duct Insulation | 2029 | Technical | GWh | Before Competition Groups | 65.0484 | 0 | 0 | 20041.8896 | 0.0032456 | 50 | Residential_2029_Technical_GWh_Before Competition Groups_50 | Duct Insulation | 0.3246% | 0 | 65.0484 | Residential_2029_Technical_GWh_Before Competition Groups_Duct Insulation
Residential | Res ¦ Energy Star Freezer | 2029 | Technical | GWh | Before Competition Groups | 63.6907 | 0 | 0 | 20041.8896 | 0.0031779 | 51 | Residential_2029_Technical_GWh_Before Competition Groups_51 | Energy Star Freezer | 0.3178% | 0 | 63.6907 | Residential_2029_Technical_GWh_Before Competition Groups_Energy Star Freezer
Residential | Res ¦ Floor Insulation | 2029 | Technical | GWh | Before Competition Groups | 52.9507 | 0 | 0 | 20041.8896 | 0.002642 | 52 | Residential_2029_Technical_GWh_Before Competition Groups_52 | Floor Insulation | 0.2642% | 0 | 52.9507 | Residential_2029_Technical_GWh_Before Competition Groups_Floor Insulation
Residential | Res ¦ Heat Pump Water Heater | 2029 | Technical | GWh | Before Competition Groups | 51.317 | 0 | 0 | 20041.8896 | 0.0025605 | 53 | Residential_2029_Technical_GWh_Before Competition Groups_53 | Heat Pump Water Heater | 0.256% | 0 | 51.317 | Residential_2029_Technical_GWh_Before Competition Groups_Heat Pump Water Heater
Residential | Res ¦ Tankless Water Heater | 2029 | Technical | GWh | Before Competition Groups | 46.3492 | 0 | 0 | 20041.8896 | 0.0023126 | 54 | Residential_2029_Technical_GWh_Before Competition Groups_54 | Tankless Water Heater | 0.2313% | 0 | 46.3492 | Residential_2029_Technical_GWh_Before Competition Groups_Tankless Water Heater
Residential | Res ¦ Dehumidifier Recycling | 2029 | Technical | GWh | Before Competition Groups | 45.286 | 0 | 0 | 20041.8896 | 0.0022596 | 55 | Residential_2029_Technical_GWh_Before Competition Groups_55 | Dehumidifier Recycling | 0.226% | 0 | 45.286 | Residential_2029_Technical_GWh_Before Competition Groups_Dehumidifier Recycling
Residential | Res ¦ Advanced BAS/Controllers | 2029 | Technical | GWh | Before Competition Groups | 41.5584 | 0 | 0 | 20041.8896 | 0.0020736 | 56 | Residential_2029_Technical_GWh_Before Competition Groups_56 | Advanced BAS/Controllers | 0.2074% | 0 | 41.5584 | Residential_2029_Technical_GWh_Before Competition Groups_Advanced BAS/Controllers
Residential | Res ¦ INTEGRAL LED TROFFERS | 2029 | Technical | GWh | Before Competition Groups | 40.38 | 0 | 0 | 20041.8896 | 0.0020148 | 57 | Residential_2029_Technical_GWh_Before Competition Groups_57 | INTEGRAL LED TROFFERS | 0.2015% | 0 | 40.38 | Residential_2029_Technical_GWh_Before Competition Groups_INTEGRAL LED TROFFERS
Residential | Res ¦ LED Exterior Area Lights - LED Fixture (200W) | 2029 | Technical | GWh | Before Competition Groups | 37.8286 | 0 | 0 | 20041.8896 | 0.0018875 | 58 | Residential_2029_Technical_GWh_Before Competition Groups_58 | LED Exterior Area Lights - LED Fixture (200W) | 0.1887% | 0 | 37.8286 | Residential_2029_Technical_GWh_Before Competition Groups_LED Exterior Area Lights - LED Fixture (200W)
Residential | Res ¦ Minimize Hot and Warm Clothes Wash | 2029 | Technical | GWh | Before Competition Groups | 36.3263 | 0 | 0 | 20041.8896 | 0.0018125 | 59 | Residential_2029_Technical_GWh_Before Competition Groups_59 | Minimize Hot and Warm Clothes Wash | 0.1813% | 0 | 36.3263 | Residential_2029_Technical_GWh_Before Competition Groups_Minimize Hot and Warm Clothes Wash
Residential | Res ¦ Furnace Whistle | 2029 | Technical | GWh | Before Competition Groups | 35.7857 | 0 | 0 | 20041.8896 | 0.0017855 | 60 | Residential_2029_Technical_GWh_Before Competition Groups_60 | Furnace Whistle | 0.1786% | 0 | 35.7857 | Residential_2029_Technical_GWh_Before Competition Groups_Furnace Whistle
Residential | Res ¦ Central Lighting Control System | 2029 | Technical | GWh | Before Competition Groups | 35.464 | 0 | 0 | 20041.8896 | 0.0017695 | 61 | Residential_2029_Technical_GWh_Before Competition Groups_61 | Central Lighting Control System | 0.1769% | 0 | 35.464 | Residential_2029_Technical_GWh_Before Competition Groups_Central Lighting Control System
Residential | Res ¦ Heat Recovery Ventilator | 2029 | Technical | GWh | Before Competition Groups | 34.4342 | 0 | 0 | 20041.8896 | 0.0017181 | 62 | Residential_2029_Technical_GWh_Before Competition Groups_62 | Heat Recovery Ventilator | 0.1718% | 0 | 34.4342 | Residential_2029_Technical_GWh_Before Competition Groups_Heat Recovery Ventilator
Residential | Res ¦ Early Hot Water Heater Replacement | 2029 | Technical | GWh | Before Competition Groups | 32.4149 | 0 | 0 | 20041.8896 | 0.0016174 | 63 | Residential_2029_Technical_GWh_Before Competition Groups_63 | Early Hot Water Heater Replacement | 0.1617% | 0 | 32.4149 | Residential_2029_Technical_GWh_Before Competition Groups_Early Hot Water Heater Replacement
Residential | Res ¦ Duct Insulation MF | 2029 | Technical | GWh | Before Competition Groups | 28.6964 | 0 | 0 | 20041.8896 | 0.0014318 | 64 | Residential_2029_Technical_GWh_Before Competition Groups_64 | Duct Insulation MF | 0.1432% | 0 | 28.6964 | Residential_2029_Technical_GWh_Before Competition Groups_Duct Insulation MF
Residential | Res ¦ Outside Air Economizer | 2029 | Technical | GWh | Before Competition Groups | 28.6609 | 0 | 0 | 20041.8896 | 0.00143 | 65 | Residential_2029_Technical_GWh_Before Competition Groups_65 | Outside Air Economizer | 0.143% | 0 | 28.6609 | Residential_2029_Technical_GWh_Before Competition Groups_Outside Air Economizer
Residential | Res ¦ LED Tube Re-Lamp | 2029 | Technical | GWh | Before Competition Groups | 28.4275 | 0 | 0 | 20041.8896 | 0.0014184 | 66 | Residential_2029_Technical_GWh_Before Competition Groups_66 | LED Tube Re-Lamp | 0.1418% | 0 | 28.4275 | Residential_2029_Technical_GWh_Before Competition Groups_LED Tube Re-Lamp
Residential | Res ¦ Energy Star Dehumidifier | 2029 | Technical | GWh | Before Competition Groups | 26.6084 | 0 | 0 | 20041.8896 | 0.0013276 | 67 | Residential_2029_Technical_GWh_Before Competition Groups_67 | Energy Star Dehumidifier | 0.1328% | 0 | 26.6084 | Residential_2029_Technical_GWh_Before Competition Groups_Energy Star Dehumidifier
Residential | Res ¦ Central Air Conditioner Maintenance | 2029 | Technical | GWh | Before Competition Groups | 26.4813 | 0 | 0 | 20041.8896 | 0.0013213 | 68 | Residential_2029_Technical_GWh_Before Competition Groups_68 | Central Air Conditioner Maintenance | 0.1321% | 0 | 26.4813 | Residential_2029_Technical_GWh_Before Competition Groups_Central Air Conditioner Maintenance
Residential | Res ¦ Solar Water Heating System | 2029 | Technical | GWh | Before Competition Groups | 25.277 | 0 | 0 | 20041.8896 | 0.0012612 | 69 | Residential_2029_Technical_GWh_Before Competition Groups_69 | Solar Water Heating System | 0.1261% | 0 | 25.277 | Residential_2029_Technical_GWh_Before Competition Groups_Solar Water Heating System
Residential | Res ¦ High Efficiency Storage Water Heater | 2029 | Technical | GWh | Before Competition Groups | 22.4183 | 0 | 0 | 20041.8896 | 0.0011186 | 70 | Residential_2029_Technical_GWh_Before Competition Groups_70 | High Efficiency Storage Water Heater | 0.1119% | 0 | 22.4183 | Residential_2029_Technical_GWh_Before Competition Groups_High Efficiency Storage Water Heater
Residential | Res ¦ Drain Water Heat Recovery | 2029 | Technical | GWh | Before Competition Groups | 21.7717 | 0 | 0 | 20041.8896 | 0.0010863 | 71 | Residential_2029_Technical_GWh_Before Competition Groups_71 | Drain Water Heat Recovery | 0.1086% | 0 | 21.7717 | Residential_2029_Technical_GWh_Before Competition Groups_Drain Water Heat Recovery
Residential | Res ¦ Energy Star Dishwasher | 2029 | Technical | GWh | Before Competition Groups | 20.9193 | 0 | 0 | 20041.8896 | 0.0010438 | 72 | Residential_2029_Technical_GWh_Before Competition Groups_72 | Energy Star Dishwasher | 0.1044% | 0 | 20.9193 | Residential_2029_Technical_GWh_Before Competition Groups_Energy Star Dishwasher
Residential | Res ¦ Demand Control Ventilation | 2029 | Technical | GWh | Before Competition Groups | 19.1667 | 0 | 0 | 20041.8896 | 0.00095633 | 73 | Residential_2029_Technical_GWh_Before Competition Groups_73 | Demand Control Ventilation | 0.09563% | 0 | 19.1667 | Residential_2029_Technical_GWh_Before Competition Groups_Demand Control Ventilation
Residential | Res ¦ CO Sensors for parking garage exhaust fans | 2029 | Technical | GWh | Before Competition Groups | 18.0828 | 0 | 0 | 20041.8896 | 0.00090225 | 74 | Residential_2029_Technical_GWh_Before Competition Groups_74 | CO Sensors for parking garage exhaust fans | 0.09023% | 0 | 18.0828 | Residential_2029_Technical_GWh_Before Competition Groups_CO Sensors for parking garage exhaust fans
Residential | Res ¦ ENERGY STAR LED LAMPS (REFLECTOR LAMPs/MR16/PAR 16) | 2029 | Technical | GWh | Before Competition Groups | 15.2728 | 0 | 0 | 20041.8896 | 0.00076204 | 75 | Residential_2029_Technical_GWh_Before Competition Groups_75 | ENERGY STAR LED LAMPS (REFLECTOR LAMPs/MR16/PAR 16) | 0.0762% | 0 | 15.2728 | Residential_2029_Technical_GWh_Before Competition Groups_ENERGY STAR LED LAMPS (REFLECTOR LAMPs/MR16/PAR 16)
Residential | Res ¦ Variable Frequency Drive (VFD) | 2029 | Technical | GWh | Before Competition Groups | 15.1803 | 0 | 0 | 20041.8896 | 0.00075743 | 76 | Residential_2029_Technical_GWh_Before Competition Groups_76 | Variable Frequency Drive (VFD) | 0.07574% | 0 | 15.1803 | Residential_2029_Technical_GWh_Before Competition Groups_Variable Frequency Drive (VFD)
Residential | Res ¦ Condensing Make Up Air Unit | 2029 | Technical | GWh | Before Competition Groups | 13.8033 | 0 | 0 | 20041.8896 | 0.00068872 | 77 | Residential_2029_Technical_GWh_Before Competition Groups_77 | Condensing Make Up Air Unit | 0.06887% | 0 | 13.8033 | Residential_2029_Technical_GWh_Before Competition Groups_Condensing Make Up Air Unit
Residential | Res ¦ High Efficiency Chiller (avg of water and air cooled) | 2029 | Technical | GWh | Before Competition Groups | 12.9471 | 0 | 0 | 20041.8896 | 0.000646 | 78 | Residential_2029_Technical_GWh_Before Competition Groups_78 | High Efficiency Chiller (avg of water and air cooled) | 0.0646% | 0 | 12.9471 | Residential_2029_Technical_GWh_Before Competition Groups_High Efficiency Chiller (avg of water and air cooled)
Residential | Res ¦ Water Heater Temperature Setback | 2029 | Technical | GWh | Before Competition Groups | 11.3436 | 0 | 0 | 20041.8896 | 0.000566 | 79 | Residential_2029_Technical_GWh_Before Competition Groups_79 | Water Heater Temperature Setback | 0.0566% | 0 | 11.3436 | Residential_2029_Technical_GWh_Before Competition Groups_Water Heater Temperature Setback
Residential | Res ¦ DHW Recirculation Systems | 2029 | Technical | GWh | Before Competition Groups | 10.2416 | 0 | 0 | 20041.8896 | 0.00051101 | 80 | Residential_2029_Technical_GWh_Before Competition Groups_80 | DHW Recirculation Systems | 0.0511% | 0 | 10.2416 | Residential_2029_Technical_GWh_Before Competition Groups_DHW Recirculation Systems
Residential | Res ¦ Air Source Heat Pump Maintenance | 2029 | Technical | GWh | Before Competition Groups | 9.2622 | 0 | 0 | 20041.8896 | 0.00046214 | 81 | Residential_2029_Technical_GWh_Before Competition Groups_81 | Air Source Heat Pump Maintenance | 0.04621% | 0 | 9.2622 | Residential_2029_Technical_GWh_Before Competition Groups_Air Source Heat Pump Maintenance
Residential | Res ¦ VFD on Pumps | 2029 | Technical | GWh | Before Competition Groups | 4.6681 | 0 | 0 | 20041.8896 | 0.00023292 | 82 | Residential_2029_Technical_GWh_Before Competition Groups_82 | VFD on Pumps | 0.02329% | 0 | 4.6681 | Residential_2029_Technical_GWh_Before Competition Groups_VFD on Pumps
Residential | Res ¦ ENERGY STAR LED Lamps (General Service Lamps) | 2029 | Technical | GWh | Before Competition Groups | 3.5412 | 0 | 0 | 20041.8896 | 0.00017669 | 83 | Residential_2029_Technical_GWh_Before Competition Groups_83 | ENERGY STAR LED Lamps (General Service Lamps) | 0.01767% | 0 | 3.5412 | Residential_2029_Technical_GWh_Before Competition Groups_ENERGY STAR LED Lamps (General Service Lamps)
Residential | Res ¦ ECM MOTORS FOR HVAC APPLICATION (FAN-POWERED VAV BOX) | 2029 | Technical | GWh | Before Competition Groups | 2.9186 | 0 | 0 | 20041.8896 | 0.00014563 | 84 | Residential_2029_Technical_GWh_Before Competition Groups_84 | ECM MOTORS FOR HVAC APPLICATION (FAN-POWERED VAV BOX) | 0.01456% | 0 | 2.9186 | Residential_2029_Technical_GWh_Before Competition Groups_ECM MOTORS FOR HVAC APPLICATION (FAN-POWERED VAV BOX)
Residential | Res ¦ HVAC Optimization | 2029 | Technical | GWh | Before Competition Groups | 2.7846 | 0 | 0 | 20041.8896 | 0.00013894 | 85 | Residential_2029_Technical_GWh_Before Competition Groups_85 | HVAC Optimization | 0.01389% | 0 | 2.7846 | Residential_2029_Technical_GWh_Before Competition Groups_HVAC Optimization
Residential | Res ¦ Beverage Vending Machine Controls | 2029 | Technical | GWh | Before Competition Groups | 2.0952 | 0 | 0 | 20041.8896 | 0.00010454 | 86 | Residential_2029_Technical_GWh_Before Competition Groups_86 | Beverage Vending Machine Controls | 0.01045% | 0 | 2.0952 | Residential_2029_Technical_GWh_Before Competition Groups_Beverage Vending Machine Controls
Residential | Res ¦ Wall Insulation MF | 2029 | Technical | GWh | Before Competition Groups | 0.57635 | 0 | 0 | 20041.8896 | 2.8757e-05 | 87 | Residential_2029_Technical_GWh_Before Competition Groups_87 | Wall Insulation MF | 0.002876% | 0 | 0.57635 | Residential_2029_Technical_GWh_Before Competition Groups_Wall Insulation MF
Residential | Res ¦ Chilled Water Optimization | 2029 | Technical | GWh | Before Competition Groups | 0.329 | 0 | 0 | 20041.8896 | 1.6416e-05 | 88 | Residential_2029_Technical_GWh_Before Competition Groups_88 | Chilled Water Optimization | 0.001642% | 0 | 0.329 | Residential_2029_Technical_GWh_Before Competition Groups_Chilled Water Optimization
Residential | Res ¦ LED Recessed Downlights | 2029 | Technical | GWh | Before Competition Groups | 0.21796 | 0 | 0 | 20041.8896 | 1.0875e-05 | 89 | Residential_2029_Technical_GWh_Before Competition Groups_89 | LED Recessed Downlights | 0.001088% | 0 | 0.21796 | Residential_2029_Technical_GWh_Before Competition Groups_LED Recessed Downlights
Residential | Res ¦ LED High Bay Fixture | 2029 | Technical | GWh | Before Competition Groups | 0.18625 | 0 | 0 | 20041.8896 | 9.2933e-06 | 90 | Residential_2029_Technical_GWh_Before Competition Groups_90 | LED High Bay Fixture | 0.0009293% | 0 | 0.18625 | Residential_2029_Technical_GWh_Before Competition Groups_LED High Bay Fixture
Residential | Res ¦ Solar Water Preheat (Pools/DHW) | 2029 | Technical | GWh | Before Competition Groups | 0.076747 | 0 | 0 | 20041.8896 | 3.8294e-06 | 91 | Residential_2029_Technical_GWh_Before Competition Groups_91 | Solar Water Preheat (Pools/DHW) | 0.0003829% | 0 | 0.076747 | Residential_2029_Technical_GWh_Before Competition Groups_Solar Water Preheat (Pools/DHW)
Residential | Res ¦ Photocell Controls (Outdoor) | 2029 | Technical | GWh | Before Competition Groups | 0.00023062 | 0 | 0 | 20041.8896 | 1.1507e-08 | 92 | Residential_2029_Technical_GWh_Before Competition Groups_92 | Photocell Controls (Outdoor) | 1.151e-06% | 0 | 0.00023062 | Residential_2029_Technical_GWh_Before Competition Groups_Photocell Controls (Outdoor)
Residential | Res ¦ Energy Star A Line, PAR, MR Lamps | 2030 | Economic | GWh | Before Competition Groups | 1950.7131 | 0 | 0 | 11515.6613 | 0.1694 | 1 | Residential_2030_Economic_GWh_Before Competition Groups_1 | Energy Star A Line, PAR, MR Lamps | 16.94% | 0 | 1950.7131 | Residential_2030_Economic_GWh_Before Competition Groups_Energy Star A Line, PAR, MR Lamps
Residential | Res ¦ Energy Star LED Bulbs General Purpose LEDs | 2030 | Economic | GWh | Before Competition Groups | 1924.5387 | 0 | 0 | 11515.6613 | 0.16712 | 2 | Residential_2030_Economic_GWh_Before Competition Groups_2 | Energy Star LED Bulbs General Purpose LEDs | 16.71% | 0 | 1924.5387 | Residential_2030_Economic_GWh_Before Competition Groups_Energy Star LED Bulbs General Purpose LEDs
Residential | Res ¦ Energy Star LED Specialty Bulbs | 2030 | Economic | GWh | Before Competition Groups | 1759.4158 | 0 | 0 | 11515.6613 | 0.15278 | 3 | Residential_2030_Economic_GWh_Before Competition Groups_3 | Energy Star LED Specialty Bulbs | 15.28% | 0 | 1759.4158 | Residential_2030_Economic_GWh_Before Competition Groups_Energy Star LED Specialty Bulbs
Residential | Res ¦ Adaptive Thermostat | 2030 | Economic | GWh | Before Competition Groups | 676.0021 | 0 | 0 | 11515.6613 | 0.058703 | 4 | Residential_2030_Economic_GWh_Before Competition Groups_4 | Adaptive Thermostat | 5.87% | 0 | 676.0021 | Residential_2030_Economic_GWh_Before Competition Groups_Adaptive Thermostat
Residential | Res ¦ Energy Star Clothes Washer | 2030 | Economic | GWh | Before Competition Groups | 597.2439 | 0 | 0 | 11515.6613 | 0.051864 | 5 | Residential_2030_Economic_GWh_Before Competition Groups_5 | Energy Star Clothes Washer | 5.186% | 0 | 597.2439 | Residential_2030_Economic_GWh_Before Competition Groups_Energy Star Clothes Washer
Residential | Res ¦ Ductless Mini-Split Heat Pump | 2030 | Economic | GWh | Before Competition Groups | 558.4999 | 0 | 0 | 11515.6613 | 0.048499 | 6 | Residential_2030_Economic_GWh_Before Competition Groups_6 | Ductless Mini-Split Heat Pump | 4.85% | 0 | 558.4999 | Residential_2030_Economic_GWh_Before Competition Groups_Ductless Mini-Split Heat Pump
Residential | Res ¦ Air Sealing | 2030 | Economic | GWh | Before Competition Groups | 491.0269 | 0 | 0 | 11515.6613 | 0.04264 | 7 | Residential_2030_Economic_GWh_Before Competition Groups_7 | Air Sealing | 4.264% | 0 | 491.0269 | Residential_2030_Economic_GWh_Before Competition Groups_Air Sealing
Residential | Res ¦ Variable Speed Pool Pump Motor | 2030 | Economic | GWh | Before Competition Groups | 360.5971 | 0 | 0 | 11515.6613 | 0.031314 | 8 | Residential_2030_Economic_GWh_Before Competition Groups_8 | Variable Speed Pool Pump Motor | 3.131% | 0 | 360.5971 | Residential_2030_Economic_GWh_Before Competition Groups_Variable Speed Pool Pump Motor
Residential | Res ¦ Car Block Heater Timer | 2030 | Economic | GWh | Before Competition Groups | 353.9323 | 0 | 0 | 11515.6613 | 0.030735 | 9 | Residential_2030_Economic_GWh_Before Competition Groups_9 | Car Block Heater Timer | 3.073% | 0 | 353.9323 | Residential_2030_Economic_GWh_Before Competition Groups_Car Block Heater Timer
Residential | Res ¦ Energy Star Air Source Heat Pump | 2030 | Economic | GWh | Before Competition Groups | 319.2459 | 0 | 0 | 11515.6613 | 0.027723 | 10 | Residential_2030_Economic_GWh_Before Competition Groups_10 | Energy Star Air Source Heat Pump | 2.772% | 0 | 319.2459 | Residential_2030_Economic_GWh_Before Competition Groups_Energy Star Air Source Heat Pump
Residential | Res ¦ Building Recommissioning, Operations and Maintenance (O&M) Improvements | 2030 | Economic | GWh | Before Competition Groups | 279.4562 | 0 | 0 | 11515.6613 | 0.024267 | 11 | Residential_2030_Economic_GWh_Before Competition Groups_11 | Building Recommissioning, Operations and Maintenance (O&M) Improvements | 2.427% | 0 | 279.4562 | Residential_2030_Economic_GWh_Before Competition Groups_Building Recommissioning, Operations and Maintenance (O&M) Improvements
Residential | Res ¦ Energy Star Torchiere | 2030 | Economic | GWh | Before Competition Groups | 270.3974 | 0 | 0 | 11515.6613 | 0.023481 | 12 | Residential_2030_Economic_GWh_Before Competition Groups_12 | Energy Star Torchiere | 2.348% | 0 | 270.3974 | Residential_2030_Economic_GWh_Before Competition Groups_Energy Star Torchiere
Residential | Res ¦ Basement Wall Insulation | 2030 | Economic | GWh | Before Competition Groups | 257.7584 | 0 | 0 | 11515.6613 | 0.022383 | 13 | Residential_2030_Economic_GWh_Before Competition Groups_13 | Basement Wall Insulation | 2.238% | 0 | 257.7584 | Residential_2030_Economic_GWh_Before Competition Groups_Basement Wall Insulation
Residential | Res ¦ Attic Insulation | 2030 | Economic | GWh | Before Competition Groups | 198.844 | 0 | 0 | 11515.6613 | 0.017267 | 14 | Residential_2030_Economic_GWh_Before Competition Groups_14 | Attic Insulation | 1.727% | 0 | 198.844 | Residential_2030_Economic_GWh_Before Competition Groups_Attic Insulation
Residential | Res ¦ Energy Star Clothes Dryer | 2030 | Economic | GWh | Before Competition Groups | 178.2139 | 0 | 0 | 11515.6613 | 0.015476 | 15 | Residential_2030_Economic_GWh_Before Competition Groups_15 | Energy Star Clothes Dryer | 1.548% | 0 | 178.2139 | Residential_2030_Economic_GWh_Before Competition Groups_Energy Star Clothes Dryer
Residential | Res ¦ Comprehensive Draft Proofing | 2030 | Economic | GWh | Before Competition Groups | 142.1349 | 0 | 0 | 11515.6613 | 0.012343 | 16 | Residential_2030_Economic_GWh_Before Competition Groups_16 | Comprehensive Draft Proofing | 1.234% | 0 | 142.1349 | Residential_2030_Economic_GWh_Before Competition Groups_Comprehensive Draft Proofing
Residential | Res ¦ Energy Star Light Fixture | 2030 | Economic | GWh | Before Competition Groups | 117.3707 | 0 | 0 | 11515.6613 | 0.010192 | 17 | Residential_2030_Economic_GWh_Before Competition Groups_17 | Energy Star Light Fixture | 1.019% | 0 | 117.3707 | Residential_2030_Economic_GWh_Before Competition Groups_Energy Star Light Fixture
Residential | Res ¦ Energy Star Room Air Conditioner | 2030 | Economic | GWh | Before Competition Groups | 107.1381 | 0 | 0 | 11515.6613 | 0.0093037 | 18 | Residential_2030_Economic_GWh_Before Competition Groups_18 | Energy Star Room Air Conditioner | 0.9304% | 0 | 107.1381 | Residential_2030_Economic_GWh_Before Competition Groups_Energy Star Room Air Conditioner
Residential | Res ¦ LED Parking Lot Fixture | 2030 | Economic | GWh | Before Competition Groups | 81.3891 | 0 | 0 | 11515.6613 | 0.0070677 | 19 | Residential_2030_Economic_GWh_Before Competition Groups_19 | LED Parking Lot Fixture | 0.7068% | 0 | 81.3891 | Residential_2030_Economic_GWh_Before Competition Groups_LED Parking Lot Fixture
Residential | Res ¦ Refrigerator Recycling | 2030 | Economic | GWh | Before Competition Groups | 73.255 | 0 | 0 | 11515.6613 | 0.0063613 | 20 | Residential_2030_Economic_GWh_Before Competition Groups_20 | Refrigerator Recycling | 0.6361% | 0 | 73.255 | Residential_2030_Economic_GWh_Before Competition Groups_Refrigerator Recycling
Residential | Res ¦ Occupancy Sensors MF | 2030 | Economic | GWh | Before Competition Groups | 70.9241 | 0 | 0 | 11515.6613 | 0.0061589 | 21 | Residential_2030_Economic_GWh_Before Competition Groups_21 | Occupancy Sensors MF | 0.6159% | 0 | 70.9241 | Residential_2030_Economic_GWh_Before Competition Groups_Occupancy Sensors MF
Residential | Res ¦ Clothes Drying Racks | 2030 | Economic | GWh | Before Competition Groups | 66.8924 | 0 | 0 | 11515.6613 | 0.0058088 | 22 | Residential_2030_Economic_GWh_Before Competition Groups_22 | Clothes Drying Racks | 0.5809% | 0 | 66.8924 | Residential_2030_Economic_GWh_Before Competition Groups_Clothes Drying Racks
Residential | Res ¦ Freezer Recycling | 2030 | Economic | GWh | Before Competition Groups | 64.2766 | 0 | 0 | 11515.6613 | 0.0055817 | 23 | Residential_2030_Economic_GWh_Before Competition Groups_23 | Freezer Recycling | 0.5582% | 0 | 64.2766 | Residential_2030_Economic_GWh_Before Competition Groups_Freezer Recycling
Residential | Res ¦ Duct Insulation | 2030 | Economic | GWh | Before Competition Groups | 56.0763 | 0 | 0 | 11515.6613 | 0.0048696 | 24 | Residential_2030_Economic_GWh_Before Competition Groups_24 | Duct Insulation | 0.487% | 0 | 56.0763 | Residential_2030_Economic_GWh_Before Competition Groups_Duct Insulation
Residential | Res ¦ Floor Insulation | 2030 | Economic | GWh | Before Competition Groups | 52.1141 | 0 | 0 | 11515.6613 | 0.0045255 | 25 | Residential_2030_Economic_GWh_Before Competition Groups_25 | Floor Insulation | 0.4525% | 0 | 52.1141 | Residential_2030_Economic_GWh_Before Competition Groups_Floor Insulation
Residential | Res ¦ Advanced BAS/Controllers | 2030 | Economic | GWh | Before Competition Groups | 40.9017 | 0 | 0 | 11515.6613 | 0.0035518 | 26 | Residential_2030_Economic_GWh_Before Competition Groups_26 | Advanced BAS/Controllers | 0.3552% | 0 | 40.9017 | Residential_2030_Economic_GWh_Before Competition Groups_Advanced BAS/Controllers
Residential | Res ¦ Energy Star Freezer | 2030 | Economic | GWh | Before Competition Groups | 38.3628 | 0 | 0 | 11515.6613 | 0.0033314 | 27 | Residential_2030_Economic_GWh_Before Competition Groups_27 | Energy Star Freezer | 0.3331% | 0 | 38.3628 | Residential_2030_Economic_GWh_Before Competition Groups_Energy Star Freezer
Residential | Res ¦ LED Exterior Area Lights - LED Fixture (200W) | 2030 | Economic | GWh | Before Competition Groups | 37.9953 | 0 | 0 | 11515.6613 | 0.0032994 | 28 | Residential_2030_Economic_GWh_Before Competition Groups_28 | LED Exterior Area Lights - LED Fixture (200W) | 0.3299% | 0 | 37.9953 | Residential_2030_Economic_GWh_Before Competition Groups_LED Exterior Area Lights - LED Fixture (200W)
Residential | Res ¦ Heat Recovery Ventilator | 2030 | Economic | GWh | Before Competition Groups | 36.1286 | 0 | 0 | 11515.6613 | 0.0031373 | 29 | Residential_2030_Economic_GWh_Before Competition Groups_29 | Heat Recovery Ventilator | 0.3137% | 0 | 36.1286 | Residential_2030_Economic_GWh_Before Competition Groups_Heat Recovery Ventilator
Residential | Res ¦ Home Energy Reports | 2030 | Economic | GWh | Before Competition Groups | 35.8027 | 0 | 0 | 11515.6613 | 0.003109 | 30 | Residential_2030_Economic_GWh_Before Competition Groups_30 | Home Energy Reports | 0.3109% | 0 | 35.8027 | Residential_2030_Economic_GWh_Before Competition Groups_Home Energy Reports
Residential | Res ¦ Minimize Hot and Warm Clothes Wash | 2030 | Economic | GWh | Before Competition Groups | 35.7523 | 0 | 0 | 11515.6613 | 0.0031047 | 31 | Residential_2030_Economic_GWh_Before Competition Groups_31 | Minimize Hot and Warm Clothes Wash | 0.3105% | 0 | 35.7523 | Residential_2030_Economic_GWh_Before Competition Groups_Minimize Hot and Warm Clothes Wash
Residential | Res ¦ Furnace Whistle | 2030 | Economic | GWh | Before Competition Groups | 35.2203 | 0 | 0 | 11515.6613 | 0.0030585 | 32 | Residential_2030_Economic_GWh_Before Competition Groups_32 | Furnace Whistle | 0.3058% | 0 | 35.2203 | Residential_2030_Economic_GWh_Before Competition Groups_Furnace Whistle
Residential | Res ¦ LED Tube Re-Lamp | 2030 | Economic | GWh | Before Competition Groups | 29.4721 | 0 | 0 | 11515.6613 | 0.0025593 | 33 | Residential_2030_Economic_GWh_Before Competition Groups_33 | LED Tube Re-Lamp | 0.2559% | 0 | 29.4721 | Residential_2030_Economic_GWh_Before Competition Groups_LED Tube Re-Lamp
Residential | Res ¦ Outside Air Economizer | 2030 | Economic | GWh | Before Competition Groups | 29.0213 | 0 | 0 | 11515.6613 | 0.0025202 | 34 | Residential_2030_Economic_GWh_Before Competition Groups_34 | Outside Air Economizer | 0.252% | 0 | 29.0213 | Residential_2030_Economic_GWh_Before Competition Groups_Outside Air Economizer
Residential | Res ¦ Energy Star Dehumidifier | 2030 | Economic | GWh | Before Competition Groups | 26.188 | 0 | 0 | 11515.6613 | 0.0022741 | 35 | Residential_2030_Economic_GWh_Before Competition Groups_35 | Energy Star Dehumidifier | 0.2274% | 0 | 26.188 | Residential_2030_Economic_GWh_Before Competition Groups_Energy Star Dehumidifier
Residential | Res ¦ Tankless Water Heater | 2030 | Economic | GWh | Before Competition Groups | 21.475 | 0 | 0 | 11515.6613 | 0.0018648 | 36 | Residential_2030_Economic_GWh_Before Competition Groups_36 | Tankless Water Heater | 0.1865% | 0 | 21.475 | Residential_2030_Economic_GWh_Before Competition Groups_Tankless Water Heater
Residential | Res ¦ Duct Insulation MF | 2030 | Economic | GWh | Before Competition Groups | 20.0985 | 0 | 0 | 11515.6613 | 0.0017453 | 37 | Residential_2030_Economic_GWh_Before Competition Groups_37 | Duct Insulation MF | 0.1745% | 0 | 20.0985 | Residential_2030_Economic_GWh_Before Competition Groups_Duct Insulation MF
Residential | Res ¦ Demand Control Ventilation | 2030 | Economic | GWh | Before Competition Groups | 18.8639 | 0 | 0 | 11515.6613 | 0.0016381 | 38 | Residential_2030_Economic_GWh_Before Competition Groups_38 | Demand Control Ventilation | 0.1638% | 0 | 18.8639 | Residential_2030_Economic_GWh_Before Competition Groups_Demand Control Ventilation
Residential | Res ¦ CO Sensors for parking garage exhaust fans | 2030 | Economic | GWh | Before Competition Groups | 18.3102 | 0 | 0 | 11515.6613 | 0.00159 | 39 | Residential_2030_Economic_GWh_Before Competition Groups_39 | CO Sensors for parking garage exhaust fans | 0.159% | 0 | 18.3102 | Residential_2030_Economic_GWh_Before Competition Groups_CO Sensors for parking garage exhaust fans
Residential | Res ¦ ENERGY STAR LED LAMPS (REFLECTOR LAMPs/MR16/PAR 16) | 2030 | Economic | GWh | Before Competition Groups | 15.2431 | 0 | 0 | 11515.6613 | 0.0013237 | 40 | Residential_2030_Economic_GWh_Before Competition Groups_40 | ENERGY STAR LED LAMPS (REFLECTOR LAMPs/MR16/PAR 16) | 0.1324% | 0 | 15.2431 | Residential_2030_Economic_GWh_Before Competition Groups_ENERGY STAR LED LAMPS (REFLECTOR LAMPs/MR16/PAR 16)
Residential | Res ¦ Variable Frequency Drive (VFD) | 2030 | Economic | GWh | Before Competition Groups | 14.9405 | 0 | 0 | 11515.6613 | 0.0012974 | 41 | Residential_2030_Economic_GWh_Before Competition Groups_41 | Variable Frequency Drive (VFD) | 0.1297% | 0 | 14.9405 | Residential_2030_Economic_GWh_Before Competition Groups_Variable Frequency Drive (VFD)
Residential | Res ¦ Condensing Make Up Air Unit | 2030 | Economic | GWh | Before Competition Groups | 14.7963 | 0 | 0 | 11515.6613 | 0.0012849 | 42 | Residential_2030_Economic_GWh_Before Competition Groups_42 | Condensing Make Up Air Unit | 0.1285% | 0 | 14.7963 | Residential_2030_Economic_GWh_Before Competition Groups_Condensing Make Up Air Unit
Residential | Res ¦ High Efficiency Chiller (avg of water and air cooled) | 2030 | Economic | GWh | Before Competition Groups | 13.9171 | 0 | 0 | 11515.6613 | 0.0012085 | 43 | Residential_2030_Economic_GWh_Before Competition Groups_43 | High Efficiency Chiller (avg of water and air cooled) | 0.1209% | 0 | 13.9171 | Residential_2030_Economic_GWh_Before Competition Groups_High Efficiency Chiller (avg of water and air cooled)
Residential | Res ¦ Water Heater Temperature Setback | 2030 | Economic | GWh | Before Competition Groups | 11.1644 | 0 | 0 | 11515.6613 | 0.0009695 | 44 | Residential_2030_Economic_GWh_Before Competition Groups_44 | Water Heater Temperature Setback | 0.09695% | 0 | 11.1644 | Residential_2030_Economic_GWh_Before Competition Groups_Water Heater Temperature Setback
Residential | Res ¦ VFD on Pumps | 2030 | Economic | GWh | Before Competition Groups | 4.5944 | 0 | 0 | 11515.6613 | 0.00039897 | 45 | Residential_2030_Economic_GWh_Before Competition Groups_45 | VFD on Pumps | 0.0399% | 0 | 4.5944 | Residential_2030_Economic_GWh_Before Competition Groups_VFD on Pumps
Residential | Res ¦ ENERGY STAR LED Lamps (General Service Lamps) | 2030 | Economic | GWh | Before Competition Groups | 3.5479 | 0 | 0 | 11515.6613 | 0.0003081 | 46 | Residential_2030_Economic_GWh_Before Competition Groups_46 | ENERGY STAR LED Lamps (General Service Lamps) | 0.03081% | 0 | 3.5479 | Residential_2030_Economic_GWh_Before Competition Groups_ENERGY STAR LED Lamps (General Service Lamps)
Residential | Res ¦ ECM MOTORS FOR HVAC APPLICATION (FAN-POWERED VAV BOX) | 2030 | Economic | GWh | Before Competition Groups | 2.955 | 0 | 0 | 11515.6613 | 0.0002566 | 47 | Residential_2030_Economic_GWh_Before Competition Groups_47 | ECM MOTORS FOR HVAC APPLICATION (FAN-POWERED VAV BOX) | 0.02566% | 0 | 2.955 | Residential_2030_Economic_GWh_Before Competition Groups_ECM MOTORS FOR HVAC APPLICATION (FAN-POWERED VAV BOX)
Residential | Res ¦ Beverage Vending Machine Controls | 2030 | Economic | GWh | Before Competition Groups | 2.1271 | 0 | 0 | 11515.6613 | 0.00018472 | 48 | Residential_2030_Economic_GWh_Before Competition Groups_48 | Beverage Vending Machine Controls | 0.01847% | 0 | 2.1271 | Residential_2030_Economic_GWh_Before Competition Groups_Beverage Vending Machine Controls
Residential | Res ¦ Wall Insulation | 2030 | Economic | GWh | Before Competition Groups | 0.74912 | 0 | 0 | 11515.6613 | 6.5052e-05 | 49 | Residential_2030_Economic_GWh_Before Competition Groups_49 | Wall Insulation | 0.006505% | 0 | 0.74912 | Residential_2030_Economic_GWh_Before Competition Groups_Wall Insulation
Residential | Res ¦ Chilled Water Optimization | 2030 | Economic | GWh | Before Competition Groups | 0.35244 | 0 | 0 | 11515.6613 | 3.0606e-05 | 50 | Residential_2030_Economic_GWh_Before Competition Groups_50 | Chilled Water Optimization | 0.003061% | 0 | 0.35244 | Residential_2030_Economic_GWh_Before Competition Groups_Chilled Water Optimization
Residential | Res ¦ LED High Bay Fixture | 2030 | Economic | GWh | Before Competition Groups | 0.17899 | 0 | 0 | 11515.6613 | 1.5543e-05 | 51 | Residential_2030_Economic_GWh_Before Competition Groups_51 | LED High Bay Fixture | 0.001554% | 0 | 0.17899 | Residential_2030_Economic_GWh_Before Competition Groups_LED High Bay Fixture
Residential | Res ¦ Wall Insulation MF | 2030 | Economic | GWh | Before Competition Groups | 0.045401 | 0 | 0 | 11515.6613 | 3.9425e-06 | 52 | Residential_2030_Economic_GWh_Before Competition Groups_52 | Wall Insulation MF | 0.0003943% | 0 | 0.045401 | Residential_2030_Economic_GWh_Before Competition Groups_Wall Insulation MF
Residential | Res ¦ Heavy Duty Outdoor/Holiday Plug-in Timers | 2030 | Economic | GWh | Before Competition Groups | 0 | 0 | 0 | 11515.6613 | 0 | 53 | Residential_2030_Economic_GWh_Before Competition Groups_53 | Heavy Duty Outdoor/Holiday Plug-in Timers | 0% | 0 | 0 | Residential_2030_Economic_GWh_Before Competition Groups_Heavy Duty Outdoor/Holiday Plug-in Timers
Residential | Res ¦ LED Downlight | 2030 | Economic | GWh | Before Competition Groups | 0 | 0 | 0 | 11515.6613 | 0 | 54 | Residential_2030_Economic_GWh_Before Competition Groups_54 | LED Downlight | 0% | 0 | 0 | Residential_2030_Economic_GWh_Before Competition Groups_LED Downlight
Residential | Res ¦ Smart Burners | 2030 | Economic | GWh | Before Competition Groups | 0 | 0 | 0 | 11515.6613 | 0 | 55 | Residential_2030_Economic_GWh_Before Competition Groups_55 | Smart Burners | 0% | 0 | 0 | Residential_2030_Economic_GWh_Before Competition Groups_Smart Burners
Residential | Res ¦ Smart Power Bar | 2030 | Economic | GWh | Before Competition Groups | 0 | 0 | 0 | 11515.6613 | 0 | 56 | Residential_2030_Economic_GWh_Before Competition Groups_56 | Smart Power Bar | 0% | 0 | 0 | Residential_2030_Economic_GWh_Before Competition Groups_Smart Power Bar
Residential | Res ¦ Energy Star LED Specialty Bulbs | 2030 | SC A | GWh | Before Competition Groups | 532.478 | 0 | 0 | 2873.4255 | 0.18531 | 1 | Residential_2030_SC A_GWh_Before Competition Groups_1 | Energy Star LED Specialty Bulbs | 18.53% | 0 | 532.478 | Residential_2030_SC A_GWh_Before Competition Groups_Energy Star LED Specialty Bulbs
Residential | Res ¦ Energy Star Clothes Washer | 2030 | SC A | GWh | Before Competition Groups | 298.4684 | 0 | 0 | 2873.4255 | 0.10387 | 2 | Residential_2030_SC A_GWh_Before Competition Groups_2 | Energy Star Clothes Washer | 10.39% | 0 | 298.4684 | Residential_2030_SC A_GWh_Before Competition Groups_Energy Star Clothes Washer
Residential | Res ¦ Ductless Mini-Split Heat Pump | 2030 | SC A | GWh | Before Competition Groups | 242.9572 | 0 | 0 | 2873.4255 | 0.084553 | 3 | Residential_2030_SC A_GWh_Before Competition Groups_3 | Ductless Mini-Split Heat Pump | 8.455% | 0 | 242.9572 | Residential_2030_SC A_GWh_Before Competition Groups_Ductless Mini-Split Heat Pump
Residential | Res ¦ Energy Star A Line, PAR, MR Lamps | 2030 | SC A | GWh | Before Competition Groups | 228.8764 | 0 | 0 | 2873.4255 | 0.079653 | 4 | Residential_2030_SC A_GWh_Before Competition Groups_4 | Energy Star A Line, PAR, MR Lamps | 7.965% | 0 | 228.8764 | Residential_2030_SC A_GWh_Before Competition Groups_Energy Star A Line, PAR, MR Lamps
Residential | Res ¦ Car Block Heater Timer | 2030 | SC A | GWh | Before Competition Groups | 178.7643 | 0 | 0 | 2873.4255 | 0.062213 | 5 | Residential_2030_SC A_GWh_Before Competition Groups_5 | Car Block Heater Timer | 6.221% | 0 | 178.7643 | Residential_2030_SC A_GWh_Before Competition Groups_Car Block Heater Timer
Residential | Res ¦ Energy Star LED Bulbs General Purpose LEDs | 2030 | SC A | GWh | Before Competition Groups | 162.6497 | 0 | 0 | 2873.4255 | 0.056605 | 6 | Residential_2030_SC A_GWh_Before Competition Groups_6 | Energy Star LED Bulbs General Purpose LEDs | 5.66% | 0 | 162.6497 | Residential_2030_SC A_GWh_Before Competition Groups_Energy Star LED Bulbs General Purpose LEDs
Residential | Res ¦ Building Recommissioning, Operations and Maintenance (O&M) Improvements | 2030 | SC A | GWh | Before Competition Groups | 145.0959 | 0 | 0 | 2873.4255 | 0.050496 | 7 | Residential_2030_SC A_GWh_Before Competition Groups_7 | Building Recommissioning, Operations and Maintenance (O&M) Improvements | 5.05% | 0 | 145.0959 | Residential_2030_SC A_GWh_Before Competition Groups_Building Recommissioning, Operations and Maintenance (O&M) Improvements
Residential | Res ¦ Variable Speed Pool Pump Motor | 2030 | SC A | GWh | Before Competition Groups | 132.7906 | 0 | 0 | 2873.4255 | 0.046213 | 8 | Residential_2030_SC A_GWh_Before Competition Groups_8 | Variable Speed Pool Pump Motor | 4.621% | 0 | 132.7906 | Residential_2030_SC A_GWh_Before Competition Groups_Variable Speed Pool Pump Motor
Residential | Res ¦ Energy Star Torchiere | 2030 | SC A | GWh | Before Competition Groups | 108.1311 | 0 | 0 | 2873.4255 | 0.037631 | 9 | Residential_2030_SC A_GWh_Before Competition Groups_9 | Energy Star Torchiere | 3.763% | 0 | 108.1311 | Residential_2030_SC A_GWh_Before Competition Groups_Energy Star Torchiere
Residential | Res ¦ Adaptive Thermostat | 2030 | SC A | GWh | Before Competition Groups | 85.9697 | 0 | 0 | 2873.4255 | 0.029919 | 10 | Residential_2030_SC A_GWh_Before Competition Groups_10 | Adaptive Thermostat | 2.992% | 0 | 85.9697 | Residential_2030_SC A_GWh_Before Competition Groups_Adaptive Thermostat
Residential | Res ¦ LED Parking Lot Fixture | 2030 | SC A | GWh | Before Competition Groups | 74.3016 | 0 | 0 | 2873.4255 | 0.025858 | 11 | Residential_2030_SC A_GWh_Before Competition Groups_11 | LED Parking Lot Fixture | 2.586% | 0 | 74.3016 | Residential_2030_SC A_GWh_Before Competition Groups_LED Parking Lot Fixture
Residential | Res ¦ Comprehensive Draft Proofing | 2030 | SC A | GWh | Before Competition Groups | 70.05 | 0 | 0 | 2873.4255 | 0.024379 | 12 | Residential_2030_SC A_GWh_Before Competition Groups_12 | Comprehensive Draft Proofing | 2.438% | 0 | 70.05 | Residential_2030_SC A_GWh_Before Competition Groups_Comprehensive Draft Proofing
Residential | Res ¦ Air Sealing | 2030 | SC A | GWh | Before Competition Groups | 61.0043 | 0 | 0 | 2873.4255 | 0.021231 | 13 | Residential_2030_SC A_GWh_Before Competition Groups_13 | Air Sealing | 2.123% | 0 | 61.0043 | Residential_2030_SC A_GWh_Before Competition Groups_Air Sealing
Residential | Res ¦ Basement Wall Insulation | 2030 | SC A | GWh | Before Competition Groups | 58.2142 | 0 | 0 | 2873.4255 | 0.02026 | 14 | Residential_2030_SC A_GWh_Before Competition Groups_14 | Basement Wall Insulation | 2.026% | 0 | 58.2142 | Residential_2030_SC A_GWh_Before Competition Groups_Basement Wall Insulation
Residential | Res ¦ Energy Star Air Source Heat Pump | 2030 | SC A | GWh | Before Competition Groups | 57.511 | 0 | 0 | 2873.4255 | 0.020015 | 15 | Residential_2030_SC A_GWh_Before Competition Groups_15 | Energy Star Air Source Heat Pump | 2.001% | 0 | 57.511 | Residential_2030_SC A_GWh_Before Competition Groups_Energy Star Air Source Heat Pump
Residential | Res ¦ Occupancy Sensors MF | 2030 | SC A | GWh | Before Competition Groups | 42.4756 | 0 | 0 | 2873.4255 | 0.014782 | 16 | Residential_2030_SC A_GWh_Before Competition Groups_16 | Occupancy Sensors MF | 1.478% | 0 | 42.4756 | Residential_2030_SC A_GWh_Before Competition Groups_Occupancy Sensors MF
Residential | Res ¦ Energy Star Light Fixture | 2030 | SC A | GWh | Before Competition Groups | 42.1407 | 0 | 0 | 2873.4255 | 0.014666 | 17 | Residential_2030_SC A_GWh_Before Competition Groups_17 | Energy Star Light Fixture | 1.467% | 0 | 42.1407 | Residential_2030_SC A_GWh_Before Competition Groups_Energy Star Light Fixture
Residential | Res ¦ Energy Star Clothes Dryer | 2030 | SC A | GWh | Before Competition Groups | 40.7749 | 0 | 0 | 2873.4255 | 0.01419 | 18 | Residential_2030_SC A_GWh_Before Competition Groups_18 | Energy Star Clothes Dryer | 1.419% | 0 | 40.7749 | Residential_2030_SC A_GWh_Before Competition Groups_Energy Star Clothes Dryer
Residential | Res ¦ LED Exterior Area Lights - LED Fixture (200W) | 2030 | SC A | GWh | Before Competition Groups | 36.5222 | 0 | 0 | 2873.4255 | 0.01271 | 19 | Residential_2030_SC A_GWh_Before Competition Groups_19 | LED Exterior Area Lights - LED Fixture (200W) | 1.271% | 0 | 36.5222 | Residential_2030_SC A_GWh_Before Competition Groups_LED Exterior Area Lights - LED Fixture (200W)
Residential | Res ¦ Refrigerator Recycling | 2030 | SC A | GWh | Before Competition Groups | 27.226 | 0 | 0 | 2873.4255 | 0.0094751 | 20 | Residential_2030_SC A_GWh_Before Competition Groups_20 | Refrigerator Recycling | 0.9475% | 0 | 27.226 | Residential_2030_SC A_GWh_Before Competition Groups_Refrigerator Recycling
Residential | Res ¦ LED Tube Re-Lamp | 2030 | SC A | GWh | Before Competition Groups | 25.3622 | 0 | 0 | 2873.4255 | 0.0088265 | 21 | Residential_2030_SC A_GWh_Before Competition Groups_21 | LED Tube Re-Lamp | 0.8826% | 0 | 25.3622 | Residential_2030_SC A_GWh_Before Competition Groups_LED Tube Re-Lamp
Residential | Res ¦ Energy Star Room Air Conditioner | 2030 | SC A | GWh | Before Competition Groups | 20.4204 | 0 | 0 | 2873.4255 | 0.0071066 | 22 | Residential_2030_SC A_GWh_Before Competition Groups_22 | Energy Star Room Air Conditioner | 0.7107% | 0 | 20.4204 | Residential_2030_SC A_GWh_Before Competition Groups_Energy Star Room Air Conditioner
Residential | Res ¦ Home Energy Reports | 2030 | SC A | GWh | Before Competition Groups | 20.3318 | 0 | 0 | 2873.4255 | 0.0070758 | 23 | Residential_2030_SC A_GWh_Before Competition Groups_23 | Home Energy Reports | 0.7076% | 0 | 20.3318 | Residential_2030_SC A_GWh_Before Competition Groups_Home Energy Reports
Residential | Res ¦ Outside Air Economizer | 2030 | SC A | GWh | Before Competition Groups | 19.0438 | 0 | 0 | 2873.4255 | 0.0066276 | 24 | Residential_2030_SC A_GWh_Before Competition Groups_24 | Outside Air Economizer | 0.6628% | 0 | 19.0438 | Residential_2030_SC A_GWh_Before Competition Groups_Outside Air Economizer
Residential | Res ¦ Minimize Hot and Warm Clothes Wash | 2030 | SC A | GWh | Before Competition Groups | 18.8852 | 0 | 0 | 2873.4255 | 0.0065724 | 25 | Residential_2030_SC A_GWh_Before Competition Groups_25 | Minimize Hot and Warm Clothes Wash | 0.6572% | 0 | 18.8852 | Residential_2030_SC A_GWh_Before Competition Groups_Minimize Hot and Warm Clothes Wash
Residential | Res ¦ Attic Insulation | 2030 | SC A | GWh | Before Competition Groups | 18.6093 | 0 | 0 | 2873.4255 | 0.0064763 | 26 | Residential_2030_SC A_GWh_Before Competition Groups_26 | Attic Insulation | 0.6476% | 0 | 18.6093 | Residential_2030_SC A_GWh_Before Competition Groups_Attic Insulation
Residential | Res ¦ Furnace Whistle | 2030 | SC A | GWh | Before Competition Groups | 18.3111 | 0 | 0 | 2873.4255 | 0.0063726 | 27 | Residential_2030_SC A_GWh_Before Competition Groups_27 | Furnace Whistle | 0.6373% | 0 | 18.3111 | Residential_2030_SC A_GWh_Before Competition Groups_Furnace Whistle
Residential | Res ¦ Energy Star Freezer | 2030 | SC A | GWh | Before Competition Groups | 18.0949 | 0 | 0 | 2873.4255 | 0.0062973 | 28 | Residential_2030_SC A_GWh_Before Competition Groups_28 | Energy Star Freezer | 0.6297% | 0 | 18.0949 | Residential_2030_SC A_GWh_Before Competition Groups_Energy Star Freezer
Residential | Res ¦ ENERGY STAR LED LAMPS (REFLECTOR LAMPs/MR16/PAR 16) | 2030 | SC A | GWh | Before Competition Groups | 15.3584 | 0 | 0 | 2873.4255 | 0.005345 | 29 | Residential_2030_SC A_GWh_Before Competition Groups_29 | ENERGY STAR LED LAMPS (REFLECTOR LAMPs/MR16/PAR 16) | 0.5345% | 0 | 15.3584 | Residential_2030_SC A_GWh_Before Competition Groups_ENERGY STAR LED LAMPS (REFLECTOR LAMPs/MR16/PAR 16)
Residential | Res ¦ Advanced BAS/Controllers | 2030 | SC A | GWh | Before Competition Groups | 13.8547 | 0 | 0 | 2873.4255 | 0.0048217 | 30 | Residential_2030_SC A_GWh_Before Competition Groups_30 | Advanced BAS/Controllers | 0.4822% | 0 | 13.8547 | Residential_2030_SC A_GWh_Before Competition Groups_Advanced BAS/Controllers
Residential | Res ¦ High Efficiency Chiller (avg of water and air cooled) | 2030 | SC A | GWh | Before Competition Groups | 12.1358 | 0 | 0 | 2873.4255 | 0.0042235 | 31 | Residential_2030_SC A_GWh_Before Competition Groups_31 | High Efficiency Chiller (avg of water and air cooled) | 0.4223% | 0 | 12.1358 | Residential_2030_SC A_GWh_Before Competition Groups_High Efficiency Chiller (avg of water and air cooled)
Residential | Res ¦ Variable Frequency Drive (VFD) | 2030 | SC A | GWh | Before Competition Groups | 7.7676 | 0 | 0 | 2873.4255 | 0.0027032 | 32 | Residential_2030_SC A_GWh_Before Competition Groups_32 | Variable Frequency Drive (VFD) | 0.2703% | 0 | 7.7676 | Residential_2030_SC A_GWh_Before Competition Groups_Variable Frequency Drive (VFD)
Residential | Res ¦ CO Sensors for parking garage exhaust fans | 2030 | SC A | GWh | Before Competition Groups | 6.2468 | 0 | 0 | 2873.4255 | 0.002174 | 33 | Residential_2030_SC A_GWh_Before Competition Groups_33 | CO Sensors for parking garage exhaust fans | 0.2174% | 0 | 6.2468 | Residential_2030_SC A_GWh_Before Competition Groups_CO Sensors for parking garage exhaust fans
Residential | Res ¦ Water Heater Temperature Setback | 2030 | SC A | GWh | Before Competition Groups | 5.7655 | 0 | 0 | 2873.4255 | 0.0020065 | 34 | Residential_2030_SC A_GWh_Before Competition Groups_34 | Water Heater Temperature Setback | 0.2006% | 0 | 5.7655 | Residential_2030_SC A_GWh_Before Competition Groups_Water Heater Temperature Setback
Residential | Res ¦ Demand Control Ventilation | 2030 | SC A | GWh | Before Competition Groups | 5.0523 | 0 | 0 | 2873.4255 | 0.0017583 | 35 | Residential_2030_SC A_GWh_Before Competition Groups_35 | Demand Control Ventilation | 0.1758% | 0 | 5.0523 | Residential_2030_SC A_GWh_Before Competition Groups_Demand Control Ventilation
Residential | Res ¦ ENERGY STAR LED Lamps (General Service Lamps) | 2030 | SC A | GWh | Before Competition Groups | 3.4264 | 0 | 0 | 2873.4255 | 0.0011924 | 36 | Residential_2030_SC A_GWh_Before Competition Groups_36 | ENERGY STAR LED Lamps (General Service Lamps) | 0.1192% | 0 | 3.4264 | Residential_2030_SC A_GWh_Before Competition Groups_ENERGY STAR LED Lamps (General Service Lamps)
Residential | Res ¦ Tankless Water Heater | 2030 | SC A | GWh | Before Competition Groups | 3.3464 | 0 | 0 | 2873.4255 | 0.0011646 | 37 | Residential_2030_SC A_GWh_Before Competition Groups_37 | Tankless Water Heater | 0.1165% | 0 | 3.3464 | Residential_2030_SC A_GWh_Before Competition Groups_Tankless Water Heater
Residential | Res ¦ Clothes Drying Racks | 2030 | SC A | GWh | Before Competition Groups | 2.3765 | 0 | 0 | 2873.4255 | 0.00082705 | 38 | Residential_2030_SC A_GWh_Before Competition Groups_38 | Clothes Drying Racks | 0.08271% | 0 | 2.3765 | Residential_2030_SC A_GWh_Before Competition Groups_Clothes Drying Racks
Residential | Res ¦ Condensing Make Up Air Unit | 2030 | SC A | GWh | Before Competition Groups | 2.358 | 0 | 0 | 2873.4255 | 0.00082063 | 39 | Residential_2030_SC A_GWh_Before Competition Groups_39 | Condensing Make Up Air Unit | 0.08206% | 0 | 2.358 | Residential_2030_SC A_GWh_Before Competition Groups_Condensing Make Up Air Unit
Residential | Res ¦ VFD on Pumps | 2030 | SC A | GWh | Before Competition Groups | 2.2277 | 0 | 0 | 2873.4255 | 0.00077527 | 40 | Residential_2030_SC A_GWh_Before Competition Groups_40 | VFD on Pumps | 0.07753% | 0 | 2.2277 | Residential_2030_SC A_GWh_Before Competition Groups_VFD on Pumps
Residential | Res ¦ Energy Star Dehumidifier | 2030 | SC A | GWh | Before Competition Groups | 2.0693 | 0 | 0 | 2873.4255 | 0.00072017 | 41 | Residential_2030_SC A_GWh_Before Competition Groups_41 | Energy Star Dehumidifier | 0.07202% | 0 | 2.0693 | Residential_2030_SC A_GWh_Before Competition Groups_Energy Star Dehumidifier
Residential | Res ¦ Floor Insulation | 2030 | SC A | GWh | Before Competition Groups | 1.3317 | 0 | 0 | 2873.4255 | 0.00046344 | 42 | Residential_2030_SC A_GWh_Before Competition Groups_42 | Floor Insulation | 0.04634% | 0 | 1.3317 | Residential_2030_SC A_GWh_Before Competition Groups_Floor Insulation
Residential | Res ¦ ECM MOTORS FOR HVAC APPLICATION (FAN-POWERED VAV BOX) | 2030 | SC A | GWh | Before Competition Groups | 1.2821 | 0 | 0 | 2873.4255 | 0.00044617 | 43 | Residential_2030_SC A_GWh_Before Competition Groups_43 | ECM MOTORS FOR HVAC APPLICATION (FAN-POWERED VAV BOX) | 0.04462% | 0 | 1.2821 | Residential_2030_SC A_GWh_Before Competition Groups_ECM MOTORS FOR HVAC APPLICATION (FAN-POWERED VAV BOX)
Residential | Res ¦ Heat Recovery Ventilator | 2030 | SC A | GWh | Before Competition Groups | 1.103 | 0 | 0 | 2873.4255 | 0.00038386 | 44 | Residential_2030_SC A_GWh_Before Competition Groups_44 | Heat Recovery Ventilator | 0.03839% | 0 | 1.103 | Residential_2030_SC A_GWh_Before Competition Groups_Heat Recovery Ventilator
Residential | Res ¦ Duct Insulation | 2030 | SC A | GWh | Before Competition Groups | 0.78072 | 0 | 0 | 2873.4255 | 0.0002717 | 45 | Residential_2030_SC A_GWh_Before Competition Groups_45 | Duct Insulation | 0.02717% | 0 | 0.78072 | Residential_2030_SC A_GWh_Before Competition Groups_Duct Insulation
Residential | Res ¦ Beverage Vending Machine Controls | 2030 | SC A | GWh | Before Competition Groups | 0.75159 | 0 | 0 | 2873.4255 | 0.00026157 | 46 | Residential_2030_SC A_GWh_Before Competition Groups_46 | Beverage Vending Machine Controls | 0.02616% | 0 | 0.75159 | Residential_2030_SC A_GWh_Before Competition Groups_Beverage Vending Machine Controls
Residential | Res ¦ Duct Insulation MF | 2030 | SC A | GWh | Before Competition Groups | 0.45844 | 0 | 0 | 2873.4255 | 0.00015955 | 47 | Residential_2030_SC A_GWh_Before Competition Groups_47 | Duct Insulation MF | 0.01595% | 0 | 0.45844 | Residential_2030_SC A_GWh_Before Competition Groups_Duct Insulation MF
Residential | Res ¦ Chilled Water Optimization | 2030 | SC A | GWh | Before Competition Groups | 0.15741 | 0 | 0 | 2873.4255 | 5.4782e-05 | 48 | Residential_2030_SC A_GWh_Before Competition Groups_48 | Chilled Water Optimization | 0.005478% | 0 | 0.15741 | Residential_2030_SC A_GWh_Before Competition Groups_Chilled Water Optimization
Residential | Res ¦ LED High Bay Fixture | 2030 | SC A | GWh | Before Competition Groups | 0.096266 | 0 | 0 | 2873.4255 | 3.3502e-05 | 49 | Residential_2030_SC A_GWh_Before Competition Groups_49 | LED High Bay Fixture | 0.00335% | 0 | 0.096266 | Residential_2030_SC A_GWh_Before Competition Groups_LED High Bay Fixture
Residential | Res ¦ Wall Insulation MF | 2030 | SC A | GWh | Before Competition Groups | 0.0093984 | 0 | 0 | 2873.4255 | 3.2708e-06 | 50 | Residential_2030_SC A_GWh_Before Competition Groups_50 | Wall Insulation MF | 0.0003271% | 0 | 0.0093984 | Residential_2030_SC A_GWh_Before Competition Groups_Wall Insulation MF
Residential | Res ¦ Wall Insulation | 2030 | SC A | GWh | Before Competition Groups | 0.0061192 | 0 | 0 | 2873.4255 | 2.1296e-06 | 51 | Residential_2030_SC A_GWh_Before Competition Groups_51 | Wall Insulation | 0.000213% | 0 | 0.0061192 | Residential_2030_SC A_GWh_Before Competition Groups_Wall Insulation
Residential | Res ¦ Freezer Recycling | 2030 | SC A | GWh | Before Competition Groups | 0.0029655 | 0 | 0 | 2873.4255 | 1.032e-06 | 52 | Residential_2030_SC A_GWh_Before Competition Groups_52 | Freezer Recycling | 0.0001032% | 0 | 0.0029655 | Residential_2030_SC A_GWh_Before Competition Groups_Freezer Recycling
Residential | Res ¦ Heavy Duty Outdoor/Holiday Plug-in Timers | 2030 | SC A | GWh | Before Competition Groups | 0 | 0 | 0 | 2873.4255 | 0 | 53 | Residential_2030_SC A_GWh_Before Competition Groups_53 | Heavy Duty Outdoor/Holiday Plug-in Timers | 0% | 0 | 0 | Residential_2030_SC A_GWh_Before Competition Groups_Heavy Duty Outdoor/Holiday Plug-in Timers
Residential | Res ¦ LED Downlight | 2030 | SC A | GWh | Before Competition Groups | 0 | 0 | 0 | 2873.4255 | 0 | 54 | Residential_2030_SC A_GWh_Before Competition Groups_54 | LED Downlight | 0% | 0 | 0 | Residential_2030_SC A_GWh_Before Competition Groups_LED Downlight
Residential | Res ¦ Smart Burners | 2030 | SC A | GWh | Before Competition Groups | 0 | 0 | 0 | 2873.4255 | 0 | 55 | Residential_2030_SC A_GWh_Before Competition Groups_55 | Smart Burners | 0% | 0 | 0 | Residential_2030_SC A_GWh_Before Competition Groups_Smart Burners
Residential | Res ¦ Smart Power Bar | 2030 | SC A | GWh | Before Competition Groups | 0 | 0 | 0 | 2873.4255 | 0 | 56 | Residential_2030_SC A_GWh_Before Competition Groups_56 | Smart Power Bar | 0% | 0 | 0 | Residential_2030_SC A_GWh_Before Competition Groups_Smart Power Bar
Residential | Res ¦ Energy Star Clothes Washer | 2030 | SC B | GWh | Before Competition Groups | 472.3207 | 0 | 0 | 4449.1363 | 0.10616 | 1 | Residential_2030_SC B_GWh_Before Competition Groups_1 | Energy Star Clothes Washer | 10.62% | 0 | 472.3207 | Residential_2030_SC B_GWh_Before Competition Groups_Energy Star Clothes Washer
Residential | Res ¦ Variable Speed Pool Pump Motor | 2030 | SC B | GWh | Before Competition Groups | 346.1862 | 0 | 0 | 4449.1363 | 0.07781 | 2 | Residential_2030_SC B_GWh_Before Competition Groups_2 | Variable Speed Pool Pump Motor | 7.781% | 0 | 346.1862 | Residential_2030_SC B_GWh_Before Competition Groups_Variable Speed Pool Pump Motor
Residential | Res ¦ Energy Star LED Bulbs General Purpose LEDs | 2030 | SC B | GWh | Before Competition Groups | 338.3039 | 0 | 0 | 4449.1363 | 0.076038 | 3 | Residential_2030_SC B_GWh_Before Competition Groups_3 | Energy Star LED Bulbs General Purpose LEDs | 7.604% | 0 | 338.3039 | Residential_2030_SC B_GWh_Before Competition Groups_Energy Star LED Bulbs General Purpose LEDs
Residential | Res ¦ Energy Star A Line, PAR, MR Lamps | 2030 | SC B | GWh | Before Competition Groups | 332.1237 | 0 | 0 | 4449.1363 | 0.074649 | 4 | Residential_2030_SC B_GWh_Before Competition Groups_4 | Energy Star A Line, PAR, MR Lamps | 7.465% | 0 | 332.1237 | Residential_2030_SC B_GWh_Before Competition Groups_Energy Star A Line, PAR, MR Lamps
Residential | Res ¦ Ductless Mini-Split Heat Pump | 2030 | SC B | GWh | Before Competition Groups | 315.721 | 0 | 0 | 4449.1363 | 0.070962 | 5 | Residential_2030_SC B_GWh_Before Competition Groups_5 | Ductless Mini-Split Heat Pump | 7.096% | 0 | 315.721 | Residential_2030_SC B_GWh_Before Competition Groups_Ductless Mini-Split Heat Pump
Residential | Res ¦ Energy Star LED Specialty Bulbs | 2030 | SC B | GWh | Before Competition Groups | 306.5287 | 0 | 0 | 4449.1363 | 0.068896 | 6 | Residential_2030_SC B_GWh_Before Competition Groups_6 | Energy Star LED Specialty Bulbs | 6.89% | 0 | 306.5287 | Residential_2030_SC B_GWh_Before Competition Groups_Energy Star LED Specialty Bulbs
Residential | Res ¦ Car Block Heater Timer | 2030 | SC B | GWh | Before Competition Groups | 304.4317 | 0 | 0 | 4449.1363 | 0.068425 | 7 | Residential_2030_SC B_GWh_Before Competition Groups_7 | Car Block Heater Timer | 6.842% | 0 | 304.4317 | Residential_2030_SC B_GWh_Before Competition Groups_Car Block Heater Timer
Residential | Res ¦ Building Recommissioning, Operations and Maintenance (O&M) Improvements | 2030 | SC B | GWh | Before Competition Groups | 268.2988 | 0 | 0 | 4449.1363 | 0.060304 | 8 | Residential_2030_SC B_GWh_Before Competition Groups_8 | Building Recommissioning, Operations and Maintenance (O&M) Improvements | 6.03% | 0 | 268.2988 | Residential_2030_SC B_GWh_Before Competition Groups_Building Recommissioning, Operations and Maintenance (O&M) Improvements
Residential | Res ¦ Adaptive Thermostat | 2030 | SC B | GWh | Before Competition Groups | 209.1891 | 0 | 0 | 4449.1363 | 0.047018 | 9 | Residential_2030_SC B_GWh_Before Competition Groups_9 | Adaptive Thermostat | 4.702% | 0 | 209.1891 | Residential_2030_SC B_GWh_Before Competition Groups_Adaptive Thermostat
Residential | Res ¦ Energy Star Torchiere | 2030 | SC B | GWh | Before Competition Groups | 158.8656 | 0 | 0 | 4449.1363 | 0.035707 | 10 | Residential_2030_SC B_GWh_Before Competition Groups_10 | Energy Star Torchiere | 3.571% | 0 | 158.8656 | Residential_2030_SC B_GWh_Before Competition Groups_Energy Star Torchiere
Residential | Res ¦ Comprehensive Draft Proofing | 2030 | SC B | GWh | Before Competition Groups | 136.4604 | 0 | 0 | 4449.1363 | 0.030671 | 11 | Residential_2030_SC B_GWh_Before Competition Groups_11 | Comprehensive Draft Proofing | 3.067% | 0 | 136.4604 | Residential_2030_SC B_GWh_Before Competition Groups_Comprehensive Draft Proofing
Residential | Res ¦ Air Sealing | 2030 | SC B | GWh | Before Competition Groups | 112.9698 | 0 | 0 | 4449.1363 | 0.025391 | 12 | Residential_2030_SC B_GWh_Before Competition Groups_12 | Air Sealing | 2.539% | 0 | 112.9698 | Residential_2030_SC B_GWh_Before Competition Groups_Air Sealing
Residential | Res ¦ Energy Star Air Source Heat Pump | 2030 | SC B | GWh | Before Competition Groups | 91.4069 | 0 | 0 | 4449.1363 | 0.020545 | 13 | Residential_2030_SC B_GWh_Before Competition Groups_13 | Energy Star Air Source Heat Pump | 2.054% | 0 | 91.4069 | Residential_2030_SC B_GWh_Before Competition Groups_Energy Star Air Source Heat Pump
Residential | Res ¦ Occupancy Sensors MF | 2030 | SC B | GWh | Before Competition Groups | 81.4434 | 0 | 0 | 4449.1363 | 0.018305 | 14 | Residential_2030_SC B_GWh_Before Competition Groups_14 | Occupancy Sensors MF | 1.831% | 0 | 81.4434 | Residential_2030_SC B_GWh_Before Competition Groups_Occupancy Sensors MF
Residential | Res ¦ LED Parking Lot Fixture | 2030 | SC B | GWh | Before Competition Groups | 80.9348 | 0 | 0 | 4449.1363 | 0.018191 | 15 | Residential_2030_SC B_GWh_Before Competition Groups_15 | LED Parking Lot Fixture | 1.819% | 0 | 80.9348 | Residential_2030_SC B_GWh_Before Competition Groups_LED Parking Lot Fixture
Residential | Res ¦ Energy Star Clothes Dryer | 2030 | SC B | GWh | Before Competition Groups | 73.9663 | 0 | 0 | 4449.1363 | 0.016625 | 16 | Residential_2030_SC B_GWh_Before Competition Groups_16 | Energy Star Clothes Dryer | 1.662% | 0 | 73.9663 | Residential_2030_SC B_GWh_Before Competition Groups_Energy Star Clothes Dryer
Residential | Res ¦ Refrigerator Recycling | 2030 | SC B | GWh | Before Competition Groups | 70.327 | 0 | 0 | 4449.1363 | 0.015807 | 17 | Residential_2030_SC B_GWh_Before Competition Groups_17 | Refrigerator Recycling | 1.581% | 0 | 70.327 | Residential_2030_SC B_GWh_Before Competition Groups_Refrigerator Recycling
Residential | Res ¦ Clothes Drying Racks | 2030 | SC B | GWh | Before Competition Groups | 64.206 | 0 | 0 | 4449.1363 | 0.014431 | 18 | Residential_2030_SC B_GWh_Before Competition Groups_18 | Clothes Drying Racks | 1.443% | 0 | 64.206 | Residential_2030_SC B_GWh_Before Competition Groups_Clothes Drying Racks
Residential | Res ¦ Freezer Recycling | 2030 | SC B | GWh | Before Competition Groups | 61.6297 | 0 | 0 | 4449.1363 | 0.013852 | 19 | Residential_2030_SC B_GWh_Before Competition Groups_19 | Freezer Recycling | 1.385% | 0 | 61.6297 | Residential_2030_SC B_GWh_Before Competition Groups_Freezer Recycling
Residential | Res ¦ Energy Star Light Fixture | 2030 | SC B | GWh | Before Competition Groups | 60.2956 | 0 | 0 | 4449.1363 | 0.013552 | 20 | Residential_2030_SC B_GWh_Before Competition Groups_20 | Energy Star Light Fixture | 1.355% | 0 | 60.2956 | Residential_2030_SC B_GWh_Before Competition Groups_Energy Star Light Fixture
Residential | Res ¦ Basement Wall Insulation | 2030 | SC B | GWh | Before Competition Groups | 59.3062 | 0 | 0 | 4449.1363 | 0.01333 | 21 | Residential_2030_SC B_GWh_Before Competition Groups_21 | Basement Wall Insulation | 1.333% | 0 | 59.3062 | Residential_2030_SC B_GWh_Before Competition Groups_Basement Wall Insulation
Residential | Res ¦ Attic Insulation | 2030 | SC B | GWh | Before Competition Groups | 45.7424 | 0 | 0 | 4449.1363 | 0.010281 | 22 | Residential_2030_SC B_GWh_Before Competition Groups_22 | Attic Insulation | 1.028% | 0 | 45.7424 | Residential_2030_SC B_GWh_Before Competition Groups_Attic Insulation
Residential | Res ¦ Energy Star Room Air Conditioner | 2030 | SC B | GWh | Before Competition Groups | 39.9329 | 0 | 0 | 4449.1363 | 0.0089754 | 23 | Residential_2030_SC B_GWh_Before Competition Groups_23 | Energy Star Room Air Conditioner | 0.8975% | 0 | 39.9329 | Residential_2030_SC B_GWh_Before Competition Groups_Energy Star Room Air Conditioner
Residential | Res ¦ Energy Star Freezer | 2030 | SC B | GWh | Before Competition Groups | 39.2742 | 0 | 0 | 4449.1363 | 0.0088274 | 24 | Residential_2030_SC B_GWh_Before Competition Groups_24 | Energy Star Freezer | 0.8827% | 0 | 39.2742 | Residential_2030_SC B_GWh_Before Competition Groups_Energy Star Freezer
Residential | Res ¦ Advanced BAS/Controllers | 2030 | SC B | GWh | Before Competition Groups | 39.2663 | 0 | 0 | 4449.1363 | 0.0088256 | 25 | Residential_2030_SC B_GWh_Before Competition Groups_25 | Advanced BAS/Controllers | 0.8826% | 0 | 39.2663 | Residential_2030_SC B_GWh_Before Competition Groups_Advanced BAS/Controllers
Residential | Res ¦ LED Exterior Area Lights - LED Fixture (200W) | 2030 | SC B | GWh | Before Competition Groups | 36.5222 | 0 | 0 | 4449.1363 | 0.0082088 | 26 | Residential_2030_SC B_GWh_Before Competition Groups_26 | LED Exterior Area Lights - LED Fixture (200W) | 0.8209% | 0 | 36.5222 | Residential_2030_SC B_GWh_Before Competition Groups_LED Exterior Area Lights - LED Fixture (200W)
Residential | Res ¦ Furnace Whistle | 2030 | SC B | GWh | Before Competition Groups | 33.8142 | 0 | 0 | 4449.1363 | 0.0076002 | 27 | Residential_2030_SC B_GWh_Before Competition Groups_27 | Furnace Whistle | 0.76% | 0 | 33.8142 | Residential_2030_SC B_GWh_Before Competition Groups_Furnace Whistle
Residential | Res ¦ Outside Air Economizer | 2030 | SC B | GWh | Before Competition Groups | 27.9272 | 0 | 0 | 4449.1363 | 0.006277 | 28 | Residential_2030_SC B_GWh_Before Competition Groups_28 | Outside Air Economizer | 0.6277% | 0 | 27.9272 | Residential_2030_SC B_GWh_Before Competition Groups_Outside Air Economizer
Residential | Res ¦ LED Tube Re-Lamp | 2030 | SC B | GWh | Before Competition Groups | 25.3622 | 0 | 0 | 4449.1363 | 0.0057005 | 29 | Residential_2030_SC B_GWh_Before Competition Groups_29 | LED Tube Re-Lamp | 0.57% | 0 | 25.3622 | Residential_2030_SC B_GWh_Before Competition Groups_LED Tube Re-Lamp
Residential | Res ¦ Home Energy Reports | 2030 | SC B | GWh | Before Competition Groups | 20.3318 | 0 | 0 | 4449.1363 | 0.0045698 | 30 | Residential_2030_SC B_GWh_Before Competition Groups_30 | Home Energy Reports | 0.457% | 0 | 20.3318 | Residential_2030_SC B_GWh_Before Competition Groups_Home Energy Reports
Residential | Res ¦ Energy Star Dehumidifier | 2030 | SC B | GWh | Before Competition Groups | 20.1972 | 0 | 0 | 4449.1363 | 0.0045396 | 31 | Residential_2030_SC B_GWh_Before Competition Groups_31 | Energy Star Dehumidifier | 0.454% | 0 | 20.1972 | Residential_2030_SC B_GWh_Before Competition Groups_Energy Star Dehumidifier
Residential | Res ¦ Minimize Hot and Warm Clothes Wash | 2030 | SC B | GWh | Before Competition Groups | 18.8852 | 0 | 0 | 4449.1363 | 0.0042447 | 32 | Residential_2030_SC B_GWh_Before Competition Groups_32 | Minimize Hot and Warm Clothes Wash | 0.4245% | 0 | 18.8852 | Residential_2030_SC B_GWh_Before Competition Groups_Minimize Hot and Warm Clothes Wash
Residential | Res ¦ Demand Control Ventilation | 2030 | SC B | GWh | Before Competition Groups | 18.1091 | 0 | 0 | 4449.1363 | 0.0040702 | 33 | Residential_2030_SC B_GWh_Before Competition Groups_33 | Demand Control Ventilation | 0.407% | 0 | 18.1091 | Residential_2030_SC B_GWh_Before Competition Groups_Demand Control Ventilation
Residential | Res ¦ ENERGY STAR LED LAMPS (REFLECTOR LAMPs/MR16/PAR 16) | 2030 | SC B | GWh | Before Competition Groups | 15.3584 | 0 | 0 | 4449.1363 | 0.003452 | 34 | Residential_2030_SC B_GWh_Before Competition Groups_34 | ENERGY STAR LED LAMPS (REFLECTOR LAMPs/MR16/PAR 16) | 0.3452% | 0 | 15.3584 | Residential_2030_SC B_GWh_Before Competition Groups_ENERGY STAR LED LAMPS (REFLECTOR LAMPs/MR16/PAR 16)
Residential | Res ¦ CO Sensors for parking garage exhaust fans | 2030 | SC B | GWh | Before Competition Groups | 14.833 | 0 | 0 | 4449.1363 | 0.0033339 | 35 | Residential_2030_SC B_GWh_Before Competition Groups_35 | CO Sensors for parking garage exhaust fans | 0.3334% | 0 | 14.833 | Residential_2030_SC B_GWh_Before Competition Groups_CO Sensors for parking garage exhaust fans
Residential | Res ¦ Variable Frequency Drive (VFD) | 2030 | SC B | GWh | Before Competition Groups | 14.3436 | 0 | 0 | 4449.1363 | 0.0032239 | 36 | Residential_2030_SC B_GWh_Before Competition Groups_36 | Variable Frequency Drive (VFD) | 0.3224% | 0 | 14.3436 | Residential_2030_SC B_GWh_Before Competition Groups_Variable Frequency Drive (VFD)
Residential | Res ¦ Heat Recovery Ventilator | 2030 | SC B | GWh | Before Competition Groups | 13.2846 | 0 | 0 | 4449.1363 | 0.0029859 | 37 | Residential_2030_SC B_GWh_Before Competition Groups_37 | Heat Recovery Ventilator | 0.2986% | 0 | 13.2846 | Residential_2030_SC B_GWh_Before Competition Groups_Heat Recovery Ventilator
Residential | Res ¦ High Efficiency Chiller (avg of water and air cooled) | 2030 | SC B | GWh | Before Competition Groups | 12.4772 | 0 | 0 | 4449.1363 | 0.0028044 | 38 | Residential_2030_SC B_GWh_Before Competition Groups_38 | High Efficiency Chiller (avg of water and air cooled) | 0.2804% | 0 | 12.4772 | Residential_2030_SC B_GWh_Before Competition Groups_High Efficiency Chiller (avg of water and air cooled)
Residential | Res ¦ Floor Insulation | 2030 | SC B | GWh | Before Competition Groups | 11.9833 | 0 | 0 | 4449.1363 | 0.0026934 | 39 | Residential_2030_SC B_GWh_Before Competition Groups_39 | Floor Insulation | 0.2693% | 0 | 11.9833 | Residential_2030_SC B_GWh_Before Competition Groups_Floor Insulation
Residential | Res ¦ Duct Insulation | 2030 | SC B | GWh | Before Competition Groups | 10.894 | 0 | 0 | 4449.1363 | 0.0024486 | 40 | Residential_2030_SC B_GWh_Before Competition Groups_40 | Duct Insulation | 0.2449% | 0 | 10.894 | Residential_2030_SC B_GWh_Before Competition Groups_Duct Insulation
Residential | Res ¦ Water Heater Temperature Setback | 2030 | SC B | GWh | Before Competition Groups | 10.7186 | 0 | 0 | 4449.1363 | 0.0024092 | 41 | Residential_2030_SC B_GWh_Before Competition Groups_41 | Water Heater Temperature Setback | 0.2409% | 0 | 10.7186 | Residential_2030_SC B_GWh_Before Competition Groups_Water Heater Temperature Setback
Residential | Res ¦ Tankless Water Heater | 2030 | SC B | GWh | Before Competition Groups | 9.2246 | 0 | 0 | 4449.1363 | 0.0020733 | 42 | Residential_2030_SC B_GWh_Before Competition Groups_42 | Tankless Water Heater | 0.2073% | 0 | 9.2246 | Residential_2030_SC B_GWh_Before Competition Groups_Tankless Water Heater
Residential | Res ¦ Condensing Make Up Air Unit | 2030 | SC B | GWh | Before Competition Groups | 8.7786 | 0 | 0 | 4449.1363 | 0.0019731 | 43 | Residential_2030_SC B_GWh_Before Competition Groups_43 | Condensing Make Up Air Unit | 0.1973% | 0 | 8.7786 | Residential_2030_SC B_GWh_Before Competition Groups_Condensing Make Up Air Unit
Residential | Res ¦ Duct Insulation MF | 2030 | SC B | GWh | Before Competition Groups | 4.6213 | 0 | 0 | 4449.1363 | 0.0010387 | 44 | Residential_2030_SC B_GWh_Before Competition Groups_44 | Duct Insulation MF | 0.1039% | 0 | 4.6213 | Residential_2030_SC B_GWh_Before Competition Groups_Duct Insulation MF
Residential | Res ¦ VFD on Pumps | 2030 | SC B | GWh | Before Competition Groups | 4.4108 | 0 | 0 | 4449.1363 | 0.00099138 | 45 | Residential_2030_SC B_GWh_Before Competition Groups_45 | VFD on Pumps | 0.09914% | 0 | 4.4108 | Residential_2030_SC B_GWh_Before Competition Groups_VFD on Pumps
Residential | Res ¦ ENERGY STAR LED Lamps (General Service Lamps) | 2030 | SC B | GWh | Before Competition Groups | 3.4264 | 0 | 0 | 4449.1363 | 0.00077013 | 46 | Residential_2030_SC B_GWh_Before Competition Groups_46 | ENERGY STAR LED Lamps (General Service Lamps) | 0.07701% | 0 | 3.4264 | Residential_2030_SC B_GWh_Before Competition Groups_ENERGY STAR LED Lamps (General Service Lamps)
Residential | Res ¦ ECM MOTORS FOR HVAC APPLICATION (FAN-POWERED VAV BOX) | 2030 | SC B | GWh | Before Competition Groups | 2.3406 | 0 | 0 | 4449.1363 | 0.00052608 | 47 | Residential_2030_SC B_GWh_Before Competition Groups_47 | ECM MOTORS FOR HVAC APPLICATION (FAN-POWERED VAV BOX) | 0.05261% | 0 | 2.3406 | Residential_2030_SC B_GWh_Before Competition Groups_ECM MOTORS FOR HVAC APPLICATION (FAN-POWERED VAV BOX)
Residential | Res ¦ Beverage Vending Machine Controls | 2030 | SC B | GWh | Before Competition Groups | 1.5736 | 0 | 0 | 4449.1363 | 0.00035369 | 48 | Residential_2030_SC B_GWh_Before Competition Groups_48 | Beverage Vending Machine Controls | 0.03537% | 0 | 1.5736 | Residential_2030_SC B_GWh_Before Competition Groups_Beverage Vending Machine Controls
Residential | Res ¦ Chilled Water Optimization | 2030 | SC B | GWh | Before Competition Groups | 0.21516 | 0 | 0 | 4449.1363 | 4.8361e-05 | 49 | Residential_2030_SC B_GWh_Before Competition Groups_49 | Chilled Water Optimization | 0.004836% | 0 | 0.21516 | Residential_2030_SC B_GWh_Before Competition Groups_Chilled Water Optimization
Residential | Res ¦ LED High Bay Fixture | 2030 | SC B | GWh | Before Competition Groups | 0.18922 | 0 | 0 | 4449.1363 | 4.2529e-05 | 50 | Residential_2030_SC B_GWh_Before Competition Groups_50 | LED High Bay Fixture | 0.004253% | 0 | 0.18922 | Residential_2030_SC B_GWh_Before Competition Groups_LED High Bay Fixture
Residential | Res ¦ Wall Insulation | 2030 | SC B | GWh | Before Competition Groups | 0.17223 | 0 | 0 | 4449.1363 | 3.8711e-05 | 51 | Residential_2030_SC B_GWh_Before Competition Groups_51 | Wall Insulation | 0.003871% | 0 | 0.17223 | Residential_2030_SC B_GWh_Before Competition Groups_Wall Insulation
Residential | Res ¦ Wall Insulation MF | 2030 | SC B | GWh | Before Competition Groups | 0.010447 | 0 | 0 | 4449.1363 | 2.3481e-06 | 52 | Residential_2030_SC B_GWh_Before Competition Groups_52 | Wall Insulation MF | 0.0002348% | 0 | 0.010447 | Residential_2030_SC B_GWh_Before Competition Groups_Wall Insulation MF
Residential | Res ¦ Heavy Duty Outdoor/Holiday Plug-in Timers | 2030 | SC B | GWh | Before Competition Groups | 0 | 0 | 0 | 4449.1363 | 0 | 53 | Residential_2030_SC B_GWh_Before Competition Groups_53 | Heavy Duty Outdoor/Holiday Plug-in Timers | 0% | 0 | 0 | Residential_2030_SC B_GWh_Before Competition Groups_Heavy Duty Outdoor/Holiday Plug-in Timers
Residential | Res ¦ LED Downlight | 2030 | SC B | GWh | Before Competition Groups | 0 | 0 | 0 | 4449.1363 | 0 | 54 | Residential_2030_SC B_GWh_Before Competition Groups_54 | LED Downlight | 0% | 0 | 0 | Residential_2030_SC B_GWh_Before Competition Groups_LED Downlight
Residential | Res ¦ Smart Burners | 2030 | SC B | GWh | Before Competition Groups | 0 | 0 | 0 | 4449.1363 | 0 | 55 | Residential_2030_SC B_GWh_Before Competition Groups_55 | Smart Burners | 0% | 0 | 0 | Residential_2030_SC B_GWh_Before Competition Groups_Smart Burners
Residential | Res ¦ Smart Power Bar | 2030 | SC B | GWh | Before Competition Groups | 0 | 0 | 0 | 4449.1363 | 0 | 56 | Residential_2030_SC B_GWh_Before Competition Groups_56 | Smart Power Bar | 0% | 0 | 0 | Residential_2030_SC B_GWh_Before Competition Groups_Smart Power Bar
Residential | Res ¦ Energy Star LED Specialty Bulbs | 2030 | SC C | GWh | Before Competition Groups | 532.478 | 0 | 0 | 3307.8893 | 0.16097 | 1 | Residential_2030_SC C_GWh_Before Competition Groups_1 | Energy Star LED Specialty Bulbs | 16.1% | 0 | 532.478 | Residential_2030_SC C_GWh_Before Competition Groups_Energy Star LED Specialty Bulbs
Residential | Res ¦ Energy Star Clothes Washer | 2030 | SC C | GWh | Before Competition Groups | 420.6469 | 0 | 0 | 3307.8893 | 0.12716 | 2 | Residential_2030_SC C_GWh_Before Competition Groups_2 | Energy Star Clothes Washer | 12.72% | 0 | 420.6469 | Residential_2030_SC C_GWh_Before Competition Groups_Energy Star Clothes Washer
Residential | Res ¦ Ductless Mini-Split Heat Pump | 2030 | SC C | GWh | Before Competition Groups | 242.9499 | 0 | 0 | 3307.8893 | 0.073446 | 3 | Residential_2030_SC C_GWh_Before Competition Groups_3 | Ductless Mini-Split Heat Pump | 7.345% | 0 | 242.9499 | Residential_2030_SC C_GWh_Before Competition Groups_Ductless Mini-Split Heat Pump
Residential | Res ¦ Energy Star A Line, PAR, MR Lamps | 2030 | SC C | GWh | Before Competition Groups | 228.8764 | 0 | 0 | 3307.8893 | 0.069191 | 4 | Residential_2030_SC C_GWh_Before Competition Groups_4 | Energy Star A Line, PAR, MR Lamps | 6.919% | 0 | 228.8764 | Residential_2030_SC C_GWh_Before Competition Groups_Energy Star A Line, PAR, MR Lamps
Residential | Res ¦ Variable Speed Pool Pump Motor | 2030 | SC C | GWh | Before Competition Groups | 187.4749 | 0 | 0 | 3307.8893 | 0.056675 | 5 | Residential_2030_SC C_GWh_Before Competition Groups_5 | Variable Speed Pool Pump Motor | 5.668% | 0 | 187.4749 | Residential_2030_SC C_GWh_Before Competition Groups_Variable Speed Pool Pump Motor
Residential | Res ¦ Car Block Heater Timer | 2030 | SC C | GWh | Before Competition Groups | 178.7643 | 0 | 0 | 3307.8893 | 0.054042 | 6 | Residential_2030_SC C_GWh_Before Competition Groups_6 | Car Block Heater Timer | 5.404% | 0 | 178.7643 | Residential_2030_SC C_GWh_Before Competition Groups_Car Block Heater Timer
Residential | Res ¦ Energy Star LED Bulbs General Purpose LEDs | 2030 | SC C | GWh | Before Competition Groups | 162.6497 | 0 | 0 | 3307.8893 | 0.04917 | 7 | Residential_2030_SC C_GWh_Before Competition Groups_7 | Energy Star LED Bulbs General Purpose LEDs | 4.917% | 0 | 162.6497 | Residential_2030_SC C_GWh_Before Competition Groups_Energy Star LED Bulbs General Purpose LEDs
Residential | Res ¦ Building Recommissioning, Operations and Maintenance (O&M) Improvements | 2030 | SC C | GWh | Before Competition Groups | 145.2897 | 0 | 0 | 3307.8893 | 0.043922 | 8 | Residential_2030_SC C_GWh_Before Competition Groups_8 | Building Recommissioning, Operations and Maintenance (O&M) Improvements | 4.392% | 0 | 145.2897 | Residential_2030_SC C_GWh_Before Competition Groups_Building Recommissioning, Operations and Maintenance (O&M) Improvements
Residential | Res ¦ Adaptive Thermostat | 2030 | SC C | GWh | Before Competition Groups | 143.6979 | 0 | 0 | 3307.8893 | 0.043441 | 9 | Residential_2030_SC C_GWh_Before Competition Groups_9 | Adaptive Thermostat | 4.344% | 0 | 143.6979 | Residential_2030_SC C_GWh_Before Competition Groups_Adaptive Thermostat
Residential | Res ¦ Energy Star Torchiere | 2030 | SC C | GWh | Before Competition Groups | 108.1311 | 0 | 0 | 3307.8893 | 0.032689 | 10 | Residential_2030_SC C_GWh_Before Competition Groups_10 | Energy Star Torchiere | 3.269% | 0 | 108.1311 | Residential_2030_SC C_GWh_Before Competition Groups_Energy Star Torchiere
Residential | Res ¦ Air Sealing | 2030 | SC C | GWh | Before Competition Groups | 103.0668 | 0 | 0 | 3307.8893 | 0.031158 | 11 | Residential_2030_SC C_GWh_Before Competition Groups_11 | Air Sealing | 3.116% | 0 | 103.0668 | Residential_2030_SC C_GWh_Before Competition Groups_Air Sealing
Residential | Res ¦ LED Parking Lot Fixture | 2030 | SC C | GWh | Before Competition Groups | 74.3016 | 0 | 0 | 3307.8893 | 0.022462 | 12 | Residential_2030_SC C_GWh_Before Competition Groups_12 | LED Parking Lot Fixture | 2.246% | 0 | 74.3016 | Residential_2030_SC C_GWh_Before Competition Groups_LED Parking Lot Fixture
Residential | Res ¦ Energy Star Clothes Dryer | 2030 | SC C | GWh | Before Competition Groups | 73.9909 | 0 | 0 | 3307.8893 | 0.022368 | 13 | Residential_2030_SC C_GWh_Before Competition Groups_13 | Energy Star Clothes Dryer | 2.237% | 0 | 73.9909 | Residential_2030_SC C_GWh_Before Competition Groups_Energy Star Clothes Dryer
Residential | Res ¦ Comprehensive Draft Proofing | 2030 | SC C | GWh | Before Competition Groups | 73.8961 | 0 | 0 | 3307.8893 | 0.022339 | 14 | Residential_2030_SC C_GWh_Before Competition Groups_14 | Comprehensive Draft Proofing | 2.234% | 0 | 73.8961 | Residential_2030_SC C_GWh_Before Competition Groups_Comprehensive Draft Proofing
Residential | Res ¦ Basement Wall Insulation | 2030 | SC C | GWh | Before Competition Groups | 59.3148 | 0 | 0 | 3307.8893 | 0.017931 | 15 | Residential_2030_SC C_GWh_Before Competition Groups_15 | Basement Wall Insulation | 1.793% | 0 | 59.3148 | Residential_2030_SC C_GWh_Before Competition Groups_Basement Wall Insulation
Residential | Res ¦ Energy Star Air Source Heat Pump | 2030 | SC C | GWh | Before Competition Groups | 57.511 | 0 | 0 | 3307.8893 | 0.017386 | 16 | Residential_2030_SC C_GWh_Before Competition Groups_16 | Energy Star Air Source Heat Pump | 1.739% | 0 | 57.511 | Residential_2030_SC C_GWh_Before Competition Groups_Energy Star Air Source Heat Pump
Residential | Res ¦ Energy Star Light Fixture | 2030 | SC C | GWh | Before Competition Groups | 55.4606 | 0 | 0 | 3307.8893 | 0.016766 | 17 | Residential_2030_SC C_GWh_Before Competition Groups_17 | Energy Star Light Fixture | 1.677% | 0 | 55.4606 | Residential_2030_SC C_GWh_Before Competition Groups_Energy Star Light Fixture
Residential | Res ¦ Attic Insulation | 2030 | SC C | GWh | Before Competition Groups | 44.6679 | 0 | 0 | 3307.8893 | 0.013503 | 18 | Residential_2030_SC C_GWh_Before Competition Groups_18 | Attic Insulation | 1.35% | 0 | 44.6679 | Residential_2030_SC C_GWh_Before Competition Groups_Attic Insulation
Residential | Res ¦ Occupancy Sensors MF | 2030 | SC C | GWh | Before Competition Groups | 42.4756 | 0 | 0 | 3307.8893 | 0.012841 | 19 | Residential_2030_SC C_GWh_Before Competition Groups_19 | Occupancy Sensors MF | 1.284% | 0 | 42.4756 | Residential_2030_SC C_GWh_Before Competition Groups_Occupancy Sensors MF
Residential | Res ¦ Refrigerator Recycling | 2030 | SC C | GWh | Before Competition Groups | 38.0853 | 0 | 0 | 3307.8893 | 0.011513 | 20 | Residential_2030_SC C_GWh_Before Competition Groups_20 | Refrigerator Recycling | 1.151% | 0 | 38.0853 | Residential_2030_SC C_GWh_Before Competition Groups_Refrigerator Recycling
Residential | Res ¦ LED Exterior Area Lights - LED Fixture (200W) | 2030 | SC C | GWh | Before Competition Groups | 36.5222 | 0 | 0 | 3307.8893 | 0.011041 | 21 | Residential_2030_SC C_GWh_Before Competition Groups_21 | LED Exterior Area Lights - LED Fixture (200W) | 1.104% | 0 | 36.5222 | Residential_2030_SC C_GWh_Before Competition Groups_LED Exterior Area Lights - LED Fixture (200W)
Residential | Res ¦ Energy Star Room Air Conditioner | 2030 | SC C | GWh | Before Competition Groups | 32.027 | 0 | 0 | 3307.8893 | 0.009682 | 22 | Residential_2030_SC C_GWh_Before Competition Groups_22 | Energy Star Room Air Conditioner | 0.9682% | 0 | 32.027 | Residential_2030_SC C_GWh_Before Competition Groups_Energy Star Room Air Conditioner
Residential | Res ¦ Energy Star Freezer | 2030 | SC C | GWh | Before Competition Groups | 31.5003 | 0 | 0 | 3307.8893 | 0.0095228 | 23 | Residential_2030_SC C_GWh_Before Competition Groups_23 | Energy Star Freezer | 0.9523% | 0 | 31.5003 | Residential_2030_SC C_GWh_Before Competition Groups_Energy Star Freezer
Residential | Res ¦ LED Tube Re-Lamp | 2030 | SC C | GWh | Before Competition Groups | 25.3622 | 0 | 0 | 3307.8893 | 0.0076672 | 24 | Residential_2030_SC C_GWh_Before Competition Groups_24 | LED Tube Re-Lamp | 0.7667% | 0 | 25.3622 | Residential_2030_SC C_GWh_Before Competition Groups_LED Tube Re-Lamp
Residential | Res ¦ Advanced BAS/Controllers | 2030 | SC C | GWh | Before Competition Groups | 21.2649 | 0 | 0 | 3307.8893 | 0.0064285 | 25 | Residential_2030_SC C_GWh_Before Competition Groups_25 | Advanced BAS/Controllers | 0.6429% | 0 | 21.2649 | Residential_2030_SC C_GWh_Before Competition Groups_Advanced BAS/Controllers
Residential | Res ¦ Home Energy Reports | 2030 | SC C | GWh | Before Competition Groups | 20.3318 | 0 | 0 | 3307.8893 | 0.0061465 | 26 | Residential_2030_SC C_GWh_Before Competition Groups_26 | Home Energy Reports | 0.6146% | 0 | 20.3318 | Residential_2030_SC C_GWh_Before Competition Groups_Home Energy Reports
Residential | Res ¦ Outside Air Economizer | 2030 | SC C | GWh | Before Competition Groups | 19.0438 | 0 | 0 | 3307.8893 | 0.0057571 | 27 | Residential_2030_SC C_GWh_Before Competition Groups_27 | Outside Air Economizer | 0.5757% | 0 | 19.0438 | Residential_2030_SC C_GWh_Before Competition Groups_Outside Air Economizer
Residential | Res ¦ Minimize Hot and Warm Clothes Wash | 2030 | SC C | GWh | Before Competition Groups | 18.8852 | 0 | 0 | 3307.8893 | 0.0057092 | 28 | Residential_2030_SC C_GWh_Before Competition Groups_28 | Minimize Hot and Warm Clothes Wash | 0.5709% | 0 | 18.8852 | Residential_2030_SC C_GWh_Before Competition Groups_Minimize Hot and Warm Clothes Wash
Residential | Res ¦ Furnace Whistle | 2030 | SC C | GWh | Before Competition Groups | 18.3111 | 0 | 0 | 3307.8893 | 0.0055356 | 29 | Residential_2030_SC C_GWh_Before Competition Groups_29 | Furnace Whistle | 0.5536% | 0 | 18.3111 | Residential_2030_SC C_GWh_Before Competition Groups_Furnace Whistle
Residential | Res ¦ ENERGY STAR LED LAMPS (REFLECTOR LAMPs/MR16/PAR 16) | 2030 | SC C | GWh | Before Competition Groups | 15.3584 | 0 | 0 | 3307.8893 | 0.004643 | 30 | Residential_2030_SC C_GWh_Before Competition Groups_30 | ENERGY STAR LED LAMPS (REFLECTOR LAMPs/MR16/PAR 16) | 0.4643% | 0 | 15.3584 | Residential_2030_SC C_GWh_Before Competition Groups_ENERGY STAR LED LAMPS (REFLECTOR LAMPs/MR16/PAR 16)
Residential | Res ¦ High Efficiency Chiller (avg of water and air cooled) | 2030 | SC C | GWh | Before Competition Groups | 12.1358 | 0 | 0 | 3307.8893 | 0.0036687 | 31 | Residential_2030_SC C_GWh_Before Competition Groups_31 | High Efficiency Chiller (avg of water and air cooled) | 0.3669% | 0 | 12.1358 | Residential_2030_SC C_GWh_Before Competition Groups_High Efficiency Chiller (avg of water and air cooled)
Residential | Res ¦ Demand Control Ventilation | 2030 | SC C | GWh | Before Competition Groups | 9.8074 | 0 | 0 | 3307.8893 | 0.0029648 | 32 | Residential_2030_SC C_GWh_Before Competition Groups_32 | Demand Control Ventilation | 0.2965% | 0 | 9.8074 | Residential_2030_SC C_GWh_Before Competition Groups_Demand Control Ventilation
Residential | Res ¦ Floor Insulation | 2030 | SC C | GWh | Before Competition Groups | 9.3792 | 0 | 0 | 3307.8893 | 0.0028354 | 33 | Residential_2030_SC C_GWh_Before Competition Groups_33 | Floor Insulation | 0.2835% | 0 | 9.3792 | Residential_2030_SC C_GWh_Before Competition Groups_Floor Insulation
Residential | Res ¦ Energy Star Dehumidifier | 2030 | SC C | GWh | Before Competition Groups | 9.2897 | 0 | 0 | 3307.8893 | 0.0028083 | 34 | Residential_2030_SC C_GWh_Before Competition Groups_34 | Energy Star Dehumidifier | 0.2808% | 0 | 9.2897 | Residential_2030_SC C_GWh_Before Competition Groups_Energy Star Dehumidifier
Residential | Res ¦ CO Sensors for parking garage exhaust fans | 2030 | SC C | GWh | Before Competition Groups | 8.4029 | 0 | 0 | 3307.8893 | 0.0025403 | 35 | Residential_2030_SC C_GWh_Before Competition Groups_35 | CO Sensors for parking garage exhaust fans | 0.254% | 0 | 8.4029 | Residential_2030_SC C_GWh_Before Competition Groups_CO Sensors for parking garage exhaust fans
Residential | Res ¦ Variable Frequency Drive (VFD) | 2030 | SC C | GWh | Before Competition Groups | 7.7676 | 0 | 0 | 3307.8893 | 0.0023482 | 36 | Residential_2030_SC C_GWh_Before Competition Groups_36 | Variable Frequency Drive (VFD) | 0.2348% | 0 | 7.7676 | Residential_2030_SC C_GWh_Before Competition Groups_Variable Frequency Drive (VFD)
Residential | Res ¦ Condensing Make Up Air Unit | 2030 | SC C | GWh | Before Competition Groups | 6.3145 | 0 | 0 | 3307.8893 | 0.0019089 | 37 | Residential_2030_SC C_GWh_Before Competition Groups_37 | Condensing Make Up Air Unit | 0.1909% | 0 | 6.3145 | Residential_2030_SC C_GWh_Before Competition Groups_Condensing Make Up Air Unit
Residential | Res ¦ Water Heater Temperature Setback | 2030 | SC C | GWh | Before Competition Groups | 5.8044 | 0 | 0 | 3307.8893 | 0.0017547 | 38 | Residential_2030_SC C_GWh_Before Competition Groups_38 | Water Heater Temperature Setback | 0.1755% | 0 | 5.8044 | Residential_2030_SC C_GWh_Before Competition Groups_Water Heater Temperature Setback
Residential | Res ¦ Tankless Water Heater | 2030 | SC C | GWh | Before Competition Groups | 5.6177 | 0 | 0 | 3307.8893 | 0.0016983 | 39 | Residential_2030_SC C_GWh_Before Competition Groups_39 | Tankless Water Heater | 0.1698% | 0 | 5.6177 | Residential_2030_SC C_GWh_Before Competition Groups_Tankless Water Heater
Residential | Res ¦ Duct Insulation MF | 2030 | SC C | GWh | Before Competition Groups | 4.2268 | 0 | 0 | 3307.8893 | 0.0012778 | 40 | Residential_2030_SC C_GWh_Before Competition Groups_40 | Duct Insulation MF | 0.1278% | 0 | 4.2268 | Residential_2030_SC C_GWh_Before Competition Groups_Duct Insulation MF
Residential | Res ¦ ENERGY STAR LED Lamps (General Service Lamps) | 2030 | SC C | GWh | Before Competition Groups | 3.4264 | 0 | 0 | 3307.8893 | 0.0010358 | 41 | Residential_2030_SC C_GWh_Before Competition Groups_41 | ENERGY STAR LED Lamps (General Service Lamps) | 0.1036% | 0 | 3.4264 | Residential_2030_SC C_GWh_Before Competition Groups_ENERGY STAR LED Lamps (General Service Lamps)
Residential | Res ¦ Duct Insulation | 2030 | SC C | GWh | Before Competition Groups | 3.2718 | 0 | 0 | 3307.8893 | 0.0009891 | 42 | Residential_2030_SC C_GWh_Before Competition Groups_42 | Duct Insulation | 0.09891% | 0 | 3.2718 | Residential_2030_SC C_GWh_Before Competition Groups_Duct Insulation
Residential | Res ¦ Heat Recovery Ventilator | 2030 | SC C | GWh | Before Competition Groups | 2.8688 | 0 | 0 | 3307.8893 | 0.00086727 | 43 | Residential_2030_SC C_GWh_Before Competition Groups_43 | Heat Recovery Ventilator | 0.08673% | 0 | 2.8688 | Residential_2030_SC C_GWh_Before Competition Groups_Heat Recovery Ventilator
Residential | Res ¦ VFD on Pumps | 2030 | SC C | GWh | Before Competition Groups | 2.3886 | 0 | 0 | 3307.8893 | 0.0007221 | 44 | Residential_2030_SC C_GWh_Before Competition Groups_44 | VFD on Pumps | 0.07221% | 0 | 2.3886 | Residential_2030_SC C_GWh_Before Competition Groups_VFD on Pumps
Residential | Res ¦ Clothes Drying Racks | 2030 | SC C | GWh | Before Competition Groups | 2.3765 | 0 | 0 | 3307.8893 | 0.00071843 | 45 | Residential_2030_SC C_GWh_Before Competition Groups_45 | Clothes Drying Racks | 0.07184% | 0 | 2.3765 | Residential_2030_SC C_GWh_Before Competition Groups_Clothes Drying Racks
Residential | Res ¦ ECM MOTORS FOR HVAC APPLICATION (FAN-POWERED VAV BOX) | 2030 | SC C | GWh | Before Competition Groups | 1.285 | 0 | 0 | 3307.8893 | 0.00038846 | 46 | Residential_2030_SC C_GWh_Before Competition Groups_46 | ECM MOTORS FOR HVAC APPLICATION (FAN-POWERED VAV BOX) | 0.03885% | 0 | 1.285 | Residential_2030_SC C_GWh_Before Competition Groups_ECM MOTORS FOR HVAC APPLICATION (FAN-POWERED VAV BOX)
Residential | Res ¦ Beverage Vending Machine Controls | 2030 | SC C | GWh | Before Competition Groups | 0.81885 | 0 | 0 | 3307.8893 | 0.00024755 | 47 | Residential_2030_SC C_GWh_Before Competition Groups_47 | Beverage Vending Machine Controls | 0.02475% | 0 | 0.81885 | Residential_2030_SC C_GWh_Before Competition Groups_Beverage Vending Machine Controls
Residential | Res ¦ LED High Bay Fixture | 2030 | SC C | GWh | Before Competition Groups | 0.18922 | 0 | 0 | 3307.8893 | 5.7201e-05 | 48 | Residential_2030_SC C_GWh_Before Competition Groups_48 | LED High Bay Fixture | 0.00572% | 0 | 0.18922 | Residential_2030_SC C_GWh_Before Competition Groups_LED High Bay Fixture
Residential | Res ¦ Chilled Water Optimization | 2030 | SC C | GWh | Before Competition Groups | 0.15741 | 0 | 0 | 3307.8893 | 4.7587e-05 | 49 | Residential_2030_SC C_GWh_Before Competition Groups_49 | Chilled Water Optimization | 0.004759% | 0 | 0.15741 | Residential_2030_SC C_GWh_Before Competition Groups_Chilled Water Optimization
Residential | Res ¦ Wall Insulation | 2030 | SC C | GWh | Before Competition Groups | 0.010875 | 0 | 0 | 3307.8893 | 3.2875e-06 | 50 | Residential_2030_SC C_GWh_Before Competition Groups_50 | Wall Insulation | 0.0003288% | 0 | 0.010875 | Residential_2030_SC C_GWh_Before Competition Groups_Wall Insulation
Residential | Res ¦ Wall Insulation MF | 2030 | SC C | GWh | Before Competition Groups | 0.010448 | 0 | 0 | 3307.8893 | 3.1584e-06 | 51 | Residential_2030_SC C_GWh_Before Competition Groups_51 | Wall Insulation MF | 0.0003158% | 0 | 0.010448 | Residential_2030_SC C_GWh_Before Competition Groups_Wall Insulation MF
Residential | Res ¦ Freezer Recycling | 2030 | SC C | GWh | Before Competition Groups | 0.0029655 | 0 | 0 | 3307.8893 | 8.9648e-07 | 52 | Residential_2030_SC C_GWh_Before Competition Groups_52 | Freezer Recycling | 8.965e-05% | 0 | 0.0029655 | Residential_2030_SC C_GWh_Before Competition Groups_Freezer Recycling
Residential | Res ¦ Heavy Duty Outdoor/Holiday Plug-in Timers | 2030 | SC C | GWh | Before Competition Groups | 0 | 0 | 0 | 3307.8893 | 0 | 53 | Residential_2030_SC C_GWh_Before Competition Groups_53 | Heavy Duty Outdoor/Holiday Plug-in Timers | 0% | 0 | 0 | Residential_2030_SC C_GWh_Before Competition Groups_Heavy Duty Outdoor/Holiday Plug-in Timers
Residential | Res ¦ LED Downlight | 2030 | SC C | GWh | Before Competition Groups | 0 | 0 | 0 | 3307.8893 | 0 | 54 | Residential_2030_SC C_GWh_Before Competition Groups_54 | LED Downlight | 0% | 0 | 0 | Residential_2030_SC C_GWh_Before Competition Groups_LED Downlight
Residential | Res ¦ Smart Burners | 2030 | SC C | GWh | Before Competition Groups | 0 | 0 | 0 | 3307.8893 | 0 | 55 | Residential_2030_SC C_GWh_Before Competition Groups_55 | Smart Burners | 0% | 0 | 0 | Residential_2030_SC C_GWh_Before Competition Groups_Smart Burners
Residential | Res ¦ Smart Power Bar | 2030 | SC C | GWh | Before Competition Groups | 0 | 0 | 0 | 3307.8893 | 0 | 56 | Residential_2030_SC C_GWh_Before Competition Groups_56 | Smart Power Bar | 0% | 0 | 0 | Residential_2030_SC C_GWh_Before Competition Groups_Smart Power Bar
Residential | Res ¦ Energy Star LED Bulbs General Purpose LEDs | 2030 | SC D | GWh | Before Competition Groups | 360.3539 | 0 | 0 | 2631.5902 | 0.13693 | 1 | Residential_2030_SC D_GWh_Before Competition Groups_1 | Energy Star LED Bulbs General Purpose LEDs | 13.69% | 0 | 360.3539 | Residential_2030_SC D_GWh_Before Competition Groups_Energy Star LED Bulbs General Purpose LEDs
Residential | Res ¦ Energy Star LED Specialty Bulbs | 2030 | SC D | GWh | Before Competition Groups | 348.4546 | 0 | 0 | 2631.5902 | 0.13241 | 2 | Residential_2030_SC D_GWh_Before Competition Groups_2 | Energy Star LED Specialty Bulbs | 13.24% | 0 | 348.4546 | Residential_2030_SC D_GWh_Before Competition Groups_Energy Star LED Specialty Bulbs
Residential | Res ¦ Energy Star Clothes Washer | 2030 | SC D | GWh | Before Competition Groups | 274.948 | 0 | 0 | 2631.5902 | 0.10448 | 3 | Residential_2030_SC D_GWh_Before Competition Groups_3 | Energy Star Clothes Washer | 10.45% | 0 | 274.948 | Residential_2030_SC D_GWh_Before Competition Groups_Energy Star Clothes Washer
Residential | Res ¦ Ductless Mini-Split Heat Pump | 2030 | SC D | GWh | Before Competition Groups | 242.9572 | 0 | 0 | 2631.5902 | 0.092323 | 4 | Residential_2030_SC D_GWh_Before Competition Groups_4 | Ductless Mini-Split Heat Pump | 9.232% | 0 | 242.9572 | Residential_2030_SC D_GWh_Before Competition Groups_Ductless Mini-Split Heat Pump
Residential | Res ¦ Energy Star A Line, PAR, MR Lamps | 2030 | SC D | GWh | Before Competition Groups | 229.3298 | 0 | 0 | 2631.5902 | 0.087145 | 5 | Residential_2030_SC D_GWh_Before Competition Groups_5 | Energy Star A Line, PAR, MR Lamps | 8.714% | 0 | 229.3298 | Residential_2030_SC D_GWh_Before Competition Groups_Energy Star A Line, PAR, MR Lamps
Residential | Res ¦ Building Recommissioning, Operations and Maintenance (O&M) Improvements | 2030 | SC D | GWh | Before Competition Groups | 145.2897 | 0 | 0 | 2631.5902 | 0.05521 | 6 | Residential_2030_SC D_GWh_Before Competition Groups_6 | Building Recommissioning, Operations and Maintenance (O&M) Improvements | 5.521% | 0 | 145.2897 | Residential_2030_SC D_GWh_Before Competition Groups_Building Recommissioning, Operations and Maintenance (O&M) Improvements
Residential | Res ¦ Variable Speed Pool Pump Motor | 2030 | SC D | GWh | Before Competition Groups | 119.6598 | 0 | 0 | 2631.5902 | 0.045471 | 7 | Residential_2030_SC D_GWh_Before Competition Groups_7 | Variable Speed Pool Pump Motor | 4.547% | 0 | 119.6598 | Residential_2030_SC D_GWh_Before Competition Groups_Variable Speed Pool Pump Motor
Residential | Res ¦ Energy Star Torchiere | 2030 | SC D | GWh | Before Competition Groups | 95.969 | 0 | 0 | 2631.5902 | 0.036468 | 8 | Residential_2030_SC D_GWh_Before Competition Groups_8 | Energy Star Torchiere | 3.647% | 0 | 95.969 | Residential_2030_SC D_GWh_Before Competition Groups_Energy Star Torchiere
Residential | Res ¦ Adaptive Thermostat | 2030 | SC D | GWh | Before Competition Groups | 85.6703 | 0 | 0 | 2631.5902 | 0.032555 | 9 | Residential_2030_SC D_GWh_Before Competition Groups_9 | Adaptive Thermostat | 3.255% | 0 | 85.6703 | Residential_2030_SC D_GWh_Before Competition Groups_Adaptive Thermostat
Residential | Res ¦ LED Parking Lot Fixture | 2030 | SC D | GWh | Before Competition Groups | 74.3016 | 0 | 0 | 2631.5902 | 0.028234 | 10 | Residential_2030_SC D_GWh_Before Competition Groups_10 | LED Parking Lot Fixture | 2.823% | 0 | 74.3016 | Residential_2030_SC D_GWh_Before Competition Groups_LED Parking Lot Fixture
Residential | Res ¦ Comprehensive Draft Proofing | 2030 | SC D | GWh | Before Competition Groups | 66.1686 | 0 | 0 | 2631.5902 | 0.025144 | 11 | Residential_2030_SC D_GWh_Before Competition Groups_11 | Comprehensive Draft Proofing | 2.514% | 0 | 66.1686 | Residential_2030_SC D_GWh_Before Competition Groups_Comprehensive Draft Proofing
Residential | Res ¦ Energy Star Air Source Heat Pump | 2030 | SC D | GWh | Before Competition Groups | 57.511 | 0 | 0 | 2631.5902 | 0.021854 | 12 | Residential_2030_SC D_GWh_Before Competition Groups_12 | Energy Star Air Source Heat Pump | 2.185% | 0 | 57.511 | Residential_2030_SC D_GWh_Before Competition Groups_Energy Star Air Source Heat Pump
Residential | Res ¦ Basement Wall Insulation | 2030 | SC D | GWh | Before Competition Groups | 57.0127 | 0 | 0 | 2631.5902 | 0.021665 | 13 | Residential_2030_SC D_GWh_Before Competition Groups_13 | Basement Wall Insulation | 2.166% | 0 | 57.0127 | Residential_2030_SC D_GWh_Before Competition Groups_Basement Wall Insulation
Residential | Res ¦ Occupancy Sensors MF | 2030 | SC D | GWh | Before Competition Groups | 42.4756 | 0 | 0 | 2631.5902 | 0.016141 | 14 | Residential_2030_SC D_GWh_Before Competition Groups_14 | Occupancy Sensors MF | 1.614% | 0 | 42.4756 | Residential_2030_SC D_GWh_Before Competition Groups_Occupancy Sensors MF
Residential | Res ¦ Air Sealing | 2030 | SC D | GWh | Before Competition Groups | 39.6799 | 0 | 0 | 2631.5902 | 0.015078 | 15 | Residential_2030_SC D_GWh_Before Competition Groups_15 | Air Sealing | 1.508% | 0 | 39.6799 | Residential_2030_SC D_GWh_Before Competition Groups_Air Sealing
Residential | Res ¦ Energy Star Clothes Dryer | 2030 | SC D | GWh | Before Competition Groups | 38.6936 | 0 | 0 | 2631.5902 | 0.014704 | 16 | Residential_2030_SC D_GWh_Before Competition Groups_16 | Energy Star Clothes Dryer | 1.47% | 0 | 38.6936 | Residential_2030_SC D_GWh_Before Competition Groups_Energy Star Clothes Dryer
Residential | Res ¦ Energy Star Light Fixture | 2030 | SC D | GWh | Before Competition Groups | 33.3769 | 0 | 0 | 2631.5902 | 0.012683 | 17 | Residential_2030_SC D_GWh_Before Competition Groups_17 | Energy Star Light Fixture | 1.268% | 0 | 33.3769 | Residential_2030_SC D_GWh_Before Competition Groups_Energy Star Light Fixture
Residential | Res ¦ LED Exterior Area Lights - LED Fixture (200W) | 2030 | SC D | GWh | Before Competition Groups | 32.7759 | 0 | 0 | 2631.5902 | 0.012455 | 18 | Residential_2030_SC D_GWh_Before Competition Groups_18 | LED Exterior Area Lights - LED Fixture (200W) | 1.245% | 0 | 32.7759 | Residential_2030_SC D_GWh_Before Competition Groups_LED Exterior Area Lights - LED Fixture (200W)
Residential | Res ¦ Energy Star Room Air Conditioner | 2030 | SC D | GWh | Before Competition Groups | 31.8784 | 0 | 0 | 2631.5902 | 0.012114 | 19 | Residential_2030_SC D_GWh_Before Competition Groups_19 | Energy Star Room Air Conditioner | 1.211% | 0 | 31.8784 | Residential_2030_SC D_GWh_Before Competition Groups_Energy Star Room Air Conditioner
Residential | Res ¦ LED Tube Re-Lamp | 2030 | SC D | GWh | Before Competition Groups | 25.2969 | 0 | 0 | 2631.5902 | 0.0096128 | 20 | Residential_2030_SC D_GWh_Before Competition Groups_20 | LED Tube Re-Lamp | 0.9613% | 0 | 25.2969 | Residential_2030_SC D_GWh_Before Competition Groups_LED Tube Re-Lamp
Residential | Res ¦ Attic Insulation | 2030 | SC D | GWh | Before Competition Groups | 24.1408 | 0 | 0 | 2631.5902 | 0.0091735 | 21 | Residential_2030_SC D_GWh_Before Competition Groups_21 | Attic Insulation | 0.9173% | 0 | 24.1408 | Residential_2030_SC D_GWh_Before Competition Groups_Attic Insulation
Residential | Res ¦ Refrigerator Recycling | 2030 | SC D | GWh | Before Competition Groups | 22.644 | 0 | 0 | 2631.5902 | 0.0086047 | 22 | Residential_2030_SC D_GWh_Before Competition Groups_22 | Refrigerator Recycling | 0.8605% | 0 | 22.644 | Residential_2030_SC D_GWh_Before Competition Groups_Refrigerator Recycling
Residential | Res ¦ Advanced BAS/Controllers | 2030 | SC D | GWh | Before Competition Groups | 21.2649 | 0 | 0 | 2631.5902 | 0.0080806 | 23 | Residential_2030_SC D_GWh_Before Competition Groups_23 | Advanced BAS/Controllers | 0.8081% | 0 | 21.2649 | Residential_2030_SC D_GWh_Before Competition Groups_Advanced BAS/Controllers
Residential | Res ¦ Home Energy Reports | 2030 | SC D | GWh | Before Competition Groups | 20.3318 | 0 | 0 | 2631.5902 | 0.0077261 | 24 | Residential_2030_SC D_GWh_Before Competition Groups_24 | Home Energy Reports | 0.7726% | 0 | 20.3318 | Residential_2030_SC D_GWh_Before Competition Groups_Home Energy Reports
Residential | Res ¦ Outside Air Economizer | 2030 | SC D | GWh | Before Competition Groups | 19.0438 | 0 | 0 | 2631.5902 | 0.0072366 | 25 | Residential_2030_SC D_GWh_Before Competition Groups_25 | Outside Air Economizer | 0.7237% | 0 | 19.0438 | Residential_2030_SC D_GWh_Before Competition Groups_Outside Air Economizer
Residential | Res ¦ Minimize Hot and Warm Clothes Wash | 2030 | SC D | GWh | Before Competition Groups | 18.8852 | 0 | 0 | 2631.5902 | 0.0071764 | 26 | Residential_2030_SC D_GWh_Before Competition Groups_26 | Minimize Hot and Warm Clothes Wash | 0.7176% | 0 | 18.8852 | Residential_2030_SC D_GWh_Before Competition Groups_Minimize Hot and Warm Clothes Wash
Residential | Res ¦ Furnace Whistle | 2030 | SC D | GWh | Before Competition Groups | 18.3111 | 0 | 0 | 2631.5902 | 0.0069582 | 27 | Residential_2030_SC D_GWh_Before Competition Groups_27 | Furnace Whistle | 0.6958% | 0 | 18.3111 | Residential_2030_SC D_GWh_Before Competition Groups_Furnace Whistle
Residential | Res ¦ Energy Star Freezer | 2030 | SC D | GWh | Before Competition Groups | 16.5504 | 0 | 0 | 2631.5902 | 0.0062891 | 28 | Residential_2030_SC D_GWh_Before Competition Groups_28 | Energy Star Freezer | 0.6289% | 0 | 16.5504 | Residential_2030_SC D_GWh_Before Competition Groups_Energy Star Freezer
Residential | Res ¦ ENERGY STAR LED LAMPS (REFLECTOR LAMPs/MR16/PAR 16) | 2030 | SC D | GWh | Before Competition Groups | 15.3584 | 0 | 0 | 2631.5902 | 0.0058362 | 29 | Residential_2030_SC D_GWh_Before Competition Groups_29 | ENERGY STAR LED LAMPS (REFLECTOR LAMPs/MR16/PAR 16) | 0.5836% | 0 | 15.3584 | Residential_2030_SC D_GWh_Before Competition Groups_ENERGY STAR LED LAMPS (REFLECTOR LAMPs/MR16/PAR 16)
Residential | Res ¦ High Efficiency Chiller (avg of water and air cooled) | 2030 | SC D | GWh | Before Competition Groups | 12.1358 | 0 | 0 | 2631.5902 | 0.0046116 | 30 | Residential_2030_SC D_GWh_Before Competition Groups_30 | High Efficiency Chiller (avg of water and air cooled) | 0.4612% | 0 | 12.1358 | Residential_2030_SC D_GWh_Before Competition Groups_High Efficiency Chiller (avg of water and air cooled)
Residential | Res ¦ Variable Frequency Drive (VFD) | 2030 | SC D | GWh | Before Competition Groups | 5.774 | 0 | 0 | 2631.5902 | 0.0021941 | 31 | Residential_2030_SC D_GWh_Before Competition Groups_31 | Variable Frequency Drive (VFD) | 0.2194% | 0 | 5.774 | Residential_2030_SC D_GWh_Before Competition Groups_Variable Frequency Drive (VFD)
Residential | Res ¦ Water Heater Temperature Setback | 2030 | SC D | GWh | Before Competition Groups | 5.2213 | 0 | 0 | 2631.5902 | 0.0019841 | 32 | Residential_2030_SC D_GWh_Before Competition Groups_32 | Water Heater Temperature Setback | 0.1984% | 0 | 5.2213 | Residential_2030_SC D_GWh_Before Competition Groups_Water Heater Temperature Setback
Residential | Res ¦ CO Sensors for parking garage exhaust fans | 2030 | SC D | GWh | Before Competition Groups | 5.2046 | 0 | 0 | 2631.5902 | 0.0019777 | 33 | Residential_2030_SC D_GWh_Before Competition Groups_33 | CO Sensors for parking garage exhaust fans | 0.1978% | 0 | 5.2046 | Residential_2030_SC D_GWh_Before Competition Groups_CO Sensors for parking garage exhaust fans
Residential | Res ¦ Demand Control Ventilation | 2030 | SC D | GWh | Before Competition Groups | 3.7816 | 0 | 0 | 2631.5902 | 0.001437 | 34 | Residential_2030_SC D_GWh_Before Competition Groups_34 | Demand Control Ventilation | 0.1437% | 0 | 3.7816 | Residential_2030_SC D_GWh_Before Competition Groups_Demand Control Ventilation
Residential | Res ¦ ENERGY STAR LED Lamps (General Service Lamps) | 2030 | SC D | GWh | Before Competition Groups | 3.4264 | 0 | 0 | 2631.5902 | 0.001302 | 35 | Residential_2030_SC D_GWh_Before Competition Groups_35 | ENERGY STAR LED Lamps (General Service Lamps) | 0.1302% | 0 | 3.4264 | Residential_2030_SC D_GWh_Before Competition Groups_ENERGY STAR LED Lamps (General Service Lamps)
Residential | Res ¦ Tankless Water Heater | 2030 | SC D | GWh | Before Competition Groups | 2.9331 | 0 | 0 | 2631.5902 | 0.0011146 | 36 | Residential_2030_SC D_GWh_Before Competition Groups_36 | Tankless Water Heater | 0.1115% | 0 | 2.9331 | Residential_2030_SC D_GWh_Before Competition Groups_Tankless Water Heater
Residential | Res ¦ Energy Star Dehumidifier | 2030 | SC D | GWh | Before Competition Groups | 2.7165 | 0 | 0 | 2631.5902 | 0.0010323 | 37 | Residential_2030_SC D_GWh_Before Competition Groups_37 | Energy Star Dehumidifier | 0.1032% | 0 | 2.7165 | Residential_2030_SC D_GWh_Before Competition Groups_Energy Star Dehumidifier
Residential | Res ¦ Clothes Drying Racks | 2030 | SC D | GWh | Before Competition Groups | 2.3765 | 0 | 0 | 2631.5902 | 0.00090306 | 38 | Residential_2030_SC D_GWh_Before Competition Groups_38 | Clothes Drying Racks | 0.09031% | 0 | 2.3765 | Residential_2030_SC D_GWh_Before Competition Groups_Clothes Drying Racks
Residential | Res ¦ Condensing Make Up Air Unit | 2030 | SC D | GWh | Before Competition Groups | 2.1737 | 0 | 0 | 2631.5902 | 0.00082602 | 39 | Residential_2030_SC D_GWh_Before Competition Groups_39 | Condensing Make Up Air Unit | 0.0826% | 0 | 2.1737 | Residential_2030_SC D_GWh_Before Competition Groups_Condensing Make Up Air Unit
Residential | Res ¦ Floor Insulation | 2030 | SC D | GWh | Before Competition Groups | 1.6455 | 0 | 0 | 2631.5902 | 0.00062527 | 40 | Residential_2030_SC D_GWh_Before Competition Groups_40 | Floor Insulation | 0.06253% | 0 | 1.6455 | Residential_2030_SC D_GWh_Before Competition Groups_Floor Insulation
Residential | Res ¦ VFD on Pumps | 2030 | SC D | GWh | Before Competition Groups | 1.6293 | 0 | 0 | 2631.5902 | 0.00061913 | 41 | Residential_2030_SC D_GWh_Before Competition Groups_41 | VFD on Pumps | 0.06191% | 0 | 1.6293 | Residential_2030_SC D_GWh_Before Competition Groups_VFD on Pumps
Residential | Res ¦ Heat Recovery Ventilator | 2030 | SC D | GWh | Before Competition Groups | 0.98522 | 0 | 0 | 2631.5902 | 0.00037438 | 42 | Residential_2030_SC D_GWh_Before Competition Groups_42 | Heat Recovery Ventilator | 0.03744% | 0 | 0.98522 | Residential_2030_SC D_GWh_Before Competition Groups_Heat Recovery Ventilator
Residential | Res ¦ ECM MOTORS FOR HVAC APPLICATION (FAN-POWERED VAV BOX) | 2030 | SC D | GWh | Before Competition Groups | 0.98059 | 0 | 0 | 2631.5902 | 0.00037262 | 43 | Residential_2030_SC D_GWh_Before Competition Groups_43 | ECM MOTORS FOR HVAC APPLICATION (FAN-POWERED VAV BOX) | 0.03726% | 0 | 0.98059 | Residential_2030_SC D_GWh_Before Competition Groups_ECM MOTORS FOR HVAC APPLICATION (FAN-POWERED VAV BOX)
Residential | Res ¦ Duct Insulation | 2030 | SC D | GWh | Before Competition Groups | 0.87637 | 0 | 0 | 2631.5902 | 0.00033302 | 44 | Residential_2030_SC D_GWh_Before Competition Groups_44 | Duct Insulation | 0.0333% | 0 | 0.87637 | Residential_2030_SC D_GWh_Before Competition Groups_Duct Insulation
Residential | Res ¦ Beverage Vending Machine Controls | 2030 | SC D | GWh | Before Competition Groups | 0.64526 | 0 | 0 | 2631.5902 | 0.0002452 | 45 | Residential_2030_SC D_GWh_Before Competition Groups_45 | Beverage Vending Machine Controls | 0.02452% | 0 | 0.64526 | Residential_2030_SC D_GWh_Before Competition Groups_Beverage Vending Machine Controls
Residential | Res ¦ Duct Insulation MF | 2030 | SC D | GWh | Before Competition Groups | 0.51224 | 0 | 0 | 2631.5902 | 0.00019465 | 46 | Residential_2030_SC D_GWh_Before Competition Groups_46 | Duct Insulation MF | 0.01947% | 0 | 0.51224 | Residential_2030_SC D_GWh_Before Competition Groups_Duct Insulation MF
Residential | Res ¦ Chilled Water Optimization | 2030 | SC D | GWh | Before Competition Groups | 0.15741 | 0 | 0 | 2631.5902 | 5.9816e-05 | 47 | Residential_2030_SC D_GWh_Before Competition Groups_47 | Chilled Water Optimization | 0.005982% | 0 | 0.15741 | Residential_2030_SC D_GWh_Before Competition Groups_Chilled Water Optimization
Residential | Res ¦ LED High Bay Fixture | 2030 | SC D | GWh | Before Competition Groups | 0.066243 | 0 | 0 | 2631.5902 | 2.5172e-05 | 48 | Residential_2030_SC D_GWh_Before Competition Groups_48 | LED High Bay Fixture | 0.002517% | 0 | 0.066243 | Residential_2030_SC D_GWh_Before Competition Groups_LED High Bay Fixture
Residential | Res ¦ Wall Insulation MF | 2030 | SC D | GWh | Before Competition Groups | 0.0065411 | 0 | 0 | 2631.5902 | 2.4856e-06 | 49 | Residential_2030_SC D_GWh_Before Competition Groups_49 | Wall Insulation MF | 0.0002486% | 0 | 0.0065411 | Residential_2030_SC D_GWh_Before Competition Groups_Wall Insulation MF
Residential | Res ¦ Wall Insulation | 2030 | SC D | GWh | Before Competition Groups | 0.005255 | 0 | 0 | 2631.5902 | 1.9969e-06 | 50 | Residential_2030_SC D_GWh_Before Competition Groups_50 | Wall Insulation | 0.0001997% | 0 | 0.005255 | Residential_2030_SC D_GWh_Before Competition Groups_Wall Insulation
Residential | Res ¦ Freezer Recycling | 2030 | SC D | GWh | Before Competition Groups | 0.0029655 | 0 | 0 | 2631.5902 | 1.1269e-06 | 51 | Residential_2030_SC D_GWh_Before Competition Groups_51 | Freezer Recycling | 0.0001127% | 0 | 0.0029655 | Residential_2030_SC D_GWh_Before Competition Groups_Freezer Recycling
Residential | Res ¦ LED Downlight | 2030 | SC D | GWh | Before Competition Groups | 0 | 0 | 0 | 2631.5902 | 0 | 52 | Residential_2030_SC D_GWh_Before Competition Groups_52 | LED Downlight | 0% | 0 | 0 | Residential_2030_SC D_GWh_Before Competition Groups_LED Downlight
Residential | Res ¦ Smart Burners | 2030 | SC D | GWh | Before Competition Groups | 0 | 0 | 0 | 2631.5902 | 0 | 53 | Residential_2030_SC D_GWh_Before Competition Groups_53 | Smart Burners | 0% | 0 | 0 | Residential_2030_SC D_GWh_Before Competition Groups_Smart Burners
Residential | Res ¦ Smart Power Bar | 2030 | SC D | GWh | Before Competition Groups | 0 | 0 | 0 | 2631.5902 | 0 | 54 | Residential_2030_SC D_GWh_Before Competition Groups_54 | Smart Power Bar | 0% | 0 | 0 | Residential_2030_SC D_GWh_Before Competition Groups_Smart Power Bar
Residential | Res ¦ Energy Star A Line, PAR, MR Lamps | 2030 | Technical | GWh | Before Competition Groups | 1950.7131 | 0 | 0 | 20464.1402 | 0.095323 | 1 | Residential_2030_Technical_GWh_Before Competition Groups_1 | Energy Star A Line, PAR, MR Lamps | 9.532% | 0 | 1950.7131 | Residential_2030_Technical_GWh_Before Competition Groups_Energy Star A Line, PAR, MR Lamps
Residential | Res ¦ Energy Star LED Bulbs General Purpose LEDs | 2030 | Technical | GWh | Before Competition Groups | 1924.5387 | 0 | 0 | 20464.1402 | 0.094044 | 2 | Residential_2030_Technical_GWh_Before Competition Groups_2 | Energy Star LED Bulbs General Purpose LEDs | 9.404% | 0 | 1924.5387 | Residential_2030_Technical_GWh_Before Competition Groups_Energy Star LED Bulbs General Purpose LEDs
Residential | Res ¦ Energy Star LED Specialty Bulbs | 2030 | Technical | GWh | Before Competition Groups | 1759.4158 | 0 | 0 | 20464.1402 | 0.085976 | 3 | Residential_2030_Technical_GWh_Before Competition Groups_3 | Energy Star LED Specialty Bulbs | 8.598% | 0 | 1759.4158 | Residential_2030_Technical_GWh_Before Competition Groups_Energy Star LED Specialty Bulbs
Residential | Res ¦ Smart Power Bar | 2030 | Technical | GWh | Before Competition Groups | 1365.1054 | 0 | 0 | 20464.1402 | 0.066707 | 4 | Residential_2030_Technical_GWh_Before Competition Groups_4 | Smart Power Bar | 6.671% | 0 | 1365.1054 | Residential_2030_Technical_GWh_Before Competition Groups_Smart Power Bar
Residential | Res ¦ Networked/ Connected - Indoor LED Lamp | 2030 | Technical | GWh | Before Competition Groups | 1204.7112 | 0 | 0 | 20464.1402 | 0.058869 | 5 | Residential_2030_Technical_GWh_Before Competition Groups_5 | Networked/ Connected - Indoor LED Lamp | 5.887% | 0 | 1204.7112 | Residential_2030_Technical_GWh_Before Competition Groups_Networked/ Connected - Indoor LED Lamp
Residential | Res ¦ Energy Star Refrigerator | 2030 | Technical | GWh | Before Competition Groups | 721.6773 | 0 | 0 | 20464.1402 | 0.035265 | 6 | Residential_2030_Technical_GWh_Before Competition Groups_6 | Energy Star Refrigerator | 3.527% | 0 | 721.6773 | Residential_2030_Technical_GWh_Before Competition Groups_Energy Star Refrigerator
Residential | Res ¦ Adaptive Thermostat | 2030 | Technical | GWh | Before Competition Groups | 676.0021 | 0 | 0 | 20464.1402 | 0.033033 | 7 | Residential_2030_Technical_GWh_Before Competition Groups_7 | Adaptive Thermostat | 3.303% | 0 | 676.0021 | Residential_2030_Technical_GWh_Before Competition Groups_Adaptive Thermostat
Residential | Res ¦ Smart Burners | 2030 | Technical | GWh | Before Competition Groups | 629.0283 | 0 | 0 | 20464.1402 | 0.030738 | 8 | Residential_2030_Technical_GWh_Before Competition Groups_8 | Smart Burners | 3.074% | 0 | 629.0283 | Residential_2030_Technical_GWh_Before Competition Groups_Smart Burners
Residential | Res ¦ Energy Star Clothes Washer | 2030 | Technical | GWh | Before Competition Groups | 597.2439 | 0 | 0 | 20464.1402 | 0.029185 | 9 | Residential_2030_Technical_GWh_Before Competition Groups_9 | Energy Star Clothes Washer | 2.918% | 0 | 597.2439 | Residential_2030_Technical_GWh_Before Competition Groups_Energy Star Clothes Washer
Residential | Res ¦ Energy Star Ground Source Heat Pump | 2030 | Technical | GWh | Before Competition Groups | 563.1721 | 0 | 0 | 20464.1402 | 0.02752 | 10 | Residential_2030_Technical_GWh_Before Competition Groups_10 | Energy Star Ground Source Heat Pump | 2.752% | 0 | 563.1721 | Residential_2030_Technical_GWh_Before Competition Groups_Energy Star Ground Source Heat Pump
Residential | Res ¦ Ductless Mini-Split Heat Pump | 2030 | Technical | GWh | Before Competition Groups | 558.4999 | 0 | 0 | 20464.1402 | 0.027292 | 11 | Residential_2030_Technical_GWh_Before Competition Groups_11 | Ductless Mini-Split Heat Pump | 2.729% | 0 | 558.4999 | Residential_2030_Technical_GWh_Before Competition Groups_Ductless Mini-Split Heat Pump
Residential | Res ¦ Heat Pump Clothes Dryer | 2030 | Technical | GWh | Before Competition Groups | 501.7211 | 0 | 0 | 20464.1402 | 0.024517 | 12 | Residential_2030_Technical_GWh_Before Competition Groups_12 | Heat Pump Clothes Dryer | 2.452% | 0 | 501.7211 | Residential_2030_Technical_GWh_Before Competition Groups_Heat Pump Clothes Dryer
Residential | Res ¦ Air Sealing | 2030 | Technical | GWh | Before Competition Groups | 491.0269 | 0 | 0 | 20464.1402 | 0.023995 | 13 | Residential_2030_Technical_GWh_Before Competition Groups_13 | Air Sealing | 2.399% | 0 | 491.0269 | Residential_2030_Technical_GWh_Before Competition Groups_Air Sealing
Residential | Res ¦ Energy Star Central Air Conditioner | 2030 | Technical | GWh | Before Competition Groups | 421.1488 | 0 | 0 | 20464.1402 | 0.02058 | 14 | Residential_2030_Technical_GWh_Before Competition Groups_14 | Energy Star Central Air Conditioner | 2.058% | 0 | 421.1488 | Residential_2030_Technical_GWh_Before Competition Groups_Energy Star Central Air Conditioner
Residential | Res ¦ Induction Cooking Stove Top | 2030 | Technical | GWh | Before Competition Groups | 387.4814 | 0 | 0 | 20464.1402 | 0.018935 | 15 | Residential_2030_Technical_GWh_Before Competition Groups_15 | Induction Cooking Stove Top | 1.893% | 0 | 387.4814 | Residential_2030_Technical_GWh_Before Competition Groups_Induction Cooking Stove Top
Residential | Res ¦ Variable Speed Pool Pump Motor | 2030 | Technical | GWh | Before Competition Groups | 360.5971 | 0 | 0 | 20464.1402 | 0.017621 | 16 | Residential_2030_Technical_GWh_Before Competition Groups_16 | Variable Speed Pool Pump Motor | 1.762% | 0 | 360.5971 | Residential_2030_Technical_GWh_Before Competition Groups_Variable Speed Pool Pump Motor
Residential | Res ¦ Energy Star Light Fixture | 2030 | Technical | GWh | Before Competition Groups | 354.8452 | 0 | 0 | 20464.1402 | 0.01734 | 17 | Residential_2030_Technical_GWh_Before Competition Groups_17 | Energy Star Light Fixture | 1.734% | 0 | 354.8452 | Residential_2030_Technical_GWh_Before Competition Groups_Energy Star Light Fixture
Residential | Res ¦ Car Block Heater Timer | 2030 | Technical | GWh | Before Competition Groups | 353.9323 | 0 | 0 | 20464.1402 | 0.017295 | 18 | Residential_2030_Technical_GWh_Before Competition Groups_18 | Car Block Heater Timer | 1.73% | 0 | 353.9323 | Residential_2030_Technical_GWh_Before Competition Groups_Car Block Heater Timer
Residential | Res ¦ Energy Star Air Source Heat Pump | 2030 | Technical | GWh | Before Competition Groups | 319.2459 | 0 | 0 | 20464.1402 | 0.0156 | 19 | Residential_2030_Technical_GWh_Before Competition Groups_19 | Energy Star Air Source Heat Pump | 1.56% | 0 | 319.2459 | Residential_2030_Technical_GWh_Before Competition Groups_Energy Star Air Source Heat Pump
Residential | Res ¦ Passive Attic Ventilation | 2030 | Technical | GWh | Before Competition Groups | 290.7554 | 0 | 0 | 20464.1402 | 0.014208 | 20 | Residential_2030_Technical_GWh_Before Competition Groups_20 | Passive Attic Ventilation | 1.421% | 0 | 290.7554 | Residential_2030_Technical_GWh_Before Competition Groups_Passive Attic Ventilation
Residential | Res ¦ Energy Star Clothes Dryer | 2030 | Technical | GWh | Before Competition Groups | 286.5673 | 0 | 0 | 20464.1402 | 0.014003 | 21 | Residential_2030_Technical_GWh_Before Competition Groups_21 | Energy Star Clothes Dryer | 1.4% | 0 | 286.5673 | Residential_2030_Technical_GWh_Before Competition Groups_Energy Star Clothes Dryer
Residential | Res ¦ Building Recommissioning, Operations and Maintenance (O&M) Improvements | 2030 | Technical | GWh | Before Competition Groups | 279.4562 | 0 | 0 | 20464.1402 | 0.013656 | 22 | Residential_2030_Technical_GWh_Before Competition Groups_22 | Building Recommissioning, Operations and Maintenance (O&M) Improvements | 1.366% | 0 | 279.4562 | Residential_2030_Technical_GWh_Before Competition Groups_Building Recommissioning, Operations and Maintenance (O&M) Improvements
Residential | Res ¦ Ductless Mini-Split Air Conditioner | 2030 | Technical | GWh | Before Competition Groups | 278.3867 | 0 | 0 | 20464.1402 | 0.013604 | 23 | Residential_2030_Technical_GWh_Before Competition Groups_23 | Ductless Mini-Split Air Conditioner | 1.36% | 0 | 278.3867 | Residential_2030_Technical_GWh_Before Competition Groups_Ductless Mini-Split Air Conditioner
Residential | Res ¦ Energy Star Torchiere | 2030 | Technical | GWh | Before Competition Groups | 270.3974 | 0 | 0 | 20464.1402 | 0.013213 | 24 | Residential_2030_Technical_GWh_Before Competition Groups_24 | Energy Star Torchiere | 1.321% | 0 | 270.3974 | Residential_2030_Technical_GWh_Before Competition Groups_Energy Star Torchiere
Residential | Res ¦ Energy Star Windows | 2030 | Technical | GWh | Before Competition Groups | 266.3199 | 0 | 0 | 20464.1402 | 0.013014 | 25 | Residential_2030_Technical_GWh_Before Competition Groups_25 | Energy Star Windows | 1.301% | 0 | 266.3199 | Residential_2030_Technical_GWh_Before Competition Groups_Energy Star Windows
Residential | Res ¦ Basement Wall Insulation | 2030 | Technical | GWh | Before Competition Groups | 257.7584 | 0 | 0 | 20464.1402 | 0.012596 | 26 | Residential_2030_Technical_GWh_Before Competition Groups_26 | Basement Wall Insulation | 1.26% | 0 | 257.7584 | Residential_2030_Technical_GWh_Before Competition Groups_Basement Wall Insulation
Residential | Res ¦ Basement or Crawlspace Insulation | 2030 | Technical | GWh | Before Competition Groups | 214.0498 | 0 | 0 | 20464.1402 | 0.01046 | 27 | Residential_2030_Technical_GWh_Before Competition Groups_27 | Basement or Crawlspace Insulation | 1.046% | 0 | 214.0498 | Residential_2030_Technical_GWh_Before Competition Groups_Basement or Crawlspace Insulation
Residential | Res ¦ Attic Insulation | 2030 | Technical | GWh | Before Competition Groups | 198.844 | 0 | 0 | 20464.1402 | 0.0097167 | 28 | Residential_2030_Technical_GWh_Before Competition Groups_28 | Attic Insulation | 0.9717% | 0 | 198.844 | Residential_2030_Technical_GWh_Before Competition Groups_Attic Insulation
Residential | Res ¦ Wall Insulation | 2030 | Technical | GWh | Before Competition Groups | 155.358 | 0 | 0 | 20464.1402 | 0.0075917 | 29 | Residential_2030_Technical_GWh_Before Competition Groups_29 | Wall Insulation | 0.7592% | 0 | 155.358 | Residential_2030_Technical_GWh_Before Competition Groups_Wall Insulation
Residential | Res ¦ Comprehensive Draft Proofing | 2030 | Technical | GWh | Before Competition Groups | 142.1349 | 0 | 0 | 20464.1402 | 0.0069456 | 30 | Residential_2030_Technical_GWh_Before Competition Groups_30 | Comprehensive Draft Proofing | 0.6946% | 0 | 142.1349 | Residential_2030_Technical_GWh_Before Competition Groups_Comprehensive Draft Proofing
Residential | Res ¦ Lighting Motion Sensors, Timers, Dimmers | 2030 | Technical | GWh | Before Competition Groups | 139.9016 | 0 | 0 | 20464.1402 | 0.0068364 | 31 | Residential_2030_Technical_GWh_Before Competition Groups_31 | Lighting Motion Sensors, Timers, Dimmers | 0.6836% | 0 | 139.9016 | Residential_2030_Technical_GWh_Before Competition Groups_Lighting Motion Sensors, Timers, Dimmers
Residential | Res ¦ Energy Star Room Air Conditioner | 2030 | Technical | GWh | Before Competition Groups | 107.6587 | 0 | 0 | 20464.1402 | 0.0052608 | 32 | Residential_2030_Technical_GWh_Before Competition Groups_32 | Energy Star Room Air Conditioner | 0.5261% | 0 | 107.6587 | Residential_2030_Technical_GWh_Before Competition Groups_Energy Star Room Air Conditioner
Residential | Res ¦ Furnace with ECM | 2030 | Technical | GWh | Before Competition Groups | 107.0946 | 0 | 0 | 20464.1402 | 0.0052333 | 33 | Residential_2030_Technical_GWh_Before Competition Groups_33 | Furnace with ECM | 0.5233% | 0 | 107.0946 | Residential_2030_Technical_GWh_Before Competition Groups_Furnace with ECM
Residential | Res ¦ Heavy Duty Outdoor/Holiday Plug-in Timers | 2030 | Technical | GWh | Before Competition Groups | 106.9872 | 0 | 0 | 20464.1402 | 0.005228 | 34 | Residential_2030_Technical_GWh_Before Competition Groups_34 | Heavy Duty Outdoor/Holiday Plug-in Timers | 0.5228% | 0 | 106.9872 | Residential_2030_Technical_GWh_Before Competition Groups_Heavy Duty Outdoor/Holiday Plug-in Timers
Residential | Res ¦ Variable Refrigerant Flow Heat Pump | 2030 | Technical | GWh | Before Competition Groups | 101.6522 | 0 | 0 | 20464.1402 | 0.0049673 | 35 | Residential_2030_Technical_GWh_Before Competition Groups_35 | Variable Refrigerant Flow Heat Pump | 0.4967% | 0 | 101.6522 | Residential_2030_Technical_GWh_Before Competition Groups_Variable Refrigerant Flow Heat Pump
Residential | Res ¦ Radiant Barrier | 2030 | Technical | GWh | Before Competition Groups | 99.4244 | 0 | 0 | 20464.1402 | 0.0048585 | 36 | Residential_2030_Technical_GWh_Before Competition Groups_36 | Radiant Barrier | 0.4858% | 0 | 99.4244 | Residential_2030_Technical_GWh_Before Competition Groups_Radiant Barrier
Residential | Res ¦ Solar Powered Attic Fan | 2030 | Technical | GWh | Before Competition Groups | 99.0266 | 0 | 0 | 20464.1402 | 0.004839 | 37 | Residential_2030_Technical_GWh_Before Competition Groups_37 | Solar Powered Attic Fan | 0.4839% | 0 | 99.0266 | Residential_2030_Technical_GWh_Before Competition Groups_Solar Powered Attic Fan
Residential | Res ¦ Networked/ Connected - Indoor LED Luminaire | 2030 | Technical | GWh | Before Competition Groups | 95.8477 | 0 | 0 | 20464.1402 | 0.0046837 | 38 | Residential_2030_Technical_GWh_Before Competition Groups_38 | Networked/ Connected - Indoor LED Luminaire | 0.4684% | 0 | 95.8477 | Residential_2030_Technical_GWh_Before Competition Groups_Networked/ Connected - Indoor LED Luminaire
Residential | Res ¦ Air Source Heat Pump | 2030 | Technical | GWh | Before Competition Groups | 81.9831 | 0 | 0 | 20464.1402 | 0.0040062 | 39 | Residential_2030_Technical_GWh_Before Competition Groups_39 | Air Source Heat Pump | 0.4006% | 0 | 81.9831 | Residential_2030_Technical_GWh_Before Competition Groups_Air Source Heat Pump
Residential | Res ¦ LED Downlight | 2030 | Technical | GWh | Before Competition Groups | 81.9751 | 0 | 0 | 20464.1402 | 0.0040058 | 40 | Residential_2030_Technical_GWh_Before Competition Groups_40 | LED Downlight | 0.4006% | 0 | 81.9751 | Residential_2030_Technical_GWh_Before Competition Groups_LED Downlight
Residential | Res ¦ LED Parking Lot Fixture | 2030 | Technical | GWh | Before Competition Groups | 81.3891 | 0 | 0 | 20464.1402 | 0.0039772 | 41 | Residential_2030_Technical_GWh_Before Competition Groups_41 | LED Parking Lot Fixture | 0.3977% | 0 | 81.3891 | Residential_2030_Technical_GWh_Before Competition Groups_LED Parking Lot Fixture
Residential | Res ¦ Ceiling Insulation | 2030 | Technical | GWh | Before Competition Groups | 77.8768 | 0 | 0 | 20464.1402 | 0.0038055 | 42 | Residential_2030_Technical_GWh_Before Competition Groups_42 | Ceiling Insulation | 0.3806% | 0 | 77.8768 | Residential_2030_Technical_GWh_Before Competition Groups_Ceiling Insulation
Residential | Res ¦ Window Film | 2030 | Technical | GWh | Before Competition Groups | 76.3229 | 0 | 0 | 20464.1402 | 0.0037296 | 43 | Residential_2030_Technical_GWh_Before Competition Groups_43 | Window Film | 0.373% | 0 | 76.3229 | Residential_2030_Technical_GWh_Before Competition Groups_Window Film
Residential | Res ¦ Energy Star Ceiling Fan/Lighting | 2030 | Technical | GWh | Before Competition Groups | 75.5088 | 0 | 0 | 20464.1402 | 0.0036898 | 44 | Residential_2030_Technical_GWh_Before Competition Groups_44 | Energy Star Ceiling Fan/Lighting | 0.369% | 0 | 75.5088 | Residential_2030_Technical_GWh_Before Competition Groups_Energy Star Ceiling Fan/Lighting
Residential | Res ¦ Refrigerator Recycling | 2030 | Technical | GWh | Before Competition Groups | 73.255 | 0 | 0 | 20464.1402 | 0.0035797 | 45 | Residential_2030_Technical_GWh_Before Competition Groups_45 | Refrigerator Recycling | 0.358% | 0 | 73.255 | Residential_2030_Technical_GWh_Before Competition Groups_Refrigerator Recycling
Residential | Res ¦ Home Energy Reports | 2030 | Technical | GWh | Before Competition Groups | 71.8874 | 0 | 0 | 20464.1402 | 0.0035128 | 46 | Residential_2030_Technical_GWh_Before Competition Groups_46 | Home Energy Reports | 0.3513% | 0 | 71.8874 | Residential_2030_Technical_GWh_Before Competition Groups_Home Energy Reports
Residential | Res ¦ Occupancy Sensors MF | 2030 | Technical | GWh | Before Competition Groups | 70.9241 | 0 | 0 | 20464.1402 | 0.0034658 | 47 | Residential_2030_Technical_GWh_Before Competition Groups_47 | Occupancy Sensors MF | 0.3466% | 0 | 70.9241 | Residential_2030_Technical_GWh_Before Competition Groups_Occupancy Sensors MF
Residential | Res ¦ Energy Star Freezer | 2030 | Technical | GWh | Before Competition Groups | 67.4987 | 0 | 0 | 20464.1402 | 0.0032984 | 48 | Residential_2030_Technical_GWh_Before Competition Groups_48 | Energy Star Freezer | 0.3298% | 0 | 67.4987 | Residential_2030_Technical_GWh_Before Competition Groups_Energy Star Freezer
Residential | Res ¦ Clothes Drying Racks | 2030 | Technical | GWh | Before Competition Groups | 66.8924 | 0 | 0 | 20464.1402 | 0.0032688 | 49 | Residential_2030_Technical_GWh_Before Competition Groups_49 | Clothes Drying Racks | 0.3269% | 0 | 66.8924 | Residential_2030_Technical_GWh_Before Competition Groups_Clothes Drying Racks
Residential | Res ¦ Freezer Recycling | 2030 | Technical | GWh | Before Competition Groups | 64.2766 | 0 | 0 | 20464.1402 | 0.0031409 | 50 | Residential_2030_Technical_GWh_Before Competition Groups_50 | Freezer Recycling | 0.3141% | 0 | 64.2766 | Residential_2030_Technical_GWh_Before Competition Groups_Freezer Recycling
Residential | Res ¦ Duct Insulation | 2030 | Technical | GWh | Before Competition Groups | 64.0207 | 0 | 0 | 20464.1402 | 0.0031284 | 51 | Residential_2030_Technical_GWh_Before Competition Groups_51 | Duct Insulation | 0.3128% | 0 | 64.0207 | Residential_2030_Technical_GWh_Before Competition Groups_Duct Insulation
Residential | Res ¦ Heat Pump Water Heater | 2030 | Technical | GWh | Before Competition Groups | 54.5781 | 0 | 0 | 20464.1402 | 0.002667 | 52 | Residential_2030_Technical_GWh_Before Competition Groups_52 | Heat Pump Water Heater | 0.2667% | 0 | 54.5781 | Residential_2030_Technical_GWh_Before Competition Groups_Heat Pump Water Heater
Residential | Res ¦ Floor Insulation | 2030 | Technical | GWh | Before Competition Groups | 52.1141 | 0 | 0 | 20464.1402 | 0.0025466 | 53 | Residential_2030_Technical_GWh_Before Competition Groups_53 | Floor Insulation | 0.2547% | 0 | 52.1141 | Residential_2030_Technical_GWh_Before Competition Groups_Floor Insulation
Residential | Res ¦ Tankless Water Heater | 2030 | Technical | GWh | Before Competition Groups | 49.2973 | 0 | 0 | 20464.1402 | 0.002409 | 54 | Residential_2030_Technical_GWh_Before Competition Groups_54 | Tankless Water Heater | 0.2409% | 0 | 49.2973 | Residential_2030_Technical_GWh_Before Competition Groups_Tankless Water Heater
Residential | Res ¦ Dehumidifier Recycling | 2030 | Technical | GWh | Before Competition Groups | 44.5705 | 0 | 0 | 20464.1402 | 0.002178 | 55 | Residential_2030_Technical_GWh_Before Competition Groups_55 | Dehumidifier Recycling | 0.2178% | 0 | 44.5705 | Residential_2030_Technical_GWh_Before Competition Groups_Dehumidifier Recycling
Residential | Res ¦ Advanced BAS/Controllers | 2030 | Technical | GWh | Before Competition Groups | 40.9017 | 0 | 0 | 20464.1402 | 0.0019987 | 56 | Residential_2030_Technical_GWh_Before Competition Groups_56 | Advanced BAS/Controllers | 0.1999% | 0 | 40.9017 | Residential_2030_Technical_GWh_Before Competition Groups_Advanced BAS/Controllers
Residential | Res ¦ INTEGRAL LED TROFFERS | 2030 | Technical | GWh | Before Competition Groups | 38.8046 | 0 | 0 | 20464.1402 | 0.0018962 | 57 | Residential_2030_Technical_GWh_Before Competition Groups_57 | INTEGRAL LED TROFFERS | 0.1896% | 0 | 38.8046 | Residential_2030_Technical_GWh_Before Competition Groups_INTEGRAL LED TROFFERS
Residential | Res ¦ LED Exterior Area Lights - LED Fixture (200W) | 2030 | Technical | GWh | Before Competition Groups | 37.9953 | 0 | 0 | 20464.1402 | 0.0018567 | 58 | Residential_2030_Technical_GWh_Before Competition Groups_58 | LED Exterior Area Lights - LED Fixture (200W) | 0.1857% | 0 | 37.9953 | Residential_2030_Technical_GWh_Before Competition Groups_LED Exterior Area Lights - LED Fixture (200W)
Residential | Res ¦ Heat Recovery Ventilator | 2030 | Technical | GWh | Before Competition Groups | 37.2428 | 0 | 0 | 20464.1402 | 0.0018199 | 59 | Residential_2030_Technical_GWh_Before Competition Groups_59 | Heat Recovery Ventilator | 0.182% | 0 | 37.2428 | Residential_2030_Technical_GWh_Before Competition Groups_Heat Recovery Ventilator
Residential | Res ¦ Central Lighting Control System | 2030 | Technical | GWh | Before Competition Groups | 36.928 | 0 | 0 | 20464.1402 | 0.0018045 | 60 | Residential_2030_Technical_GWh_Before Competition Groups_60 | Central Lighting Control System | 0.1805% | 0 | 36.928 | Residential_2030_Technical_GWh_Before Competition Groups_Central Lighting Control System
Residential | Res ¦ Minimize Hot and Warm Clothes Wash | 2030 | Technical | GWh | Before Competition Groups | 35.7523 | 0 | 0 | 20464.1402 | 0.0017471 | 61 | Residential_2030_Technical_GWh_Before Competition Groups_61 | Minimize Hot and Warm Clothes Wash | 0.1747% | 0 | 35.7523 | Residential_2030_Technical_GWh_Before Competition Groups_Minimize Hot and Warm Clothes Wash
Residential | Res ¦ Furnace Whistle | 2030 | Technical | GWh | Before Competition Groups | 35.2203 | 0 | 0 | 20464.1402 | 0.0017211 | 62 | Residential_2030_Technical_GWh_Before Competition Groups_62 | Furnace Whistle | 0.1721% | 0 | 35.2203 | Residential_2030_Technical_GWh_Before Competition Groups_Furnace Whistle
Residential | Res ¦ Early Hot Water Heater Replacement | 2030 | Technical | GWh | Before Competition Groups | 31.9028 | 0 | 0 | 20464.1402 | 0.001559 | 63 | Residential_2030_Technical_GWh_Before Competition Groups_63 | Early Hot Water Heater Replacement | 0.1559% | 0 | 31.9028 | Residential_2030_Technical_GWh_Before Competition Groups_Early Hot Water Heater Replacement
Residential | Res ¦ LED Tube Re-Lamp | 2030 | Technical | GWh | Before Competition Groups | 29.4721 | 0 | 0 | 20464.1402 | 0.0014402 | 64 | Residential_2030_Technical_GWh_Before Competition Groups_64 | LED Tube Re-Lamp | 0.144% | 0 | 29.4721 | Residential_2030_Technical_GWh_Before Competition Groups_LED Tube Re-Lamp
Residential | Res ¦ Outside Air Economizer | 2030 | Technical | GWh | Before Competition Groups | 29.0213 | 0 | 0 | 20464.1402 | 0.0014182 | 65 | Residential_2030_Technical_GWh_Before Competition Groups_65 | Outside Air Economizer | 0.1418% | 0 | 29.0213 | Residential_2030_Technical_GWh_Before Competition Groups_Outside Air Economizer
Residential | Res ¦ Duct Insulation MF | 2030 | Technical | GWh | Before Competition Groups | 28.243 | 0 | 0 | 20464.1402 | 0.0013801 | 66 | Residential_2030_Technical_GWh_Before Competition Groups_66 | Duct Insulation MF | 0.138% | 0 | 28.243 | Residential_2030_Technical_GWh_Before Competition Groups_Duct Insulation MF
Residential | Res ¦ Solar Water Heating System | 2030 | Technical | GWh | Before Competition Groups | 26.8841 | 0 | 0 | 20464.1402 | 0.0013137 | 67 | Residential_2030_Technical_GWh_Before Competition Groups_67 | Solar Water Heating System | 0.1314% | 0 | 26.8841 | Residential_2030_Technical_GWh_Before Competition Groups_Solar Water Heating System
Residential | Res ¦ Energy Star Dehumidifier | 2030 | Technical | GWh | Before Competition Groups | 26.188 | 0 | 0 | 20464.1402 | 0.0012797 | 68 | Residential_2030_Technical_GWh_Before Competition Groups_68 | Energy Star Dehumidifier | 0.128% | 0 | 26.188 | Residential_2030_Technical_GWh_Before Competition Groups_Energy Star Dehumidifier
Residential | Res ¦ Central Air Conditioner Maintenance | 2030 | Technical | GWh | Before Competition Groups | 26.0629 | 0 | 0 | 20464.1402 | 0.0012736 | 69 | Residential_2030_Technical_GWh_Before Competition Groups_69 | Central Air Conditioner Maintenance | 0.1274% | 0 | 26.0629 | Residential_2030_Technical_GWh_Before Competition Groups_Central Air Conditioner Maintenance
Residential | Res ¦ High Efficiency Storage Water Heater | 2030 | Technical | GWh | Before Competition Groups | 23.8393 | 0 | 0 | 20464.1402 | 0.0011649 | 70 | Residential_2030_Technical_GWh_Before Competition Groups_70 | High Efficiency Storage Water Heater | 0.1165% | 0 | 23.8393 | Residential_2030_Technical_GWh_Before Competition Groups_High Efficiency Storage Water Heater
Residential | Res ¦ Energy Star Dishwasher | 2030 | Technical | GWh | Before Competition Groups | 22.262 | 0 | 0 | 20464.1402 | 0.0010879 | 71 | Residential_2030_Technical_GWh_Before Competition Groups_71 | Energy Star Dishwasher | 0.1088% | 0 | 22.262 | Residential_2030_Technical_GWh_Before Competition Groups_Energy Star Dishwasher
Residential | Res ¦ Drain Water Heat Recovery | 2030 | Technical | GWh | Before Competition Groups | 21.4277 | 0 | 0 | 20464.1402 | 0.0010471 | 72 | Residential_2030_Technical_GWh_Before Competition Groups_72 | Drain Water Heat Recovery | 0.1047% | 0 | 21.4277 | Residential_2030_Technical_GWh_Before Competition Groups_Drain Water Heat Recovery
Residential | Res ¦ Demand Control Ventilation | 2030 | Technical | GWh | Before Competition Groups | 18.8639 | 0 | 0 | 20464.1402 | 0.0009218 | 73 | Residential_2030_Technical_GWh_Before Competition Groups_73 | Demand Control Ventilation | 0.09218% | 0 | 18.8639 | Residential_2030_Technical_GWh_Before Competition Groups_Demand Control Ventilation
Residential | Res ¦ CO Sensors for parking garage exhaust fans | 2030 | Technical | GWh | Before Competition Groups | 18.3102 | 0 | 0 | 20464.1402 | 0.00089475 | 74 | Residential_2030_Technical_GWh_Before Competition Groups_74 | CO Sensors for parking garage exhaust fans | 0.08947% | 0 | 18.3102 | Residential_2030_Technical_GWh_Before Competition Groups_CO Sensors for parking garage exhaust fans
Residential | Res ¦ ENERGY STAR LED LAMPS (REFLECTOR LAMPs/MR16/PAR 16) | 2030 | Technical | GWh | Before Competition Groups | 15.2431 | 0 | 0 | 20464.1402 | 0.00074487 | 75 | Residential_2030_Technical_GWh_Before Competition Groups_75 | ENERGY STAR LED LAMPS (REFLECTOR LAMPs/MR16/PAR 16) | 0.07449% | 0 | 15.2431 | Residential_2030_Technical_GWh_Before Competition Groups_ENERGY STAR LED LAMPS (REFLECTOR LAMPs/MR16/PAR 16)
Residential | Res ¦ Variable Frequency Drive (VFD) | 2030 | Technical | GWh | Before Competition Groups | 14.9405 | 0 | 0 | 20464.1402 | 0.00073008 | 76 | Residential_2030_Technical_GWh_Before Competition Groups_76 | Variable Frequency Drive (VFD) | 0.07301% | 0 | 14.9405 | Residential_2030_Technical_GWh_Before Competition Groups_Variable Frequency Drive (VFD)
Residential | Res ¦ Condensing Make Up Air Unit | 2030 | Technical | GWh | Before Competition Groups | 14.7963 | 0 | 0 | 20464.1402 | 0.00072303 | 77 | Residential_2030_Technical_GWh_Before Competition Groups_77 | Condensing Make Up Air Unit | 0.0723% | 0 | 14.7963 | Residential_2030_Technical_GWh_Before Competition Groups_Condensing Make Up Air Unit
Residential | Res ¦ High Efficiency Chiller (avg of water and air cooled) | 2030 | Technical | GWh | Before Competition Groups | 13.9171 | 0 | 0 | 20464.1402 | 0.00068007 | 78 | Residential_2030_Technical_GWh_Before Competition Groups_78 | High Efficiency Chiller (avg of water and air cooled) | 0.06801% | 0 | 13.9171 | Residential_2030_Technical_GWh_Before Competition Groups_High Efficiency Chiller (avg of water and air cooled)
Residential | Res ¦ Water Heater Temperature Setback | 2030 | Technical | GWh | Before Competition Groups | 11.1644 | 0 | 0 | 20464.1402 | 0.00054556 | 79 | Residential_2030_Technical_GWh_Before Competition Groups_79 | Water Heater Temperature Setback | 0.05456% | 0 | 11.1644 | Residential_2030_Technical_GWh_Before Competition Groups_Water Heater Temperature Setback
Residential | Res ¦ DHW Recirculation Systems | 2030 | Technical | GWh | Before Competition Groups | 10.0798 | 0 | 0 | 20464.1402 | 0.00049256 | 80 | Residential_2030_Technical_GWh_Before Competition Groups_80 | DHW Recirculation Systems | 0.04926% | 0 | 10.0798 | Residential_2030_Technical_GWh_Before Competition Groups_DHW Recirculation Systems
Residential | Res ¦ Air Source Heat Pump Maintenance | 2030 | Technical | GWh | Before Competition Groups | 9.1159 | 0 | 0 | 20464.1402 | 0.00044546 | 81 | Residential_2030_Technical_GWh_Before Competition Groups_81 | Air Source Heat Pump Maintenance | 0.04455% | 0 | 9.1159 | Residential_2030_Technical_GWh_Before Competition Groups_Air Source Heat Pump Maintenance
Residential | Res ¦ VFD on Pumps | 2030 | Technical | GWh | Before Competition Groups | 4.5944 | 0 | 0 | 20464.1402 | 0.00022451 | 82 | Residential_2030_Technical_GWh_Before Competition Groups_82 | VFD on Pumps | 0.02245% | 0 | 4.5944 | Residential_2030_Technical_GWh_Before Competition Groups_VFD on Pumps
Residential | Res ¦ ENERGY STAR LED Lamps (General Service Lamps) | 2030 | Technical | GWh | Before Competition Groups | 3.5479 | 0 | 0 | 20464.1402 | 0.00017337 | 83 | Residential_2030_Technical_GWh_Before Competition Groups_83 | ENERGY STAR LED Lamps (General Service Lamps) | 0.01734% | 0 | 3.5479 | Residential_2030_Technical_GWh_Before Competition Groups_ENERGY STAR LED Lamps (General Service Lamps)
Residential | Res ¦ ECM MOTORS FOR HVAC APPLICATION (FAN-POWERED VAV BOX) | 2030 | Technical | GWh | Before Competition Groups | 2.955 | 0 | 0 | 20464.1402 | 0.0001444 | 84 | Residential_2030_Technical_GWh_Before Competition Groups_84 | ECM MOTORS FOR HVAC APPLICATION (FAN-POWERED VAV BOX) | 0.01444% | 0 | 2.955 | Residential_2030_Technical_GWh_Before Competition Groups_ECM MOTORS FOR HVAC APPLICATION (FAN-POWERED VAV BOX)
Residential | Res ¦ HVAC Optimization | 2030 | Technical | GWh | Before Competition Groups | 2.8468 | 0 | 0 | 20464.1402 | 0.00013911 | 85 | Residential_2030_Technical_GWh_Before Competition Groups_85 | HVAC Optimization | 0.01391% | 0 | 2.8468 | Residential_2030_Technical_GWh_Before Competition Groups_HVAC Optimization
Residential | Res ¦ Beverage Vending Machine Controls | 2030 | Technical | GWh | Before Competition Groups | 2.1271 | 0 | 0 | 20464.1402 | 0.00010394 | 86 | Residential_2030_Technical_GWh_Before Competition Groups_86 | Beverage Vending Machine Controls | 0.01039% | 0 | 2.1271 | Residential_2030_Technical_GWh_Before Competition Groups_Beverage Vending Machine Controls
Residential | Res ¦ Wall Insulation MF | 2030 | Technical | GWh | Before Competition Groups | 0.56724 | 0 | 0 | 20464.1402 | 2.7719e-05 | 87 | Residential_2030_Technical_GWh_Before Competition Groups_87 | Wall Insulation MF | 0.002772% | 0 | 0.56724 | Residential_2030_Technical_GWh_Before Competition Groups_Wall Insulation MF
Residential | Res ¦ Chilled Water Optimization | 2030 | Technical | GWh | Before Competition Groups | 0.35244 | 0 | 0 | 20464.1402 | 1.7222e-05 | 88 | Residential_2030_Technical_GWh_Before Competition Groups_88 | Chilled Water Optimization | 0.001722% | 0 | 0.35244 | Residential_2030_Technical_GWh_Before Competition Groups_Chilled Water Optimization
Residential | Res ¦ LED Recessed Downlights | 2030 | Technical | GWh | Before Competition Groups | 0.20945 | 0 | 0 | 20464.1402 | 1.0235e-05 | 89 | Residential_2030_Technical_GWh_Before Competition Groups_89 | LED Recessed Downlights | 0.001024% | 0 | 0.20945 | Residential_2030_Technical_GWh_Before Competition Groups_LED Recessed Downlights
Residential | Res ¦ LED High Bay Fixture | 2030 | Technical | GWh | Before Competition Groups | 0.17899 | 0 | 0 | 20464.1402 | 8.7464e-06 | 90 | Residential_2030_Technical_GWh_Before Competition Groups_90 | LED High Bay Fixture | 0.0008746% | 0 | 0.17899 | Residential_2030_Technical_GWh_Before Competition Groups_LED High Bay Fixture
Residential | Res ¦ Solar Water Preheat (Pools/DHW) | 2030 | Technical | GWh | Before Competition Groups | 0.082992 | 0 | 0 | 20464.1402 | 4.0555e-06 | 91 | Residential_2030_Technical_GWh_Before Competition Groups_91 | Solar Water Preheat (Pools/DHW) | 0.0004055% | 0 | 0.082992 | Residential_2030_Technical_GWh_Before Competition Groups_Solar Water Preheat (Pools/DHW)
Residential | Res ¦ Photocell Controls (Outdoor) | 2030 | Technical | GWh | Before Competition Groups | 0.00022162 | 0 | 0 | 20464.1402 | 1.083e-08 | 92 | Residential_2030_Technical_GWh_Before Competition Groups_92 | Photocell Controls (Outdoor) | 1.083e-06% | 0 | 0.00022162 | Residential_2030_Technical_GWh_Before Competition Groups_Photocell Controls (Outdoor)
Residential | Res ¦ Energy Star A Line, PAR, MR Lamps | 2031 | Economic | GWh | Before Competition Groups | 1980.7793 | 0 | 0 | 11746.7014 | 0.16862 | 1 | Residential_2031_Economic_GWh_Before Competition Groups_1 | Energy Star A Line, PAR, MR Lamps | 16.86% | 0 | 1980.7793 | Residential_2031_Economic_GWh_Before Competition Groups_Energy Star A Line, PAR, MR Lamps
Residential | Res ¦ Energy Star LED Bulbs General Purpose LEDs | 2031 | Economic | GWh | Before Competition Groups | 1953.2867 | 0 | 0 | 11746.7014 | 0.16628 | 2 | Residential_2031_Economic_GWh_Before Competition Groups_2 | Energy Star LED Bulbs General Purpose LEDs | 16.63% | 0 | 1953.2867 | Residential_2031_Economic_GWh_Before Competition Groups_Energy Star LED Bulbs General Purpose LEDs
Residential | Res ¦ Energy Star LED Specialty Bulbs | 2031 | Economic | GWh | Before Competition Groups | 1785.3955 | 0 | 0 | 11746.7014 | 0.15199 | 3 | Residential_2031_Economic_GWh_Before Competition Groups_3 | Energy Star LED Specialty Bulbs | 15.2% | 0 | 1785.3955 | Residential_2031_Economic_GWh_Before Competition Groups_Energy Star LED Specialty Bulbs
Residential | Res ¦ Adaptive Thermostat | 2031 | Economic | GWh | Before Competition Groups | 679.6946 | 0 | 0 | 11746.7014 | 0.057863 | 4 | Residential_2031_Economic_GWh_Before Competition Groups_4 | Adaptive Thermostat | 5.786% | 0 | 679.6946 | Residential_2031_Economic_GWh_Before Competition Groups_Adaptive Thermostat
Residential | Res ¦ Energy Star Clothes Washer | 2031 | Economic | GWh | Before Competition Groups | 628.7592 | 0 | 0 | 11746.7014 | 0.053526 | 5 | Residential_2031_Economic_GWh_Before Competition Groups_5 | Energy Star Clothes Washer | 5.353% | 0 | 628.7592 | Residential_2031_Economic_GWh_Before Competition Groups_Energy Star Clothes Washer
Residential | Res ¦ Ductless Mini-Split Heat Pump | 2031 | Economic | GWh | Before Competition Groups | 593.9259 | 0 | 0 | 11746.7014 | 0.050561 | 6 | Residential_2031_Economic_GWh_Before Competition Groups_6 | Ductless Mini-Split Heat Pump | 5.056% | 0 | 593.9259 | Residential_2031_Economic_GWh_Before Competition Groups_Ductless Mini-Split Heat Pump
Residential | Res ¦ Air Sealing | 2031 | Economic | GWh | Before Competition Groups | 483.2687 | 0 | 0 | 11746.7014 | 0.041141 | 7 | Residential_2031_Economic_GWh_Before Competition Groups_7 | Air Sealing | 4.114% | 0 | 483.2687 | Residential_2031_Economic_GWh_Before Competition Groups_Air Sealing
Residential | Res ¦ Car Block Heater Timer | 2031 | Economic | GWh | Before Competition Groups | 356.7334 | 0 | 0 | 11746.7014 | 0.030369 | 8 | Residential_2031_Economic_GWh_Before Competition Groups_8 | Car Block Heater Timer | 3.037% | 0 | 356.7334 | Residential_2031_Economic_GWh_Before Competition Groups_Car Block Heater Timer
Residential | Res ¦ Variable Speed Pool Pump Motor | 2031 | Economic | GWh | Before Competition Groups | 354.8996 | 0 | 0 | 11746.7014 | 0.030213 | 9 | Residential_2031_Economic_GWh_Before Competition Groups_9 | Variable Speed Pool Pump Motor | 3.021% | 0 | 354.8996 | Residential_2031_Economic_GWh_Before Competition Groups_Variable Speed Pool Pump Motor
Residential | Res ¦ Energy Star Air Source Heat Pump | 2031 | Economic | GWh | Before Competition Groups | 339.4358 | 0 | 0 | 11746.7014 | 0.028896 | 10 | Residential_2031_Economic_GWh_Before Competition Groups_10 | Energy Star Air Source Heat Pump | 2.89% | 0 | 339.4358 | Residential_2031_Economic_GWh_Before Competition Groups_Energy Star Air Source Heat Pump
Residential | Res ¦ Energy Star Torchiere | 2031 | Economic | GWh | Before Competition Groups | 279.8972 | 0 | 0 | 11746.7014 | 0.023828 | 11 | Residential_2031_Economic_GWh_Before Competition Groups_11 | Energy Star Torchiere | 2.383% | 0 | 279.8972 | Residential_2031_Economic_GWh_Before Competition Groups_Energy Star Torchiere
Residential | Res ¦ Building Recommissioning, Operations and Maintenance (O&M) Improvements | 2031 | Economic | GWh | Before Competition Groups | 275.0408 | 0 | 0 | 11746.7014 | 0.023414 | 12 | Residential_2031_Economic_GWh_Before Competition Groups_12 | Building Recommissioning, Operations and Maintenance (O&M) Improvements | 2.341% | 0 | 275.0408 | Residential_2031_Economic_GWh_Before Competition Groups_Building Recommissioning, Operations and Maintenance (O&M) Improvements
Residential | Res ¦ Basement Wall Insulation | 2031 | Economic | GWh | Before Competition Groups | 253.6858 | 0 | 0 | 11746.7014 | 0.021596 | 13 | Residential_2031_Economic_GWh_Before Competition Groups_13 | Basement Wall Insulation | 2.16% | 0 | 253.6858 | Residential_2031_Economic_GWh_Before Competition Groups_Basement Wall Insulation
Residential | Res ¦ Attic Insulation | 2031 | Economic | GWh | Before Competition Groups | 195.7023 | 0 | 0 | 11746.7014 | 0.01666 | 14 | Residential_2031_Economic_GWh_Before Competition Groups_14 | Attic Insulation | 1.666% | 0 | 195.7023 | Residential_2031_Economic_GWh_Before Competition Groups_Attic Insulation
Residential | Res ¦ Energy Star Clothes Dryer | 2031 | Economic | GWh | Before Competition Groups | 190.8482 | 0 | 0 | 11746.7014 | 0.016247 | 15 | Residential_2031_Economic_GWh_Before Competition Groups_15 | Energy Star Clothes Dryer | 1.625% | 0 | 190.8482 | Residential_2031_Economic_GWh_Before Competition Groups_Energy Star Clothes Dryer
Residential | Res ¦ Comprehensive Draft Proofing | 2031 | Economic | GWh | Before Competition Groups | 139.8892 | 0 | 0 | 11746.7014 | 0.011909 | 16 | Residential_2031_Economic_GWh_Before Competition Groups_16 | Comprehensive Draft Proofing | 1.191% | 0 | 139.8892 | Residential_2031_Economic_GWh_Before Competition Groups_Comprehensive Draft Proofing
Residential | Res ¦ Energy Star Light Fixture | 2031 | Economic | GWh | Before Competition Groups | 120.9168 | 0 | 0 | 11746.7014 | 0.010294 | 17 | Residential_2031_Economic_GWh_Before Competition Groups_17 | Energy Star Light Fixture | 1.029% | 0 | 120.9168 | Residential_2031_Economic_GWh_Before Competition Groups_Energy Star Light Fixture
Residential | Res ¦ Energy Star Room Air Conditioner | 2031 | Economic | GWh | Before Competition Groups | 112.5924 | 0 | 0 | 11746.7014 | 0.009585 | 18 | Residential_2031_Economic_GWh_Before Competition Groups_18 | Energy Star Room Air Conditioner | 0.9585% | 0 | 112.5924 | Residential_2031_Economic_GWh_Before Competition Groups_Energy Star Room Air Conditioner
Residential | Res ¦ LED Parking Lot Fixture | 2031 | Economic | GWh | Before Competition Groups | 81.551 | 0 | 0 | 11746.7014 | 0.0069425 | 19 | Residential_2031_Economic_GWh_Before Competition Groups_19 | LED Parking Lot Fixture | 0.6942% | 0 | 81.551 | Residential_2031_Economic_GWh_Before Competition Groups_LED Parking Lot Fixture
Residential | Res ¦ Refrigerator Recycling | 2031 | Economic | GWh | Before Competition Groups | 72.0975 | 0 | 0 | 11746.7014 | 0.0061377 | 20 | Residential_2031_Economic_GWh_Before Competition Groups_20 | Refrigerator Recycling | 0.6138% | 0 | 72.0975 | Residential_2031_Economic_GWh_Before Competition Groups_Refrigerator Recycling
Residential | Res ¦ Occupancy Sensors MF | 2031 | Economic | GWh | Before Competition Groups | 68.4009 | 0 | 0 | 11746.7014 | 0.005823 | 21 | Residential_2031_Economic_GWh_Before Competition Groups_21 | Occupancy Sensors MF | 0.5823% | 0 | 68.4009 | Residential_2031_Economic_GWh_Before Competition Groups_Occupancy Sensors MF
Residential | Res ¦ Clothes Drying Racks | 2031 | Economic | GWh | Before Competition Groups | 65.8355 | 0 | 0 | 11746.7014 | 0.0056046 | 22 | Residential_2031_Economic_GWh_Before Competition Groups_22 | Clothes Drying Racks | 0.5605% | 0 | 65.8355 | Residential_2031_Economic_GWh_Before Competition Groups_Clothes Drying Racks
Residential | Res ¦ Freezer Recycling | 2031 | Economic | GWh | Before Competition Groups | 63.2611 | 0 | 0 | 11746.7014 | 0.0053854 | 23 | Residential_2031_Economic_GWh_Before Competition Groups_23 | Freezer Recycling | 0.5385% | 0 | 63.2611 | Residential_2031_Economic_GWh_Before Competition Groups_Freezer Recycling
Residential | Res ¦ Duct Insulation | 2031 | Economic | GWh | Before Competition Groups | 56.2627 | 0 | 0 | 11746.7014 | 0.0047897 | 24 | Residential_2031_Economic_GWh_Before Competition Groups_24 | Duct Insulation | 0.479% | 0 | 56.2627 | Residential_2031_Economic_GWh_Before Competition Groups_Duct Insulation
Residential | Res ¦ Floor Insulation | 2031 | Economic | GWh | Before Competition Groups | 51.2907 | 0 | 0 | 11746.7014 | 0.0043664 | 25 | Residential_2031_Economic_GWh_Before Competition Groups_25 | Floor Insulation | 0.4366% | 0 | 51.2907 | Residential_2031_Economic_GWh_Before Competition Groups_Floor Insulation
Residential | Res ¦ Energy Star Freezer | 2031 | Economic | GWh | Before Competition Groups | 41.9226 | 0 | 0 | 11746.7014 | 0.0035689 | 26 | Residential_2031_Economic_GWh_Before Competition Groups_26 | Energy Star Freezer | 0.3569% | 0 | 41.9226 | Residential_2031_Economic_GWh_Before Competition Groups_Energy Star Freezer
Residential | Res ¦ Smart Burners | 2031 | Economic | GWh | Before Competition Groups | 40.8694 | 0 | 0 | 11746.7014 | 0.0034792 | 27 | Residential_2031_Economic_GWh_Before Competition Groups_27 | Smart Burners | 0.3479% | 0 | 40.8694 | Residential_2031_Economic_GWh_Before Competition Groups_Smart Burners
Residential | Res ¦ Advanced BAS/Controllers | 2031 | Economic | GWh | Before Competition Groups | 40.2555 | 0 | 0 | 11746.7014 | 0.003427 | 28 | Residential_2031_Economic_GWh_Before Competition Groups_28 | Advanced BAS/Controllers | 0.3427% | 0 | 40.2555 | Residential_2031_Economic_GWh_Before Competition Groups_Advanced BAS/Controllers
Residential | Res ¦ Home Energy Reports | 2031 | Economic | GWh | Before Competition Groups | 39.5565 | 0 | 0 | 11746.7014 | 0.0033675 | 29 | Residential_2031_Economic_GWh_Before Competition Groups_29 | Home Energy Reports | 0.3367% | 0 | 39.5565 | Residential_2031_Economic_GWh_Before Competition Groups_Home Energy Reports
Residential | Res ¦ Heat Recovery Ventilator | 2031 | Economic | GWh | Before Competition Groups | 38.7677 | 0 | 0 | 11746.7014 | 0.0033003 | 30 | Residential_2031_Economic_GWh_Before Competition Groups_30 | Heat Recovery Ventilator | 0.33% | 0 | 38.7677 | Residential_2031_Economic_GWh_Before Competition Groups_Heat Recovery Ventilator
Residential | Res ¦ LED Exterior Area Lights - LED Fixture (200W) | 2031 | Economic | GWh | Before Competition Groups | 38.1491 | 0 | 0 | 11746.7014 | 0.0032476 | 31 | Residential_2031_Economic_GWh_Before Competition Groups_31 | LED Exterior Area Lights - LED Fixture (200W) | 0.3248% | 0 | 38.1491 | Residential_2031_Economic_GWh_Before Competition Groups_LED Exterior Area Lights - LED Fixture (200W)
Residential | Res ¦ Minimize Hot and Warm Clothes Wash | 2031 | Economic | GWh | Before Competition Groups | 35.1874 | 0 | 0 | 11746.7014 | 0.0029955 | 32 | Residential_2031_Economic_GWh_Before Competition Groups_32 | Minimize Hot and Warm Clothes Wash | 0.2996% | 0 | 35.1874 | Residential_2031_Economic_GWh_Before Competition Groups_Minimize Hot and Warm Clothes Wash
Residential | Res ¦ Furnace Whistle | 2031 | Economic | GWh | Before Competition Groups | 34.6638 | 0 | 0 | 11746.7014 | 0.0029509 | 33 | Residential_2031_Economic_GWh_Before Competition Groups_33 | Furnace Whistle | 0.2951% | 0 | 34.6638 | Residential_2031_Economic_GWh_Before Competition Groups_Furnace Whistle
Residential | Res ¦ LED Tube Re-Lamp | 2031 | Economic | GWh | Before Competition Groups | 30.3933 | 0 | 0 | 11746.7014 | 0.0025874 | 34 | Residential_2031_Economic_GWh_Before Competition Groups_34 | LED Tube Re-Lamp | 0.2587% | 0 | 30.3933 | Residential_2031_Economic_GWh_Before Competition Groups_LED Tube Re-Lamp
Residential | Res ¦ Outside Air Economizer | 2031 | Economic | GWh | Before Competition Groups | 29.366 | 0 | 0 | 11746.7014 | 0.0024999 | 35 | Residential_2031_Economic_GWh_Before Competition Groups_35 | Outside Air Economizer | 0.25% | 0 | 29.366 | Residential_2031_Economic_GWh_Before Competition Groups_Outside Air Economizer
Residential | Res ¦ Energy Star Dehumidifier | 2031 | Economic | GWh | Before Competition Groups | 25.7742 | 0 | 0 | 11746.7014 | 0.0021942 | 36 | Residential_2031_Economic_GWh_Before Competition Groups_36 | Energy Star Dehumidifier | 0.2194% | 0 | 25.7742 | Residential_2031_Economic_GWh_Before Competition Groups_Energy Star Dehumidifier
Residential | Res ¦ Tankless Water Heater | 2031 | Economic | GWh | Before Competition Groups | 24.0893 | 0 | 0 | 11746.7014 | 0.0020507 | 37 | Residential_2031_Economic_GWh_Before Competition Groups_37 | Tankless Water Heater | 0.2051% | 0 | 24.0893 | Residential_2031_Economic_GWh_Before Competition Groups_Tankless Water Heater
Residential | Res ¦ Duct Insulation MF | 2031 | Economic | GWh | Before Competition Groups | 21.094 | 0 | 0 | 11746.7014 | 0.0017957 | 38 | Residential_2031_Economic_GWh_Before Competition Groups_38 | Duct Insulation MF | 0.1796% | 0 | 21.094 | Residential_2031_Economic_GWh_Before Competition Groups_Duct Insulation MF
Residential | Res ¦ Demand Control Ventilation | 2031 | Economic | GWh | Before Competition Groups | 18.5659 | 0 | 0 | 11746.7014 | 0.0015805 | 39 | Residential_2031_Economic_GWh_Before Competition Groups_39 | Demand Control Ventilation | 0.1581% | 0 | 18.5659 | Residential_2031_Economic_GWh_Before Competition Groups_Demand Control Ventilation
Residential | Res ¦ CO Sensors for parking garage exhaust fans | 2031 | Economic | GWh | Before Competition Groups | 18.5277 | 0 | 0 | 11746.7014 | 0.0015773 | 40 | Residential_2031_Economic_GWh_Before Competition Groups_40 | CO Sensors for parking garage exhaust fans | 0.1577% | 0 | 18.5277 | Residential_2031_Economic_GWh_Before Competition Groups_CO Sensors for parking garage exhaust fans
Residential | Res ¦ Condensing Make Up Air Unit | 2031 | Economic | GWh | Before Competition Groups | 15.7452 | 0 | 0 | 11746.7014 | 0.0013404 | 41 | Residential_2031_Economic_GWh_Before Competition Groups_41 | Condensing Make Up Air Unit | 0.134% | 0 | 15.7452 | Residential_2031_Economic_GWh_Before Competition Groups_Condensing Make Up Air Unit
Residential | Res ¦ ENERGY STAR LED LAMPS (REFLECTOR LAMPs/MR16/PAR 16) | 2031 | Economic | GWh | Before Competition Groups | 15.2285 | 0 | 0 | 11746.7014 | 0.0012964 | 42 | Residential_2031_Economic_GWh_Before Competition Groups_42 | ENERGY STAR LED LAMPS (REFLECTOR LAMPs/MR16/PAR 16) | 0.1296% | 0 | 15.2285 | Residential_2031_Economic_GWh_Before Competition Groups_ENERGY STAR LED LAMPS (REFLECTOR LAMPs/MR16/PAR 16)
Residential | Res ¦ High Efficiency Chiller (avg of water and air cooled) | 2031 | Economic | GWh | Before Competition Groups | 14.8515 | 0 | 0 | 11746.7014 | 0.0012643 | 43 | Residential_2031_Economic_GWh_Before Competition Groups_43 | High Efficiency Chiller (avg of water and air cooled) | 0.1264% | 0 | 14.8515 | Residential_2031_Economic_GWh_Before Competition Groups_High Efficiency Chiller (avg of water and air cooled)
Residential | Res ¦ Variable Frequency Drive (VFD) | 2031 | Economic | GWh | Before Competition Groups | 14.7044 | 0 | 0 | 11746.7014 | 0.0012518 | 44 | Residential_2031_Economic_GWh_Before Competition Groups_44 | Variable Frequency Drive (VFD) | 0.1252% | 0 | 14.7044 | Residential_2031_Economic_GWh_Before Competition Groups_Variable Frequency Drive (VFD)
Residential | Res ¦ Water Heater Temperature Setback | 2031 | Economic | GWh | Before Competition Groups | 10.988 | 0 | 0 | 11746.7014 | 0.00093541 | 45 | Residential_2031_Economic_GWh_Before Competition Groups_45 | Water Heater Temperature Setback | 0.09354% | 0 | 10.988 | Residential_2031_Economic_GWh_Before Competition Groups_Water Heater Temperature Setback
Residential | Res ¦ VFD on Pumps | 2031 | Economic | GWh | Before Competition Groups | 4.5218 | 0 | 0 | 11746.7014 | 0.00038494 | 46 | Residential_2031_Economic_GWh_Before Competition Groups_46 | VFD on Pumps | 0.03849% | 0 | 4.5218 | Residential_2031_Economic_GWh_Before Competition Groups_VFD on Pumps
Residential | Res ¦ ENERGY STAR LED Lamps (General Service Lamps) | 2031 | Economic | GWh | Before Competition Groups | 3.5547 | 0 | 0 | 11746.7014 | 0.00030261 | 47 | Residential_2031_Economic_GWh_Before Competition Groups_47 | ENERGY STAR LED Lamps (General Service Lamps) | 0.03026% | 0 | 3.5547 | Residential_2031_Economic_GWh_Before Competition Groups_ENERGY STAR LED Lamps (General Service Lamps)
Residential | Res ¦ ECM MOTORS FOR HVAC APPLICATION (FAN-POWERED VAV BOX) | 2031 | Economic | GWh | Before Competition Groups | 2.9898 | 0 | 0 | 11746.7014 | 0.00025452 | 48 | Residential_2031_Economic_GWh_Before Competition Groups_48 | ECM MOTORS FOR HVAC APPLICATION (FAN-POWERED VAV BOX) | 0.02545% | 0 | 2.9898 | Residential_2031_Economic_GWh_Before Competition Groups_ECM MOTORS FOR HVAC APPLICATION (FAN-POWERED VAV BOX)
Residential | Res ¦ Beverage Vending Machine Controls | 2031 | Economic | GWh | Before Competition Groups | 2.155 | 0 | 0 | 11746.7014 | 0.00018346 | 49 | Residential_2031_Economic_GWh_Before Competition Groups_49 | Beverage Vending Machine Controls | 0.01835% | 0 | 2.155 | Residential_2031_Economic_GWh_Before Competition Groups_Beverage Vending Machine Controls
Residential | Res ¦ Wall Insulation | 2031 | Economic | GWh | Before Competition Groups | 0.73728 | 0 | 0 | 11746.7014 | 6.2765e-05 | 50 | Residential_2031_Economic_GWh_Before Competition Groups_50 | Wall Insulation | 0.006276% | 0 | 0.73728 | Residential_2031_Economic_GWh_Before Competition Groups_Wall Insulation
Residential | Res ¦ Chilled Water Optimization | 2031 | Economic | GWh | Before Competition Groups | 0.37487 | 0 | 0 | 11746.7014 | 3.1913e-05 | 51 | Residential_2031_Economic_GWh_Before Competition Groups_51 | Chilled Water Optimization | 0.003191% | 0 | 0.37487 | Residential_2031_Economic_GWh_Before Competition Groups_Chilled Water Optimization
Residential | Res ¦ LED High Bay Fixture | 2031 | Economic | GWh | Before Competition Groups | 0.17262 | 0 | 0 | 11746.7014 | 1.4695e-05 | 52 | Residential_2031_Economic_GWh_Before Competition Groups_52 | LED High Bay Fixture | 0.00147% | 0 | 0.17262 | Residential_2031_Economic_GWh_Before Competition Groups_LED High Bay Fixture
Residential | Res ¦ Wall Insulation MF | 2031 | Economic | GWh | Before Competition Groups | 0.044683 | 0 | 0 | 11746.7014 | 3.8039e-06 | 53 | Residential_2031_Economic_GWh_Before Competition Groups_53 | Wall Insulation MF | 0.0003804% | 0 | 0.044683 | Residential_2031_Economic_GWh_Before Competition Groups_Wall Insulation MF
Residential | Res ¦ Heavy Duty Outdoor/Holiday Plug-in Timers | 2031 | Economic | GWh | Before Competition Groups | 0 | 0 | 0 | 11746.7014 | 0 | 54 | Residential_2031_Economic_GWh_Before Competition Groups_54 | Heavy Duty Outdoor/Holiday Plug-in Timers | 0% | 0 | 0 | Residential_2031_Economic_GWh_Before Competition Groups_Heavy Duty Outdoor/Holiday Plug-in Timers
Residential | Res ¦ LED Downlight | 2031 | Economic | GWh | Before Competition Groups | 0 | 0 | 0 | 11746.7014 | 0 | 55 | Residential_2031_Economic_GWh_Before Competition Groups_55 | LED Downlight | 0% | 0 | 0 | Residential_2031_Economic_GWh_Before Competition Groups_LED Downlight
Residential | Res ¦ Smart Power Bar | 2031 | Economic | GWh | Before Competition Groups | 0 | 0 | 0 | 11746.7014 | 0 | 56 | Residential_2031_Economic_GWh_Before Competition Groups_56 | Smart Power Bar | 0% | 0 | 0 | Residential_2031_Economic_GWh_Before Competition Groups_Smart Power Bar
Residential | Res ¦ Energy Star LED Specialty Bulbs | 2031 | SC A | GWh | Before Competition Groups | 547.4132 | 0 | 0 | 3120.8476 | 0.17541 | 1 | Residential_2031_SC A_GWh_Before Competition Groups_1 | Energy Star LED Specialty Bulbs | 17.54% | 0 | 547.4132 | Residential_2031_SC A_GWh_Before Competition Groups_Energy Star LED Specialty Bulbs
Residential | Res ¦ Energy Star Clothes Washer | 2031 | SC A | GWh | Before Competition Groups | 324.3341 | 0 | 0 | 3120.8476 | 0.10393 | 2 | Residential_2031_SC A_GWh_Before Competition Groups_2 | Energy Star Clothes Washer | 10.39% | 0 | 324.3341 | Residential_2031_SC A_GWh_Before Competition Groups_Energy Star Clothes Washer
Residential | Res ¦ Ductless Mini-Split Heat Pump | 2031 | SC A | GWh | Before Competition Groups | 272.3307 | 0 | 0 | 3120.8476 | 0.087262 | 3 | Residential_2031_SC A_GWh_Before Competition Groups_3 | Ductless Mini-Split Heat Pump | 8.726% | 0 | 272.3307 | Residential_2031_SC A_GWh_Before Competition Groups_Ductless Mini-Split Heat Pump
Residential | Res ¦ Energy Star A Line, PAR, MR Lamps | 2031 | SC A | GWh | Before Competition Groups | 241.9039 | 0 | 0 | 3120.8476 | 0.077512 | 4 | Residential_2031_SC A_GWh_Before Competition Groups_4 | Energy Star A Line, PAR, MR Lamps | 7.751% | 0 | 241.9039 | Residential_2031_SC A_GWh_Before Competition Groups_Energy Star A Line, PAR, MR Lamps
Residential | Res ¦ Car Block Heater Timer | 2031 | SC A | GWh | Before Competition Groups | 198.3587 | 0 | 0 | 3120.8476 | 0.063559 | 5 | Residential_2031_SC A_GWh_Before Competition Groups_5 | Car Block Heater Timer | 6.356% | 0 | 198.3587 | Residential_2031_SC A_GWh_Before Competition Groups_Car Block Heater Timer
Residential | Res ¦ Energy Star LED Bulbs General Purpose LEDs | 2031 | SC A | GWh | Before Competition Groups | 179.1763 | 0 | 0 | 3120.8476 | 0.057413 | 6 | Residential_2031_SC A_GWh_Before Competition Groups_6 | Energy Star LED Bulbs General Purpose LEDs | 5.741% | 0 | 179.1763 | Residential_2031_SC A_GWh_Before Competition Groups_Energy Star LED Bulbs General Purpose LEDs
Residential | Res ¦ Building Recommissioning, Operations and Maintenance (O&M) Improvements | 2031 | SC A | GWh | Before Competition Groups | 160.2012 | 0 | 0 | 3120.8476 | 0.051333 | 7 | Residential_2031_SC A_GWh_Before Competition Groups_7 | Building Recommissioning, Operations and Maintenance (O&M) Improvements | 5.133% | 0 | 160.2012 | Residential_2031_SC A_GWh_Before Competition Groups_Building Recommissioning, Operations and Maintenance (O&M) Improvements
Residential | Res ¦ Variable Speed Pool Pump Motor | 2031 | SC A | GWh | Before Competition Groups | 147.9981 | 0 | 0 | 3120.8476 | 0.047422 | 8 | Residential_2031_SC A_GWh_Before Competition Groups_8 | Variable Speed Pool Pump Motor | 4.742% | 0 | 147.9981 | Residential_2031_SC A_GWh_Before Competition Groups_Variable Speed Pool Pump Motor
Residential | Res ¦ Energy Star Torchiere | 2031 | SC A | GWh | Before Competition Groups | 120.393 | 0 | 0 | 3120.8476 | 0.038577 | 9 | Residential_2031_SC A_GWh_Before Competition Groups_9 | Energy Star Torchiere | 3.858% | 0 | 120.393 | Residential_2031_SC A_GWh_Before Competition Groups_Energy Star Torchiere
Residential | Res ¦ Adaptive Thermostat | 2031 | SC A | GWh | Before Competition Groups | 94.4997 | 0 | 0 | 3120.8476 | 0.03028 | 10 | Residential_2031_SC A_GWh_Before Competition Groups_10 | Adaptive Thermostat | 3.028% | 0 | 94.4997 | Residential_2031_SC A_GWh_Before Competition Groups_Adaptive Thermostat
Residential | Res ¦ Comprehensive Draft Proofing | 2031 | SC A | GWh | Before Competition Groups | 77.4162 | 0 | 0 | 3120.8476 | 0.024806 | 11 | Residential_2031_SC A_GWh_Before Competition Groups_11 | Comprehensive Draft Proofing | 2.481% | 0 | 77.4162 | Residential_2031_SC A_GWh_Before Competition Groups_Comprehensive Draft Proofing
Residential | Res ¦ LED Parking Lot Fixture | 2031 | SC A | GWh | Before Competition Groups | 76.8194 | 0 | 0 | 3120.8476 | 0.024615 | 12 | Residential_2031_SC A_GWh_Before Competition Groups_12 | LED Parking Lot Fixture | 2.461% | 0 | 76.8194 | Residential_2031_SC A_GWh_Before Competition Groups_LED Parking Lot Fixture
Residential | Res ¦ Air Sealing | 2031 | SC A | GWh | Before Competition Groups | 67.9483 | 0 | 0 | 3120.8476 | 0.021772 | 13 | Residential_2031_SC A_GWh_Before Competition Groups_13 | Air Sealing | 2.177% | 0 | 67.9483 | Residential_2031_SC A_GWh_Before Competition Groups_Air Sealing
Residential | Res ¦ Energy Star Air Source Heat Pump | 2031 | SC A | GWh | Before Competition Groups | 66.9672 | 0 | 0 | 3120.8476 | 0.021458 | 14 | Residential_2031_SC A_GWh_Before Competition Groups_14 | Energy Star Air Source Heat Pump | 2.146% | 0 | 66.9672 | Residential_2031_SC A_GWh_Before Competition Groups_Energy Star Air Source Heat Pump
Residential | Res ¦ Basement Wall Insulation | 2031 | SC A | GWh | Before Competition Groups | 65.3545 | 0 | 0 | 3120.8476 | 0.020941 | 15 | Residential_2031_SC A_GWh_Before Competition Groups_15 | Basement Wall Insulation | 2.094% | 0 | 65.3545 | Residential_2031_SC A_GWh_Before Competition Groups_Basement Wall Insulation
Residential | Res ¦ Occupancy Sensors MF | 2031 | SC A | GWh | Before Competition Groups | 46.2571 | 0 | 0 | 3120.8476 | 0.014822 | 16 | Residential_2031_SC A_GWh_Before Competition Groups_16 | Occupancy Sensors MF | 1.482% | 0 | 46.2571 | Residential_2031_SC A_GWh_Before Competition Groups_Occupancy Sensors MF
Residential | Res ¦ Energy Star Clothes Dryer | 2031 | SC A | GWh | Before Competition Groups | 45.6397 | 0 | 0 | 3120.8476 | 0.014624 | 17 | Residential_2031_SC A_GWh_Before Competition Groups_17 | Energy Star Clothes Dryer | 1.462% | 0 | 45.6397 | Residential_2031_SC A_GWh_Before Competition Groups_Energy Star Clothes Dryer
Residential | Res ¦ Energy Star Light Fixture | 2031 | SC A | GWh | Before Competition Groups | 45.5619 | 0 | 0 | 3120.8476 | 0.014599 | 18 | Residential_2031_SC A_GWh_Before Competition Groups_18 | Energy Star Light Fixture | 1.46% | 0 | 45.5619 | Residential_2031_SC A_GWh_Before Competition Groups_Energy Star Light Fixture
Residential | Res ¦ LED Exterior Area Lights - LED Fixture (200W) | 2031 | SC A | GWh | Before Competition Groups | 37.6011 | 0 | 0 | 3120.8476 | 0.012048 | 19 | Residential_2031_SC A_GWh_Before Competition Groups_19 | LED Exterior Area Lights - LED Fixture (200W) | 1.205% | 0 | 37.6011 | Residential_2031_SC A_GWh_Before Competition Groups_LED Exterior Area Lights - LED Fixture (200W)
Residential | Res ¦ Refrigerator Recycling | 2031 | SC A | GWh | Before Competition Groups | 30.2448 | 0 | 0 | 3120.8476 | 0.0096912 | 20 | Residential_2031_SC A_GWh_Before Competition Groups_20 | Refrigerator Recycling | 0.9691% | 0 | 30.2448 | Residential_2031_SC A_GWh_Before Competition Groups_Refrigerator Recycling
Residential | Res ¦ LED Tube Re-Lamp | 2031 | SC A | GWh | Before Competition Groups | 26.1997 | 0 | 0 | 3120.8476 | 0.008395 | 21 | Residential_2031_SC A_GWh_Before Competition Groups_21 | LED Tube Re-Lamp | 0.8395% | 0 | 26.1997 | Residential_2031_SC A_GWh_Before Competition Groups_LED Tube Re-Lamp
Residential | Res ¦ Home Energy Reports | 2031 | SC A | GWh | Before Competition Groups | 24.0856 | 0 | 0 | 3120.8476 | 0.0077176 | 22 | Residential_2031_SC A_GWh_Before Competition Groups_22 | Home Energy Reports | 0.7718% | 0 | 24.0856 | Residential_2031_SC A_GWh_Before Competition Groups_Home Energy Reports
Residential | Res ¦ Energy Star Room Air Conditioner | 2031 | SC A | GWh | Before Competition Groups | 22.999 | 0 | 0 | 3120.8476 | 0.0073695 | 23 | Residential_2031_SC A_GWh_Before Competition Groups_23 | Energy Star Room Air Conditioner | 0.7369% | 0 | 22.999 | Residential_2031_SC A_GWh_Before Competition Groups_Energy Star Room Air Conditioner
Residential | Res ¦ Outside Air Economizer | 2031 | SC A | GWh | Before Competition Groups | 20.7863 | 0 | 0 | 3120.8476 | 0.0066605 | 24 | Residential_2031_SC A_GWh_Before Competition Groups_24 | Outside Air Economizer | 0.666% | 0 | 20.7863 | Residential_2031_SC A_GWh_Before Competition Groups_Outside Air Economizer
Residential | Res ¦ Energy Star Freezer | 2031 | SC A | GWh | Before Competition Groups | 20.647 | 0 | 0 | 3120.8476 | 0.0066158 | 25 | Residential_2031_SC A_GWh_Before Competition Groups_25 | Energy Star Freezer | 0.6616% | 0 | 20.647 | Residential_2031_SC A_GWh_Before Competition Groups_Energy Star Freezer
Residential | Res ¦ Attic Insulation | 2031 | SC A | GWh | Before Competition Groups | 20.6237 | 0 | 0 | 3120.8476 | 0.0066084 | 26 | Residential_2031_SC A_GWh_Before Competition Groups_26 | Attic Insulation | 0.6608% | 0 | 20.6237 | Residential_2031_SC A_GWh_Before Competition Groups_Attic Insulation
Residential | Res ¦ Minimize Hot and Warm Clothes Wash | 2031 | SC A | GWh | Before Competition Groups | 20.459 | 0 | 0 | 3120.8476 | 0.0065556 | 27 | Residential_2031_SC A_GWh_Before Competition Groups_27 | Minimize Hot and Warm Clothes Wash | 0.6556% | 0 | 20.459 | Residential_2031_SC A_GWh_Before Competition Groups_Minimize Hot and Warm Clothes Wash
Residential | Res ¦ Furnace Whistle | 2031 | SC A | GWh | Before Competition Groups | 20.2274 | 0 | 0 | 3120.8476 | 0.0064814 | 28 | Residential_2031_SC A_GWh_Before Competition Groups_28 | Furnace Whistle | 0.6481% | 0 | 20.2274 | Residential_2031_SC A_GWh_Before Competition Groups_Furnace Whistle
Residential | Res ¦ ENERGY STAR LED LAMPS (REFLECTOR LAMPs/MR16/PAR 16) | 2031 | SC A | GWh | Before Competition Groups | 15.6731 | 0 | 0 | 3120.8476 | 0.0050221 | 29 | Residential_2031_SC A_GWh_Before Competition Groups_29 | ENERGY STAR LED LAMPS (REFLECTOR LAMPs/MR16/PAR 16) | 0.5022% | 0 | 15.6731 | Residential_2031_SC A_GWh_Before Competition Groups_ENERGY STAR LED LAMPS (REFLECTOR LAMPs/MR16/PAR 16)
Residential | Res ¦ Advanced BAS/Controllers | 2031 | SC A | GWh | Before Competition Groups | 15.4324 | 0 | 0 | 3120.8476 | 0.0049449 | 30 | Residential_2031_SC A_GWh_Before Competition Groups_30 | Advanced BAS/Controllers | 0.4945% | 0 | 15.4324 | Residential_2031_SC A_GWh_Before Competition Groups_Advanced BAS/Controllers
Residential | Res ¦ High Efficiency Chiller (avg of water and air cooled) | 2031 | SC A | GWh | Before Competition Groups | 13.009 | 0 | 0 | 3120.8476 | 0.0041684 | 31 | Residential_2031_SC A_GWh_Before Competition Groups_31 | High Efficiency Chiller (avg of water and air cooled) | 0.4168% | 0 | 13.009 | Residential_2031_SC A_GWh_Before Competition Groups_High Efficiency Chiller (avg of water and air cooled)
Residential | Res ¦ Variable Frequency Drive (VFD) | 2031 | SC A | GWh | Before Competition Groups | 8.5805 | 0 | 0 | 3120.8476 | 0.0027494 | 32 | Residential_2031_SC A_GWh_Before Competition Groups_32 | Variable Frequency Drive (VFD) | 0.2749% | 0 | 8.5805 | Residential_2031_SC A_GWh_Before Competition Groups_Variable Frequency Drive (VFD)
Residential | Res ¦ CO Sensors for parking garage exhaust fans | 2031 | SC A | GWh | Before Competition Groups | 7.0134 | 0 | 0 | 3120.8476 | 0.0022473 | 33 | Residential_2031_SC A_GWh_Before Competition Groups_33 | CO Sensors for parking garage exhaust fans | 0.2247% | 0 | 7.0134 | Residential_2031_SC A_GWh_Before Competition Groups_CO Sensors for parking garage exhaust fans
Residential | Res ¦ Water Heater Temperature Setback | 2031 | SC A | GWh | Before Competition Groups | 6.3708 | 0 | 0 | 3120.8476 | 0.0020414 | 34 | Residential_2031_SC A_GWh_Before Competition Groups_34 | Water Heater Temperature Setback | 0.2041% | 0 | 6.3708 | Residential_2031_SC A_GWh_Before Competition Groups_Water Heater Temperature Setback
Residential | Res ¦ Demand Control Ventilation | 2031 | SC A | GWh | Before Competition Groups | 5.5734 | 0 | 0 | 3120.8476 | 0.0017859 | 35 | Residential_2031_SC A_GWh_Before Competition Groups_35 | Demand Control Ventilation | 0.1786% | 0 | 5.5734 | Residential_2031_SC A_GWh_Before Competition Groups_Demand Control Ventilation
Residential | Res ¦ Tankless Water Heater | 2031 | SC A | GWh | Before Competition Groups | 4.1106 | 0 | 0 | 3120.8476 | 0.0013171 | 36 | Residential_2031_SC A_GWh_Before Competition Groups_36 | Tankless Water Heater | 0.1317% | 0 | 4.1106 | Residential_2031_SC A_GWh_Before Competition Groups_Tankless Water Heater
Residential | Res ¦ ENERGY STAR LED Lamps (General Service Lamps) | 2031 | SC A | GWh | Before Competition Groups | 3.4847 | 0 | 0 | 3120.8476 | 0.0011166 | 37 | Residential_2031_SC A_GWh_Before Competition Groups_37 | ENERGY STAR LED Lamps (General Service Lamps) | 0.1117% | 0 | 3.4847 | Residential_2031_SC A_GWh_Before Competition Groups_ENERGY STAR LED Lamps (General Service Lamps)
Residential | Res ¦ Condensing Make Up Air Unit | 2031 | SC A | GWh | Before Competition Groups | 2.706 | 0 | 0 | 3120.8476 | 0.00086708 | 38 | Residential_2031_SC A_GWh_Before Competition Groups_38 | Condensing Make Up Air Unit | 0.08671% | 0 | 2.706 | Residential_2031_SC A_GWh_Before Competition Groups_Condensing Make Up Air Unit
Residential | Res ¦ Clothes Drying Racks | 2031 | SC A | GWh | Before Competition Groups | 2.6194 | 0 | 0 | 3120.8476 | 0.00083932 | 39 | Residential_2031_SC A_GWh_Before Competition Groups_39 | Clothes Drying Racks | 0.08393% | 0 | 2.6194 | Residential_2031_SC A_GWh_Before Competition Groups_Clothes Drying Racks
Residential | Res ¦ VFD on Pumps | 2031 | SC A | GWh | Before Competition Groups | 2.4677 | 0 | 0 | 3120.8476 | 0.00079073 | 40 | Residential_2031_SC A_GWh_Before Competition Groups_40 | VFD on Pumps | 0.07907% | 0 | 2.4677 | Residential_2031_SC A_GWh_Before Competition Groups_VFD on Pumps
Residential | Res ¦ Energy Star Dehumidifier | 2031 | SC A | GWh | Before Competition Groups | 2.3436 | 0 | 0 | 3120.8476 | 0.00075094 | 41 | Residential_2031_SC A_GWh_Before Competition Groups_41 | Energy Star Dehumidifier | 0.07509% | 0 | 2.3436 | Residential_2031_SC A_GWh_Before Competition Groups_Energy Star Dehumidifier
Residential | Res ¦ Smart Burners | 2031 | SC A | GWh | Before Competition Groups | 2.2919 | 0 | 0 | 3120.8476 | 0.00073439 | 42 | Residential_2031_SC A_GWh_Before Competition Groups_42 | Smart Burners | 0.07344% | 0 | 2.2919 | Residential_2031_SC A_GWh_Before Competition Groups_Smart Burners
Residential | Res ¦ Floor Insulation | 2031 | SC A | GWh | Before Competition Groups | 1.4624 | 0 | 0 | 3120.8476 | 0.00046857 | 43 | Residential_2031_SC A_GWh_Before Competition Groups_43 | Floor Insulation | 0.04686% | 0 | 1.4624 | Residential_2031_SC A_GWh_Before Competition Groups_Floor Insulation
Residential | Res ¦ ECM MOTORS FOR HVAC APPLICATION (FAN-POWERED VAV BOX) | 2031 | SC A | GWh | Before Competition Groups | 1.4322 | 0 | 0 | 3120.8476 | 0.0004589 | 44 | Residential_2031_SC A_GWh_Before Competition Groups_44 | ECM MOTORS FOR HVAC APPLICATION (FAN-POWERED VAV BOX) | 0.04589% | 0 | 1.4322 | Residential_2031_SC A_GWh_Before Competition Groups_ECM MOTORS FOR HVAC APPLICATION (FAN-POWERED VAV BOX)
Residential | Res ¦ Heat Recovery Ventilator | 2031 | SC A | GWh | Before Competition Groups | 1.3032 | 0 | 0 | 3120.8476 | 0.00041759 | 45 | Residential_2031_SC A_GWh_Before Competition Groups_45 | Heat Recovery Ventilator | 0.04176% | 0 | 1.3032 | Residential_2031_SC A_GWh_Before Competition Groups_Heat Recovery Ventilator
Residential | Res ¦ Duct Insulation | 2031 | SC A | GWh | Before Competition Groups | 0.85908 | 0 | 0 | 3120.8476 | 0.00027527 | 46 | Residential_2031_SC A_GWh_Before Competition Groups_46 | Duct Insulation | 0.02753% | 0 | 0.85908 | Residential_2031_SC A_GWh_Before Competition Groups_Duct Insulation
Residential | Res ¦ Beverage Vending Machine Controls | 2031 | SC A | GWh | Before Competition Groups | 0.85855 | 0 | 0 | 3120.8476 | 0.0002751 | 47 | Residential_2031_SC A_GWh_Before Competition Groups_47 | Beverage Vending Machine Controls | 0.02751% | 0 | 0.85855 | Residential_2031_SC A_GWh_Before Competition Groups_Beverage Vending Machine Controls
Residential | Res ¦ Duct Insulation MF | 2031 | SC A | GWh | Before Competition Groups | 0.50711 | 0 | 0 | 3120.8476 | 0.00016249 | 48 | Residential_2031_SC A_GWh_Before Competition Groups_48 | Duct Insulation MF | 0.01625% | 0 | 0.50711 | Residential_2031_SC A_GWh_Before Competition Groups_Duct Insulation MF
Residential | Res ¦ Chilled Water Optimization | 2031 | SC A | GWh | Before Competition Groups | 0.17831 | 0 | 0 | 3120.8476 | 5.7135e-05 | 49 | Residential_2031_SC A_GWh_Before Competition Groups_49 | Chilled Water Optimization | 0.005713% | 0 | 0.17831 | Residential_2031_SC A_GWh_Before Competition Groups_Chilled Water Optimization
Residential | Res ¦ LED High Bay Fixture | 2031 | SC A | GWh | Before Competition Groups | 0.10383 | 0 | 0 | 3120.8476 | 3.3271e-05 | 50 | Residential_2031_SC A_GWh_Before Competition Groups_50 | LED High Bay Fixture | 0.003327% | 0 | 0.10383 | Residential_2031_SC A_GWh_Before Competition Groups_LED High Bay Fixture
Residential | Res ¦ Wall Insulation MF | 2031 | SC A | GWh | Before Competition Groups | 0.010412 | 0 | 0 | 3120.8476 | 3.3363e-06 | 51 | Residential_2031_SC A_GWh_Before Competition Groups_51 | Wall Insulation MF | 0.0003336% | 0 | 0.010412 | Residential_2031_SC A_GWh_Before Competition Groups_Wall Insulation MF
Residential | Res ¦ Wall Insulation | 2031 | SC A | GWh | Before Competition Groups | 0.006537 | 0 | 0 | 3120.8476 | 2.0946e-06 | 52 | Residential_2031_SC A_GWh_Before Competition Groups_52 | Wall Insulation | 0.0002095% | 0 | 0.006537 | Residential_2031_SC A_GWh_Before Competition Groups_Wall Insulation
Residential | Res ¦ Freezer Recycling | 2031 | SC A | GWh | Before Competition Groups | 0.0031042 | 0 | 0 | 3120.8476 | 9.9465e-07 | 53 | Residential_2031_SC A_GWh_Before Competition Groups_53 | Freezer Recycling | 9.947e-05% | 0 | 0.0031042 | Residential_2031_SC A_GWh_Before Competition Groups_Freezer Recycling
Residential | Res ¦ Heavy Duty Outdoor/Holiday Plug-in Timers | 2031 | SC A | GWh | Before Competition Groups | 0 | 0 | 0 | 3120.8476 | 0 | 54 | Residential_2031_SC A_GWh_Before Competition Groups_54 | Heavy Duty Outdoor/Holiday Plug-in Timers | 0% | 0 | 0 | Residential_2031_SC A_GWh_Before Competition Groups_Heavy Duty Outdoor/Holiday Plug-in Timers
Residential | Res ¦ LED Downlight | 2031 | SC A | GWh | Before Competition Groups | 0 | 0 | 0 | 3120.8476 | 0 | 55 | Residential_2031_SC A_GWh_Before Competition Groups_55 | LED Downlight | 0% | 0 | 0 | Residential_2031_SC A_GWh_Before Competition Groups_LED Downlight
Residential | Res ¦ Smart Power Bar | 2031 | SC A | GWh | Before Competition Groups | 0 | 0 | 0 | 3120.8476 | 0 | 56 | Residential_2031_SC A_GWh_Before Competition Groups_56 | Smart Power Bar | 0% | 0 | 0 | Residential_2031_SC A_GWh_Before Competition Groups_Smart Power Bar
Residential | Res ¦ Energy Star Clothes Washer | 2031 | SC B | GWh | Before Competition Groups | 506.9404 | 0 | 0 | 4746.7777 | 0.1068 | 1 | Residential_2031_SC B_GWh_Before Competition Groups_1 | Energy Star Clothes Washer | 10.68% | 0 | 506.9404 | Residential_2031_SC B_GWh_Before Competition Groups_Energy Star Clothes Washer
Residential | Res ¦ Variable Speed Pool Pump Motor | 2031 | SC B | GWh | Before Competition Groups | 357.1878 | 0 | 0 | 4746.7777 | 0.075248 | 2 | Residential_2031_SC B_GWh_Before Competition Groups_2 | Variable Speed Pool Pump Motor | 7.525% | 0 | 357.1878 | Residential_2031_SC B_GWh_Before Competition Groups_Variable Speed Pool Pump Motor
Residential | Res ¦ Energy Star LED Bulbs General Purpose LEDs | 2031 | SC B | GWh | Before Competition Groups | 354.1758 | 0 | 0 | 4746.7777 | 0.074614 | 3 | Residential_2031_SC B_GWh_Before Competition Groups_3 | Energy Star LED Bulbs General Purpose LEDs | 7.461% | 0 | 354.1758 | Residential_2031_SC B_GWh_Before Competition Groups_Energy Star LED Bulbs General Purpose LEDs
Residential | Res ¦ Ductless Mini-Split Heat Pump | 2031 | SC B | GWh | Before Competition Groups | 350.036 | 0 | 0 | 4746.7777 | 0.073742 | 4 | Residential_2031_SC B_GWh_Before Competition Groups_4 | Ductless Mini-Split Heat Pump | 7.374% | 0 | 350.036 | Residential_2031_SC B_GWh_Before Competition Groups_Ductless Mini-Split Heat Pump
Residential | Res ¦ Energy Star A Line, PAR, MR Lamps | 2031 | SC B | GWh | Before Competition Groups | 346.9708 | 0 | 0 | 4746.7777 | 0.073096 | 5 | Residential_2031_SC B_GWh_Before Competition Groups_5 | Energy Star A Line, PAR, MR Lamps | 7.31% | 0 | 346.9708 | Residential_2031_SC B_GWh_Before Competition Groups_Energy Star A Line, PAR, MR Lamps
Residential | Res ¦ Energy Star LED Specialty Bulbs | 2031 | SC B | GWh | Before Competition Groups | 320.8722 | 0 | 0 | 4746.7777 | 0.067598 | 6 | Residential_2031_SC B_GWh_Before Competition Groups_6 | Energy Star LED Specialty Bulbs | 6.76% | 0 | 320.8722 | Residential_2031_SC B_GWh_Before Competition Groups_Energy Star LED Specialty Bulbs
Residential | Res ¦ Car Block Heater Timer | 2031 | SC B | GWh | Before Competition Groups | 318.8974 | 0 | 0 | 4746.7777 | 0.067182 | 7 | Residential_2031_SC B_GWh_Before Competition Groups_7 | Car Block Heater Timer | 6.718% | 0 | 318.8974 | Residential_2031_SC B_GWh_Before Competition Groups_Car Block Heater Timer
Residential | Res ¦ Building Recommissioning, Operations and Maintenance (O&M) Improvements | 2031 | SC B | GWh | Before Competition Groups | 276.8231 | 0 | 0 | 4746.7777 | 0.058318 | 8 | Residential_2031_SC B_GWh_Before Competition Groups_8 | Building Recommissioning, Operations and Maintenance (O&M) Improvements | 5.832% | 0 | 276.8231 | Residential_2031_SC B_GWh_Before Competition Groups_Building Recommissioning, Operations and Maintenance (O&M) Improvements
Residential | Res ¦ Adaptive Thermostat | 2031 | SC B | GWh | Before Competition Groups | 233.0148 | 0 | 0 | 4746.7777 | 0.049089 | 9 | Residential_2031_SC B_GWh_Before Competition Groups_9 | Adaptive Thermostat | 4.909% | 0 | 233.0148 | Residential_2031_SC B_GWh_Before Competition Groups_Adaptive Thermostat
Residential | Res ¦ Energy Star Torchiere | 2031 | SC B | GWh | Before Competition Groups | 172.9712 | 0 | 0 | 4746.7777 | 0.03644 | 10 | Residential_2031_SC B_GWh_Before Competition Groups_10 | Energy Star Torchiere | 3.644% | 0 | 172.9712 | Residential_2031_SC B_GWh_Before Competition Groups_Energy Star Torchiere
Residential | Res ¦ Comprehensive Draft Proofing | 2031 | SC B | GWh | Before Competition Groups | 140.7959 | 0 | 0 | 4746.7777 | 0.029661 | 11 | Residential_2031_SC B_GWh_Before Competition Groups_11 | Comprehensive Draft Proofing | 2.966% | 0 | 140.7959 | Residential_2031_SC B_GWh_Before Competition Groups_Comprehensive Draft Proofing
Residential | Res ¦ Air Sealing | 2031 | SC B | GWh | Before Competition Groups | 126.9709 | 0 | 0 | 4746.7777 | 0.026749 | 12 | Residential_2031_SC B_GWh_Before Competition Groups_12 | Air Sealing | 2.675% | 0 | 126.9709 | Residential_2031_SC B_GWh_Before Competition Groups_Air Sealing
Residential | Res ¦ Energy Star Air Source Heat Pump | 2031 | SC B | GWh | Before Competition Groups | 104.6582 | 0 | 0 | 4746.7777 | 0.022048 | 13 | Residential_2031_SC B_GWh_Before Competition Groups_13 | Energy Star Air Source Heat Pump | 2.205% | 0 | 104.6582 | Residential_2031_SC B_GWh_Before Competition Groups_Energy Star Air Source Heat Pump
Residential | Res ¦ Occupancy Sensors MF | 2031 | SC B | GWh | Before Competition Groups | 83.5633 | 0 | 0 | 4746.7777 | 0.017604 | 14 | Residential_2031_SC B_GWh_Before Competition Groups_14 | Occupancy Sensors MF | 1.76% | 0 | 83.5633 | Residential_2031_SC B_GWh_Before Competition Groups_Occupancy Sensors MF
Residential | Res ¦ LED Parking Lot Fixture | 2031 | SC B | GWh | Before Competition Groups | 82.9636 | 0 | 0 | 4746.7777 | 0.017478 | 15 | Residential_2031_SC B_GWh_Before Competition Groups_15 | LED Parking Lot Fixture | 1.748% | 0 | 82.9636 | Residential_2031_SC B_GWh_Before Competition Groups_LED Parking Lot Fixture
Residential | Res ¦ Energy Star Clothes Dryer | 2031 | SC B | GWh | Before Competition Groups | 82.2601 | 0 | 0 | 4746.7777 | 0.01733 | 16 | Residential_2031_SC B_GWh_Before Competition Groups_16 | Energy Star Clothes Dryer | 1.733% | 0 | 82.2601 | Residential_2031_SC B_GWh_Before Competition Groups_Energy Star Clothes Dryer
Residential | Res ¦ Refrigerator Recycling | 2031 | SC B | GWh | Before Competition Groups | 72.562 | 0 | 0 | 4746.7777 | 0.015287 | 17 | Residential_2031_SC B_GWh_Before Competition Groups_17 | Refrigerator Recycling | 1.529% | 0 | 72.562 | Residential_2031_SC B_GWh_Before Competition Groups_Refrigerator Recycling
Residential | Res ¦ Basement Wall Insulation | 2031 | SC B | GWh | Before Competition Groups | 66.6565 | 0 | 0 | 4746.7777 | 0.014042 | 18 | Residential_2031_SC B_GWh_Before Competition Groups_18 | Basement Wall Insulation | 1.404% | 0 | 66.6565 | Residential_2031_SC B_GWh_Before Competition Groups_Basement Wall Insulation
Residential | Res ¦ Clothes Drying Racks | 2031 | SC B | GWh | Before Competition Groups | 66.2489 | 0 | 0 | 4746.7777 | 0.013957 | 19 | Residential_2031_SC B_GWh_Before Competition Groups_19 | Clothes Drying Racks | 1.396% | 0 | 66.2489 | Residential_2031_SC B_GWh_Before Competition Groups_Clothes Drying Racks
Residential | Res ¦ Energy Star Light Fixture | 2031 | SC B | GWh | Before Competition Groups | 65.006 | 0 | 0 | 4746.7777 | 0.013695 | 20 | Residential_2031_SC B_GWh_Before Competition Groups_20 | Energy Star Light Fixture | 1.369% | 0 | 65.006 | Residential_2031_SC B_GWh_Before Competition Groups_Energy Star Light Fixture
Residential | Res ¦ Freezer Recycling | 2031 | SC B | GWh | Before Competition Groups | 63.603 | 0 | 0 | 4746.7777 | 0.013399 | 21 | Residential_2031_SC B_GWh_Before Competition Groups_21 | Freezer Recycling | 1.34% | 0 | 63.603 | Residential_2031_SC B_GWh_Before Competition Groups_Freezer Recycling
Residential | Res ¦ Attic Insulation | 2031 | SC B | GWh | Before Competition Groups | 51.4115 | 0 | 0 | 4746.7777 | 0.010831 | 22 | Residential_2031_SC B_GWh_Before Competition Groups_22 | Attic Insulation | 1.083% | 0 | 51.4115 | Residential_2031_SC B_GWh_Before Competition Groups_Attic Insulation
Residential | Res ¦ Energy Star Room Air Conditioner | 2031 | SC B | GWh | Before Competition Groups | 44.3439 | 0 | 0 | 4746.7777 | 0.0093419 | 23 | Residential_2031_SC B_GWh_Before Competition Groups_23 | Energy Star Room Air Conditioner | 0.9342% | 0 | 44.3439 | Residential_2031_SC B_GWh_Before Competition Groups_Energy Star Room Air Conditioner
Residential | Res ¦ Energy Star Freezer | 2031 | SC B | GWh | Before Competition Groups | 43.7914 | 0 | 0 | 4746.7777 | 0.0092255 | 24 | Residential_2031_SC B_GWh_Before Competition Groups_24 | Energy Star Freezer | 0.9226% | 0 | 43.7914 | Residential_2031_SC B_GWh_Before Competition Groups_Energy Star Freezer
Residential | Res ¦ Advanced BAS/Controllers | 2031 | SC B | GWh | Before Competition Groups | 40.5144 | 0 | 0 | 4746.7777 | 0.0085351 | 25 | Residential_2031_SC B_GWh_Before Competition Groups_25 | Advanced BAS/Controllers | 0.8535% | 0 | 40.5144 | Residential_2031_SC B_GWh_Before Competition Groups_Advanced BAS/Controllers
Residential | Res ¦ LED Exterior Area Lights - LED Fixture (200W) | 2031 | SC B | GWh | Before Competition Groups | 37.6011 | 0 | 0 | 4746.7777 | 0.0079214 | 26 | Residential_2031_SC B_GWh_Before Competition Groups_26 | LED Exterior Area Lights - LED Fixture (200W) | 0.7921% | 0 | 37.6011 | Residential_2031_SC B_GWh_Before Competition Groups_LED Exterior Area Lights - LED Fixture (200W)
Residential | Res ¦ Furnace Whistle | 2031 | SC B | GWh | Before Competition Groups | 34.8886 | 0 | 0 | 4746.7777 | 0.0073499 | 27 | Residential_2031_SC B_GWh_Before Competition Groups_27 | Furnace Whistle | 0.735% | 0 | 34.8886 | Residential_2031_SC B_GWh_Before Competition Groups_Furnace Whistle
Residential | Res ¦ Outside Air Economizer | 2031 | SC B | GWh | Before Competition Groups | 29.1961 | 0 | 0 | 4746.7777 | 0.0061507 | 28 | Residential_2031_SC B_GWh_Before Competition Groups_28 | Outside Air Economizer | 0.6151% | 0 | 29.1961 | Residential_2031_SC B_GWh_Before Competition Groups_Outside Air Economizer
Residential | Res ¦ LED Tube Re-Lamp | 2031 | SC B | GWh | Before Competition Groups | 26.1997 | 0 | 0 | 4746.7777 | 0.0055195 | 29 | Residential_2031_SC B_GWh_Before Competition Groups_29 | LED Tube Re-Lamp | 0.5519% | 0 | 26.1997 | Residential_2031_SC B_GWh_Before Competition Groups_LED Tube Re-Lamp
Residential | Res ¦ Home Energy Reports | 2031 | SC B | GWh | Before Competition Groups | 24.0856 | 0 | 0 | 4746.7777 | 0.0050741 | 30 | Residential_2031_SC B_GWh_Before Competition Groups_30 | Home Energy Reports | 0.5074% | 0 | 24.0856 | Residential_2031_SC B_GWh_Before Competition Groups_Home Energy Reports
Residential | Res ¦ Energy Star Dehumidifier | 2031 | SC B | GWh | Before Competition Groups | 21.7121 | 0 | 0 | 4746.7777 | 0.0045741 | 31 | Residential_2031_SC B_GWh_Before Competition Groups_31 | Energy Star Dehumidifier | 0.4574% | 0 | 21.7121 | Residential_2031_SC B_GWh_Before Competition Groups_Energy Star Dehumidifier
Residential | Res ¦ Minimize Hot and Warm Clothes Wash | 2031 | SC B | GWh | Before Competition Groups | 20.459 | 0 | 0 | 4746.7777 | 0.0043101 | 32 | Residential_2031_SC B_GWh_Before Competition Groups_32 | Minimize Hot and Warm Clothes Wash | 0.431% | 0 | 20.459 | Residential_2031_SC B_GWh_Before Competition Groups_Minimize Hot and Warm Clothes Wash
Residential | Res ¦ Demand Control Ventilation | 2031 | SC B | GWh | Before Competition Groups | 18.6848 | 0 | 0 | 4746.7777 | 0.0039363 | 33 | Residential_2031_SC B_GWh_Before Competition Groups_33 | Demand Control Ventilation | 0.3936% | 0 | 18.6848 | Residential_2031_SC B_GWh_Before Competition Groups_Demand Control Ventilation
Residential | Res ¦ ENERGY STAR LED LAMPS (REFLECTOR LAMPs/MR16/PAR 16) | 2031 | SC B | GWh | Before Competition Groups | 15.6731 | 0 | 0 | 4746.7777 | 0.0033018 | 34 | Residential_2031_SC B_GWh_Before Competition Groups_34 | ENERGY STAR LED LAMPS (REFLECTOR LAMPs/MR16/PAR 16) | 0.3302% | 0 | 15.6731 | Residential_2031_SC B_GWh_Before Competition Groups_ENERGY STAR LED LAMPS (REFLECTOR LAMPs/MR16/PAR 16)
Residential | Res ¦ CO Sensors for parking garage exhaust fans | 2031 | SC B | GWh | Before Competition Groups | 15.6016 | 0 | 0 | 4746.7777 | 0.0032868 | 35 | Residential_2031_SC B_GWh_Before Competition Groups_35 | CO Sensors for parking garage exhaust fans | 0.3287% | 0 | 15.6016 | Residential_2031_SC B_GWh_Before Competition Groups_CO Sensors for parking garage exhaust fans
Residential | Res ¦ Heat Recovery Ventilator | 2031 | SC B | GWh | Before Competition Groups | 15.5716 | 0 | 0 | 4746.7777 | 0.0032804 | 36 | Residential_2031_SC B_GWh_Before Competition Groups_36 | Heat Recovery Ventilator | 0.328% | 0 | 15.5716 | Residential_2031_SC B_GWh_Before Competition Groups_Heat Recovery Ventilator
Residential | Res ¦ Variable Frequency Drive (VFD) | 2031 | SC B | GWh | Before Competition Groups | 14.7994 | 0 | 0 | 4746.7777 | 0.0031178 | 37 | Residential_2031_SC B_GWh_Before Competition Groups_37 | Variable Frequency Drive (VFD) | 0.3118% | 0 | 14.7994 | Residential_2031_SC B_GWh_Before Competition Groups_Variable Frequency Drive (VFD)
Residential | Res ¦ Floor Insulation | 2031 | SC B | GWh | Before Competition Groups | 13.4685 | 0 | 0 | 4746.7777 | 0.0028374 | 38 | Residential_2031_SC B_GWh_Before Competition Groups_38 | Floor Insulation | 0.2837% | 0 | 13.4685 | Residential_2031_SC B_GWh_Before Competition Groups_Floor Insulation
Residential | Res ¦ High Efficiency Chiller (avg of water and air cooled) | 2031 | SC B | GWh | Before Competition Groups | 13.3552 | 0 | 0 | 4746.7777 | 0.0028135 | 39 | Residential_2031_SC B_GWh_Before Competition Groups_39 | High Efficiency Chiller (avg of water and air cooled) | 0.2814% | 0 | 13.3552 | Residential_2031_SC B_GWh_Before Competition Groups_High Efficiency Chiller (avg of water and air cooled)
Residential | Res ¦ Duct Insulation | 2031 | SC B | GWh | Before Competition Groups | 12.3667 | 0 | 0 | 4746.7777 | 0.0026053 | 40 | Residential_2031_SC B_GWh_Before Competition Groups_40 | Duct Insulation | 0.2605% | 0 | 12.3667 | Residential_2031_SC B_GWh_Before Competition Groups_Duct Insulation
Residential | Res ¦ Tankless Water Heater | 2031 | SC B | GWh | Before Competition Groups | 11.063 | 0 | 0 | 4746.7777 | 0.0023306 | 41 | Residential_2031_SC B_GWh_Before Competition Groups_41 | Tankless Water Heater | 0.2331% | 0 | 11.063 | Residential_2031_SC B_GWh_Before Competition Groups_Tankless Water Heater
Residential | Res ¦ Water Heater Temperature Setback | 2031 | SC B | GWh | Before Competition Groups | 11.0592 | 0 | 0 | 4746.7777 | 0.0023298 | 42 | Residential_2031_SC B_GWh_Before Competition Groups_42 | Water Heater Temperature Setback | 0.233% | 0 | 11.0592 | Residential_2031_SC B_GWh_Before Competition Groups_Water Heater Temperature Setback
Residential | Res ¦ Smart Burners | 2031 | SC B | GWh | Before Competition Groups | 9.9119 | 0 | 0 | 4746.7777 | 0.0020881 | 43 | Residential_2031_SC B_GWh_Before Competition Groups_43 | Smart Burners | 0.2088% | 0 | 9.9119 | Residential_2031_SC B_GWh_Before Competition Groups_Smart Burners
Residential | Res ¦ Condensing Make Up Air Unit | 2031 | SC B | GWh | Before Competition Groups | 9.8006 | 0 | 0 | 4746.7777 | 0.0020647 | 44 | Residential_2031_SC B_GWh_Before Competition Groups_44 | Condensing Make Up Air Unit | 0.2065% | 0 | 9.8006 | Residential_2031_SC B_GWh_Before Competition Groups_Condensing Make Up Air Unit
Residential | Res ¦ Duct Insulation MF | 2031 | SC B | GWh | Before Competition Groups | 5.2111 | 0 | 0 | 4746.7777 | 0.0010978 | 45 | Residential_2031_SC B_GWh_Before Competition Groups_45 | Duct Insulation MF | 0.1098% | 0 | 5.2111 | Residential_2031_SC B_GWh_Before Competition Groups_Duct Insulation MF
Residential | Res ¦ VFD on Pumps | 2031 | SC B | GWh | Before Competition Groups | 4.551 | 0 | 0 | 4746.7777 | 0.00095875 | 46 | Residential_2031_SC B_GWh_Before Competition Groups_46 | VFD on Pumps | 0.09587% | 0 | 4.551 | Residential_2031_SC B_GWh_Before Competition Groups_VFD on Pumps
Residential | Res ¦ ENERGY STAR LED Lamps (General Service Lamps) | 2031 | SC B | GWh | Before Competition Groups | 3.4847 | 0 | 0 | 4746.7777 | 0.00073412 | 47 | Residential_2031_SC B_GWh_Before Competition Groups_47 | ENERGY STAR LED Lamps (General Service Lamps) | 0.07341% | 0 | 3.4847 | Residential_2031_SC B_GWh_Before Competition Groups_ENERGY STAR LED Lamps (General Service Lamps)
Residential | Res ¦ ECM MOTORS FOR HVAC APPLICATION (FAN-POWERED VAV BOX) | 2031 | SC B | GWh | Before Competition Groups | 2.4629 | 0 | 0 | 4746.7777 | 0.00051885 | 48 | Residential_2031_SC B_GWh_Before Competition Groups_48 | ECM MOTORS FOR HVAC APPLICATION (FAN-POWERED VAV BOX) | 0.05189% | 0 | 2.4629 | Residential_2031_SC B_GWh_Before Competition Groups_ECM MOTORS FOR HVAC APPLICATION (FAN-POWERED VAV BOX)
Residential | Res ¦ Beverage Vending Machine Controls | 2031 | SC B | GWh | Before Competition Groups | 1.6901 | 0 | 0 | 4746.7777 | 0.00035604 | 49 | Residential_2031_SC B_GWh_Before Competition Groups_49 | Beverage Vending Machine Controls | 0.0356% | 0 | 1.6901 | Residential_2031_SC B_GWh_Before Competition Groups_Beverage Vending Machine Controls
Residential | Res ¦ Chilled Water Optimization | 2031 | SC B | GWh | Before Competition Groups | 0.23983 | 0 | 0 | 4746.7777 | 5.0524e-05 | 50 | Residential_2031_SC B_GWh_Before Competition Groups_50 | Chilled Water Optimization | 0.005052% | 0 | 0.23983 | Residential_2031_SC B_GWh_Before Competition Groups_Chilled Water Optimization
Residential | Res ¦ LED High Bay Fixture | 2031 | SC B | GWh | Before Competition Groups | 0.19597 | 0 | 0 | 4746.7777 | 4.1285e-05 | 51 | Residential_2031_SC B_GWh_Before Competition Groups_51 | LED High Bay Fixture | 0.004128% | 0 | 0.19597 | Residential_2031_SC B_GWh_Before Competition Groups_LED High Bay Fixture
Residential | Res ¦ Wall Insulation | 2031 | SC B | GWh | Before Competition Groups | 0.19358 | 0 | 0 | 4746.7777 | 4.0781e-05 | 52 | Residential_2031_SC B_GWh_Before Competition Groups_52 | Wall Insulation | 0.004078% | 0 | 0.19358 | Residential_2031_SC B_GWh_Before Competition Groups_Wall Insulation
Residential | Res ¦ Wall Insulation MF | 2031 | SC B | GWh | Before Competition Groups | 0.011742 | 0 | 0 | 4746.7777 | 2.4736e-06 | 53 | Residential_2031_SC B_GWh_Before Competition Groups_53 | Wall Insulation MF | 0.0002474% | 0 | 0.011742 | Residential_2031_SC B_GWh_Before Competition Groups_Wall Insulation MF
Residential | Res ¦ Heavy Duty Outdoor/Holiday Plug-in Timers | 2031 | SC B | GWh | Before Competition Groups | 0 | 0 | 0 | 4746.7777 | 0 | 54 | Residential_2031_SC B_GWh_Before Competition Groups_54 | Heavy Duty Outdoor/Holiday Plug-in Timers | 0% | 0 | 0 | Residential_2031_SC B_GWh_Before Competition Groups_Heavy Duty Outdoor/Holiday Plug-in Timers
Residential | Res ¦ LED Downlight | 2031 | SC B | GWh | Before Competition Groups | 0 | 0 | 0 | 4746.7777 | 0 | 55 | Residential_2031_SC B_GWh_Before Competition Groups_55 | LED Downlight | 0% | 0 | 0 | Residential_2031_SC B_GWh_Before Competition Groups_LED Downlight
Residential | Res ¦ Smart Power Bar | 2031 | SC B | GWh | Before Competition Groups | 0 | 0 | 0 | 4746.7777 | 0 | 56 | Residential_2031_SC B_GWh_Before Competition Groups_56 | Smart Power Bar | 0% | 0 | 0 | Residential_2031_SC B_GWh_Before Competition Groups_Smart Power Bar
Residential | Res ¦ Energy Star LED Specialty Bulbs | 2031 | SC C | GWh | Before Competition Groups | 547.4132 | 0 | 0 | 3603.6946 | 0.1519 | 1 | Residential_2031_SC C_GWh_Before Competition Groups_1 | Energy Star LED Specialty Bulbs | 15.19% | 0 | 547.4132 | Residential_2031_SC C_GWh_Before Competition Groups_Energy Star LED Specialty Bulbs
Residential | Res ¦ Energy Star Clothes Washer | 2031 | SC C | GWh | Before Competition Groups | 454.9475 | 0 | 0 | 3603.6946 | 0.12624 | 2 | Residential_2031_SC C_GWh_Before Competition Groups_2 | Energy Star Clothes Washer | 12.62% | 0 | 454.9475 | Residential_2031_SC C_GWh_Before Competition Groups_Energy Star Clothes Washer
Residential | Res ¦ Ductless Mini-Split Heat Pump | 2031 | SC C | GWh | Before Competition Groups | 272.3214 | 0 | 0 | 3603.6946 | 0.075567 | 3 | Residential_2031_SC C_GWh_Before Competition Groups_3 | Ductless Mini-Split Heat Pump | 7.557% | 0 | 272.3214 | Residential_2031_SC C_GWh_Before Competition Groups_Ductless Mini-Split Heat Pump
Residential | Res ¦ Energy Star A Line, PAR, MR Lamps | 2031 | SC C | GWh | Before Competition Groups | 241.9039 | 0 | 0 | 3603.6946 | 0.067127 | 4 | Residential_2031_SC C_GWh_Before Competition Groups_4 | Energy Star A Line, PAR, MR Lamps | 6.713% | 0 | 241.9039 | Residential_2031_SC C_GWh_Before Competition Groups_Energy Star A Line, PAR, MR Lamps
Residential | Res ¦ Variable Speed Pool Pump Motor | 2031 | SC C | GWh | Before Competition Groups | 207.095 | 0 | 0 | 3603.6946 | 0.057467 | 5 | Residential_2031_SC C_GWh_Before Competition Groups_5 | Variable Speed Pool Pump Motor | 5.747% | 0 | 207.095 | Residential_2031_SC C_GWh_Before Competition Groups_Variable Speed Pool Pump Motor
Residential | Res ¦ Car Block Heater Timer | 2031 | SC C | GWh | Before Competition Groups | 198.3587 | 0 | 0 | 3603.6946 | 0.055043 | 6 | Residential_2031_SC C_GWh_Before Competition Groups_6 | Car Block Heater Timer | 5.504% | 0 | 198.3587 | Residential_2031_SC C_GWh_Before Competition Groups_Car Block Heater Timer
Residential | Res ¦ Energy Star LED Bulbs General Purpose LEDs | 2031 | SC C | GWh | Before Competition Groups | 179.1763 | 0 | 0 | 3603.6946 | 0.04972 | 7 | Residential_2031_SC C_GWh_Before Competition Groups_7 | Energy Star LED Bulbs General Purpose LEDs | 4.972% | 0 | 179.1763 | Residential_2031_SC C_GWh_Before Competition Groups_Energy Star LED Bulbs General Purpose LEDs
Residential | Res ¦ Building Recommissioning, Operations and Maintenance (O&M) Improvements | 2031 | SC C | GWh | Before Competition Groups | 160.4949 | 0 | 0 | 3603.6946 | 0.044536 | 8 | Residential_2031_SC C_GWh_Before Competition Groups_8 | Building Recommissioning, Operations and Maintenance (O&M) Improvements | 4.454% | 0 | 160.4949 | Residential_2031_SC C_GWh_Before Competition Groups_Building Recommissioning, Operations and Maintenance (O&M) Improvements
Residential | Res ¦ Adaptive Thermostat | 2031 | SC C | GWh | Before Competition Groups | 159.5313 | 0 | 0 | 3603.6946 | 0.044269 | 9 | Residential_2031_SC C_GWh_Before Competition Groups_9 | Adaptive Thermostat | 4.427% | 0 | 159.5313 | Residential_2031_SC C_GWh_Before Competition Groups_Adaptive Thermostat
Residential | Res ¦ Energy Star Torchiere | 2031 | SC C | GWh | Before Competition Groups | 120.393 | 0 | 0 | 3603.6946 | 0.033408 | 10 | Residential_2031_SC C_GWh_Before Competition Groups_10 | Energy Star Torchiere | 3.341% | 0 | 120.393 | Residential_2031_SC C_GWh_Before Competition Groups_Energy Star Torchiere
Residential | Res ¦ Air Sealing | 2031 | SC C | GWh | Before Competition Groups | 115.7143 | 0 | 0 | 3603.6946 | 0.03211 | 11 | Residential_2031_SC C_GWh_Before Competition Groups_11 | Air Sealing | 3.211% | 0 | 115.7143 | Residential_2031_SC C_GWh_Before Competition Groups_Air Sealing
Residential | Res ¦ Energy Star Clothes Dryer | 2031 | SC C | GWh | Before Competition Groups | 82.2877 | 0 | 0 | 3603.6946 | 0.022834 | 12 | Residential_2031_SC C_GWh_Before Competition Groups_12 | Energy Star Clothes Dryer | 2.283% | 0 | 82.2877 | Residential_2031_SC C_GWh_Before Competition Groups_Energy Star Clothes Dryer
Residential | Res ¦ Comprehensive Draft Proofing | 2031 | SC C | GWh | Before Competition Groups | 81.6297 | 0 | 0 | 3603.6946 | 0.022652 | 13 | Residential_2031_SC C_GWh_Before Competition Groups_13 | Comprehensive Draft Proofing | 2.265% | 0 | 81.6297 | Residential_2031_SC C_GWh_Before Competition Groups_Comprehensive Draft Proofing
Residential | Res ¦ LED Parking Lot Fixture | 2031 | SC C | GWh | Before Competition Groups | 76.8194 | 0 | 0 | 3603.6946 | 0.021317 | 14 | Residential_2031_SC C_GWh_Before Competition Groups_14 | LED Parking Lot Fixture | 2.132% | 0 | 76.8194 | Residential_2031_SC C_GWh_Before Competition Groups_LED Parking Lot Fixture
Residential | Res ¦ Energy Star Air Source Heat Pump | 2031 | SC C | GWh | Before Competition Groups | 66.9672 | 0 | 0 | 3603.6946 | 0.018583 | 15 | Residential_2031_SC C_GWh_Before Competition Groups_15 | Energy Star Air Source Heat Pump | 1.858% | 0 | 66.9672 | Residential_2031_SC C_GWh_Before Competition Groups_Energy Star Air Source Heat Pump
Residential | Res ¦ Basement Wall Insulation | 2031 | SC C | GWh | Before Competition Groups | 66.6663 | 0 | 0 | 3603.6946 | 0.018499 | 16 | Residential_2031_SC C_GWh_Before Competition Groups_16 | Basement Wall Insulation | 1.85% | 0 | 66.6663 | Residential_2031_SC C_GWh_Before Competition Groups_Basement Wall Insulation
Residential | Res ¦ Energy Star Light Fixture | 2031 | SC C | GWh | Before Competition Groups | 60.0633 | 0 | 0 | 3603.6946 | 0.016667 | 17 | Residential_2031_SC C_GWh_Before Competition Groups_17 | Energy Star Light Fixture | 1.667% | 0 | 60.0633 | Residential_2031_SC C_GWh_Before Competition Groups_Energy Star Light Fixture
Residential | Res ¦ Attic Insulation | 2031 | SC C | GWh | Before Competition Groups | 50.1885 | 0 | 0 | 3603.6946 | 0.013927 | 18 | Residential_2031_SC C_GWh_Before Competition Groups_18 | Attic Insulation | 1.393% | 0 | 50.1885 | Residential_2031_SC C_GWh_Before Competition Groups_Attic Insulation
Residential | Res ¦ Occupancy Sensors MF | 2031 | SC C | GWh | Before Competition Groups | 46.2571 | 0 | 0 | 3603.6946 | 0.012836 | 19 | Residential_2031_SC C_GWh_Before Competition Groups_19 | Occupancy Sensors MF | 1.284% | 0 | 46.2571 | Residential_2031_SC C_GWh_Before Competition Groups_Occupancy Sensors MF
Residential | Res ¦ Refrigerator Recycling | 2031 | SC C | GWh | Before Competition Groups | 42.0712 | 0 | 0 | 3603.6946 | 0.011674 | 20 | Residential_2031_SC C_GWh_Before Competition Groups_20 | Refrigerator Recycling | 1.167% | 0 | 42.0712 | Residential_2031_SC C_GWh_Before Competition Groups_Refrigerator Recycling
Residential | Res ¦ LED Exterior Area Lights - LED Fixture (200W) | 2031 | SC C | GWh | Before Competition Groups | 37.6011 | 0 | 0 | 3603.6946 | 0.010434 | 21 | Residential_2031_SC C_GWh_Before Competition Groups_21 | LED Exterior Area Lights - LED Fixture (200W) | 1.043% | 0 | 37.6011 | Residential_2031_SC C_GWh_Before Competition Groups_LED Exterior Area Lights - LED Fixture (200W)
Residential | Res ¦ Energy Star Room Air Conditioner | 2031 | SC C | GWh | Before Competition Groups | 35.8927 | 0 | 0 | 3603.6946 | 0.00996 | 22 | Residential_2031_SC C_GWh_Before Competition Groups_22 | Energy Star Room Air Conditioner | 0.996% | 0 | 35.8927 | Residential_2031_SC C_GWh_Before Competition Groups_Energy Star Room Air Conditioner
Residential | Res ¦ Energy Star Freezer | 2031 | SC C | GWh | Before Competition Groups | 35.7078 | 0 | 0 | 3603.6946 | 0.0099087 | 23 | Residential_2031_SC C_GWh_Before Competition Groups_23 | Energy Star Freezer | 0.9909% | 0 | 35.7078 | Residential_2031_SC C_GWh_Before Competition Groups_Energy Star Freezer
Residential | Res ¦ LED Tube Re-Lamp | 2031 | SC C | GWh | Before Competition Groups | 26.1997 | 0 | 0 | 3603.6946 | 0.0072702 | 24 | Residential_2031_SC C_GWh_Before Competition Groups_24 | LED Tube Re-Lamp | 0.727% | 0 | 26.1997 | Residential_2031_SC C_GWh_Before Competition Groups_LED Tube Re-Lamp
Residential | Res ¦ Home Energy Reports | 2031 | SC C | GWh | Before Competition Groups | 24.0856 | 0 | 0 | 3603.6946 | 0.0066836 | 25 | Residential_2031_SC C_GWh_Before Competition Groups_25 | Home Energy Reports | 0.6684% | 0 | 24.0856 | Residential_2031_SC C_GWh_Before Competition Groups_Home Energy Reports
Residential | Res ¦ Advanced BAS/Controllers | 2031 | SC C | GWh | Before Competition Groups | 23.4903 | 0 | 0 | 3603.6946 | 0.0065184 | 26 | Residential_2031_SC C_GWh_Before Competition Groups_26 | Advanced BAS/Controllers | 0.6518% | 0 | 23.4903 | Residential_2031_SC C_GWh_Before Competition Groups_Advanced BAS/Controllers
Residential | Res ¦ Outside Air Economizer | 2031 | SC C | GWh | Before Competition Groups | 20.7863 | 0 | 0 | 3603.6946 | 0.005768 | 27 | Residential_2031_SC C_GWh_Before Competition Groups_27 | Outside Air Economizer | 0.5768% | 0 | 20.7863 | Residential_2031_SC C_GWh_Before Competition Groups_Outside Air Economizer
Residential | Res ¦ Minimize Hot and Warm Clothes Wash | 2031 | SC C | GWh | Before Competition Groups | 20.459 | 0 | 0 | 3603.6946 | 0.0056772 | 28 | Residential_2031_SC C_GWh_Before Competition Groups_28 | Minimize Hot and Warm Clothes Wash | 0.5677% | 0 | 20.459 | Residential_2031_SC C_GWh_Before Competition Groups_Minimize Hot and Warm Clothes Wash
Residential | Res ¦ Furnace Whistle | 2031 | SC C | GWh | Before Competition Groups | 20.2274 | 0 | 0 | 3603.6946 | 0.005613 | 29 | Residential_2031_SC C_GWh_Before Competition Groups_29 | Furnace Whistle | 0.5613% | 0 | 20.2274 | Residential_2031_SC C_GWh_Before Competition Groups_Furnace Whistle
Residential | Res ¦ ENERGY STAR LED LAMPS (REFLECTOR LAMPs/MR16/PAR 16) | 2031 | SC C | GWh | Before Competition Groups | 15.6731 | 0 | 0 | 3603.6946 | 0.0043492 | 30 | Residential_2031_SC C_GWh_Before Competition Groups_30 | ENERGY STAR LED LAMPS (REFLECTOR LAMPs/MR16/PAR 16) | 0.4349% | 0 | 15.6731 | Residential_2031_SC C_GWh_Before Competition Groups_ENERGY STAR LED LAMPS (REFLECTOR LAMPs/MR16/PAR 16)
Residential | Res ¦ High Efficiency Chiller (avg of water and air cooled) | 2031 | SC C | GWh | Before Competition Groups | 13.009 | 0 | 0 | 3603.6946 | 0.0036099 | 31 | Residential_2031_SC C_GWh_Before Competition Groups_31 | High Efficiency Chiller (avg of water and air cooled) | 0.361% | 0 | 13.009 | Residential_2031_SC C_GWh_Before Competition Groups_High Efficiency Chiller (avg of water and air cooled)
Residential | Res ¦ Demand Control Ventilation | 2031 | SC C | GWh | Before Competition Groups | 10.8338 | 0 | 0 | 3603.6946 | 0.0030063 | 32 | Residential_2031_SC C_GWh_Before Competition Groups_32 | Demand Control Ventilation | 0.3006% | 0 | 10.8338 | Residential_2031_SC C_GWh_Before Competition Groups_Demand Control Ventilation
Residential | Res ¦ Energy Star Dehumidifier | 2031 | SC C | GWh | Before Competition Groups | 10.6878 | 0 | 0 | 3603.6946 | 0.0029658 | 33 | Residential_2031_SC C_GWh_Before Competition Groups_33 | Energy Star Dehumidifier | 0.2966% | 0 | 10.6878 | Residential_2031_SC C_GWh_Before Competition Groups_Energy Star Dehumidifier
Residential | Res ¦ Floor Insulation | 2031 | SC C | GWh | Before Competition Groups | 10.5348 | 0 | 0 | 3603.6946 | 0.0029233 | 34 | Residential_2031_SC C_GWh_Before Competition Groups_34 | Floor Insulation | 0.2923% | 0 | 10.5348 | Residential_2031_SC C_GWh_Before Competition Groups_Floor Insulation
Residential | Res ¦ CO Sensors for parking garage exhaust fans | 2031 | SC C | GWh | Before Competition Groups | 9.3716 | 0 | 0 | 3603.6946 | 0.0026006 | 35 | Residential_2031_SC C_GWh_Before Competition Groups_35 | CO Sensors for parking garage exhaust fans | 0.2601% | 0 | 9.3716 | Residential_2031_SC C_GWh_Before Competition Groups_CO Sensors for parking garage exhaust fans
Residential | Res ¦ Variable Frequency Drive (VFD) | 2031 | SC C | GWh | Before Competition Groups | 8.5805 | 0 | 0 | 3603.6946 | 0.002381 | 36 | Residential_2031_SC C_GWh_Before Competition Groups_36 | Variable Frequency Drive (VFD) | 0.2381% | 0 | 8.5805 | Residential_2031_SC C_GWh_Before Competition Groups_Variable Frequency Drive (VFD)
Residential | Res ¦ Condensing Make Up Air Unit | 2031 | SC C | GWh | Before Competition Groups | 7.1658 | 0 | 0 | 3603.6946 | 0.0019885 | 37 | Residential_2031_SC C_GWh_Before Competition Groups_37 | Condensing Make Up Air Unit | 0.1988% | 0 | 7.1658 | Residential_2031_SC C_GWh_Before Competition Groups_Condensing Make Up Air Unit
Residential | Res ¦ Tankless Water Heater | 2031 | SC C | GWh | Before Competition Groups | 6.921 | 0 | 0 | 3603.6946 | 0.0019205 | 38 | Residential_2031_SC C_GWh_Before Competition Groups_38 | Tankless Water Heater | 0.1921% | 0 | 6.921 | Residential_2031_SC C_GWh_Before Competition Groups_Tankless Water Heater
Residential | Res ¦ Water Heater Temperature Setback | 2031 | SC C | GWh | Before Competition Groups | 6.4118 | 0 | 0 | 3603.6946 | 0.0017792 | 39 | Residential_2031_SC C_GWh_Before Competition Groups_39 | Water Heater Temperature Setback | 0.1779% | 0 | 6.4118 | Residential_2031_SC C_GWh_Before Competition Groups_Water Heater Temperature Setback
Residential | Res ¦ Smart Burners | 2031 | SC C | GWh | Before Competition Groups | 6.3566 | 0 | 0 | 3603.6946 | 0.0017639 | 40 | Residential_2031_SC C_GWh_Before Competition Groups_40 | Smart Burners | 0.1764% | 0 | 6.3566 | Residential_2031_SC C_GWh_Before Competition Groups_Smart Burners
Residential | Res ¦ Duct Insulation MF | 2031 | SC C | GWh | Before Competition Groups | 4.7641 | 0 | 0 | 3603.6946 | 0.001322 | 41 | Residential_2031_SC C_GWh_Before Competition Groups_41 | Duct Insulation MF | 0.1322% | 0 | 4.7641 | Residential_2031_SC C_GWh_Before Competition Groups_Duct Insulation MF
Residential | Res ¦ Duct Insulation | 2031 | SC C | GWh | Before Competition Groups | 3.68 | 0 | 0 | 3603.6946 | 0.0010212 | 42 | Residential_2031_SC C_GWh_Before Competition Groups_42 | Duct Insulation | 0.1021% | 0 | 3.68 | Residential_2031_SC C_GWh_Before Competition Groups_Duct Insulation
Residential | Res ¦ ENERGY STAR LED Lamps (General Service Lamps) | 2031 | SC C | GWh | Before Competition Groups | 3.4847 | 0 | 0 | 3603.6946 | 0.00096698 | 43 | Residential_2031_SC C_GWh_Before Competition Groups_43 | ENERGY STAR LED Lamps (General Service Lamps) | 0.0967% | 0 | 3.4847 | Residential_2031_SC C_GWh_Before Competition Groups_ENERGY STAR LED Lamps (General Service Lamps)
Residential | Res ¦ Heat Recovery Ventilator | 2031 | SC C | GWh | Before Competition Groups | 3.4432 | 0 | 0 | 3603.6946 | 0.00095547 | 44 | Residential_2031_SC C_GWh_Before Competition Groups_44 | Heat Recovery Ventilator | 0.09555% | 0 | 3.4432 | Residential_2031_SC C_GWh_Before Competition Groups_Heat Recovery Ventilator
Residential | Res ¦ VFD on Pumps | 2031 | SC C | GWh | Before Competition Groups | 2.6386 | 0 | 0 | 3603.6946 | 0.00073219 | 45 | Residential_2031_SC C_GWh_Before Competition Groups_45 | VFD on Pumps | 0.07322% | 0 | 2.6386 | Residential_2031_SC C_GWh_Before Competition Groups_VFD on Pumps
Residential | Res ¦ Clothes Drying Racks | 2031 | SC C | GWh | Before Competition Groups | 2.6194 | 0 | 0 | 3603.6946 | 0.00072686 | 46 | Residential_2031_SC C_GWh_Before Competition Groups_46 | Clothes Drying Racks | 0.07269% | 0 | 2.6194 | Residential_2031_SC C_GWh_Before Competition Groups_Clothes Drying Racks
Residential | Res ¦ ECM MOTORS FOR HVAC APPLICATION (FAN-POWERED VAV BOX) | 2031 | SC C | GWh | Before Competition Groups | 1.4353 | 0 | 0 | 3603.6946 | 0.0003983 | 47 | Residential_2031_SC C_GWh_Before Competition Groups_47 | ECM MOTORS FOR HVAC APPLICATION (FAN-POWERED VAV BOX) | 0.03983% | 0 | 1.4353 | Residential_2031_SC C_GWh_Before Competition Groups_ECM MOTORS FOR HVAC APPLICATION (FAN-POWERED VAV BOX)
Residential | Res ¦ Beverage Vending Machine Controls | 2031 | SC C | GWh | Before Competition Groups | 0.93278 | 0 | 0 | 3603.6946 | 0.00025884 | 48 | Residential_2031_SC C_GWh_Before Competition Groups_48 | Beverage Vending Machine Controls | 0.02588% | 0 | 0.93278 | Residential_2031_SC C_GWh_Before Competition Groups_Beverage Vending Machine Controls
Residential | Res ¦ LED High Bay Fixture | 2031 | SC C | GWh | Before Competition Groups | 0.19597 | 0 | 0 | 3603.6946 | 5.438e-05 | 49 | Residential_2031_SC C_GWh_Before Competition Groups_49 | LED High Bay Fixture | 0.005438% | 0 | 0.19597 | Residential_2031_SC C_GWh_Before Competition Groups_LED High Bay Fixture
Residential | Res ¦ Chilled Water Optimization | 2031 | SC C | GWh | Before Competition Groups | 0.17831 | 0 | 0 | 3603.6946 | 4.9479e-05 | 50 | Residential_2031_SC C_GWh_Before Competition Groups_50 | Chilled Water Optimization | 0.004948% | 0 | 0.17831 | Residential_2031_SC C_GWh_Before Competition Groups_Chilled Water Optimization
Residential | Res ¦ Wall Insulation | 2031 | SC C | GWh | Before Competition Groups | 0.011762 | 0 | 0 | 3603.6946 | 3.2637e-06 | 51 | Residential_2031_SC C_GWh_Before Competition Groups_51 | Wall Insulation | 0.0003264% | 0 | 0.011762 | Residential_2031_SC C_GWh_Before Competition Groups_Wall Insulation
Residential | Res ¦ Wall Insulation MF | 2031 | SC C | GWh | Before Competition Groups | 0.011742 | 0 | 0 | 3603.6946 | 3.2584e-06 | 52 | Residential_2031_SC C_GWh_Before Competition Groups_52 | Wall Insulation MF | 0.0003258% | 0 | 0.011742 | Residential_2031_SC C_GWh_Before Competition Groups_Wall Insulation MF
Residential | Res ¦ Freezer Recycling | 2031 | SC C | GWh | Before Competition Groups | 0.0031042 | 0 | 0 | 3603.6946 | 8.6138e-07 | 53 | Residential_2031_SC C_GWh_Before Competition Groups_53 | Freezer Recycling | 8.614e-05% | 0 | 0.0031042 | Residential_2031_SC C_GWh_Before Competition Groups_Freezer Recycling
Residential | Res ¦ Heavy Duty Outdoor/Holiday Plug-in Timers | 2031 | SC C | GWh | Before Competition Groups | 0 | 0 | 0 | 3603.6946 | 0 | 54 | Residential_2031_SC C_GWh_Before Competition Groups_54 | Heavy Duty Outdoor/Holiday Plug-in Timers | 0% | 0 | 0 | Residential_2031_SC C_GWh_Before Competition Groups_Heavy Duty Outdoor/Holiday Plug-in Timers
Residential | Res ¦ LED Downlight | 2031 | SC C | GWh | Before Competition Groups | 0 | 0 | 0 | 3603.6946 | 0 | 55 | Residential_2031_SC C_GWh_Before Competition Groups_55 | LED Downlight | 0% | 0 | 0 | Residential_2031_SC C_GWh_Before Competition Groups_LED Downlight
Residential | Res ¦ Smart Power Bar | 2031 | SC C | GWh | Before Competition Groups | 0 | 0 | 0 | 3603.6946 | 0 | 56 | Residential_2031_SC C_GWh_Before Competition Groups_56 | Smart Power Bar | 0% | 0 | 0 | Residential_2031_SC C_GWh_Before Competition Groups_Smart Power Bar
Residential | Res ¦ Energy Star LED Bulbs General Purpose LEDs | 2031 | SC D | GWh | Before Competition Groups | 376.8826 | 0 | 0 | 2853.4095 | 0.13208 | 1 | Residential_2031_SC D_GWh_Before Competition Groups_1 | Energy Star LED Bulbs General Purpose LEDs | 13.21% | 0 | 376.8826 | Residential_2031_SC D_GWh_Before Competition Groups_Energy Star LED Bulbs General Purpose LEDs
Residential | Res ¦ Energy Star LED Specialty Bulbs | 2031 | SC D | GWh | Before Competition Groups | 363.3917 | 0 | 0 | 2853.4095 | 0.12735 | 2 | Residential_2031_SC D_GWh_Before Competition Groups_2 | Energy Star LED Specialty Bulbs | 12.74% | 0 | 363.3917 | Residential_2031_SC D_GWh_Before Competition Groups_Energy Star LED Specialty Bulbs
Residential | Res ¦ Energy Star Clothes Washer | 2031 | SC D | GWh | Before Competition Groups | 299.1044 | 0 | 0 | 2853.4095 | 0.10482 | 3 | Residential_2031_SC D_GWh_Before Competition Groups_3 | Energy Star Clothes Washer | 10.48% | 0 | 299.1044 | Residential_2031_SC D_GWh_Before Competition Groups_Energy Star Clothes Washer
Residential | Res ¦ Ductless Mini-Split Heat Pump | 2031 | SC D | GWh | Before Competition Groups | 272.3307 | 0 | 0 | 2853.4095 | 0.09544 | 4 | Residential_2031_SC D_GWh_Before Competition Groups_4 | Ductless Mini-Split Heat Pump | 9.544% | 0 | 272.3307 | Residential_2031_SC D_GWh_Before Competition Groups_Ductless Mini-Split Heat Pump
Residential | Res ¦ Energy Star A Line, PAR, MR Lamps | 2031 | SC D | GWh | Before Competition Groups | 242.3591 | 0 | 0 | 2853.4095 | 0.084937 | 5 | Residential_2031_SC D_GWh_Before Competition Groups_5 | Energy Star A Line, PAR, MR Lamps | 8.494% | 0 | 242.3591 | Residential_2031_SC D_GWh_Before Competition Groups_Energy Star A Line, PAR, MR Lamps
Residential | Res ¦ Building Recommissioning, Operations and Maintenance (O&M) Improvements | 2031 | SC D | GWh | Before Competition Groups | 160.4949 | 0 | 0 | 2853.4095 | 0.056247 | 6 | Residential_2031_SC D_GWh_Before Competition Groups_6 | Building Recommissioning, Operations and Maintenance (O&M) Improvements | 5.625% | 0 | 160.4949 | Residential_2031_SC D_GWh_Before Competition Groups_Building Recommissioning, Operations and Maintenance (O&M) Improvements
Residential | Res ¦ Variable Speed Pool Pump Motor | 2031 | SC D | GWh | Before Competition Groups | 133.2773 | 0 | 0 | 2853.4095 | 0.046708 | 7 | Residential_2031_SC D_GWh_Before Competition Groups_7 | Variable Speed Pool Pump Motor | 4.671% | 0 | 133.2773 | Residential_2031_SC D_GWh_Before Competition Groups_Variable Speed Pool Pump Motor
Residential | Res ¦ Energy Star Torchiere | 2031 | SC D | GWh | Before Competition Groups | 106.817 | 0 | 0 | 2853.4095 | 0.037435 | 8 | Residential_2031_SC D_GWh_Before Competition Groups_8 | Energy Star Torchiere | 3.743% | 0 | 106.817 | Residential_2031_SC D_GWh_Before Competition Groups_Energy Star Torchiere
Residential | Res ¦ Adaptive Thermostat | 2031 | SC D | GWh | Before Competition Groups | 94.7887 | 0 | 0 | 2853.4095 | 0.033219 | 9 | Residential_2031_SC D_GWh_Before Competition Groups_9 | Adaptive Thermostat | 3.322% | 0 | 94.7887 | Residential_2031_SC D_GWh_Before Competition Groups_Adaptive Thermostat
Residential | Res ¦ LED Parking Lot Fixture | 2031 | SC D | GWh | Before Competition Groups | 76.8194 | 0 | 0 | 2853.4095 | 0.026922 | 10 | Residential_2031_SC D_GWh_Before Competition Groups_10 | LED Parking Lot Fixture | 2.692% | 0 | 76.8194 | Residential_2031_SC D_GWh_Before Competition Groups_LED Parking Lot Fixture
Residential | Res ¦ Comprehensive Draft Proofing | 2031 | SC D | GWh | Before Competition Groups | 73.3678 | 0 | 0 | 2853.4095 | 0.025712 | 11 | Residential_2031_SC D_GWh_Before Competition Groups_11 | Comprehensive Draft Proofing | 2.571% | 0 | 73.3678 | Residential_2031_SC D_GWh_Before Competition Groups_Comprehensive Draft Proofing
Residential | Res ¦ Energy Star Air Source Heat Pump | 2031 | SC D | GWh | Before Competition Groups | 66.9672 | 0 | 0 | 2853.4095 | 0.023469 | 12 | Residential_2031_SC D_GWh_Before Competition Groups_12 | Energy Star Air Source Heat Pump | 2.347% | 0 | 66.9672 | Residential_2031_SC D_GWh_Before Competition Groups_Energy Star Air Source Heat Pump
Residential | Res ¦ Basement Wall Insulation | 2031 | SC D | GWh | Before Competition Groups | 64.0542 | 0 | 0 | 2853.4095 | 0.022448 | 13 | Residential_2031_SC D_GWh_Before Competition Groups_13 | Basement Wall Insulation | 2.245% | 0 | 64.0542 | Residential_2031_SC D_GWh_Before Competition Groups_Basement Wall Insulation
Residential | Res ¦ Occupancy Sensors MF | 2031 | SC D | GWh | Before Competition Groups | 46.2571 | 0 | 0 | 2853.4095 | 0.016211 | 14 | Residential_2031_SC D_GWh_Before Competition Groups_14 | Occupancy Sensors MF | 1.621% | 0 | 46.2571 | Residential_2031_SC D_GWh_Before Competition Groups_Occupancy Sensors MF
Residential | Res ¦ Air Sealing | 2031 | SC D | GWh | Before Competition Groups | 43.9809 | 0 | 0 | 2853.4095 | 0.015413 | 15 | Residential_2031_SC D_GWh_Before Competition Groups_15 | Air Sealing | 1.541% | 0 | 43.9809 | Residential_2031_SC D_GWh_Before Competition Groups_Air Sealing
Residential | Res ¦ Energy Star Clothes Dryer | 2031 | SC D | GWh | Before Competition Groups | 43.3272 | 0 | 0 | 2853.4095 | 0.015184 | 16 | Residential_2031_SC D_GWh_Before Competition Groups_16 | Energy Star Clothes Dryer | 1.518% | 0 | 43.3272 | Residential_2031_SC D_GWh_Before Competition Groups_Energy Star Clothes Dryer
Residential | Res ¦ Energy Star Light Fixture | 2031 | SC D | GWh | Before Competition Groups | 36.2484 | 0 | 0 | 2853.4095 | 0.012704 | 17 | Residential_2031_SC D_GWh_Before Competition Groups_17 | Energy Star Light Fixture | 1.27% | 0 | 36.2484 | Residential_2031_SC D_GWh_Before Competition Groups_Energy Star Light Fixture
Residential | Res ¦ Energy Star Room Air Conditioner | 2031 | SC D | GWh | Before Competition Groups | 35.7247 | 0 | 0 | 2853.4095 | 0.01252 | 18 | Residential_2031_SC D_GWh_Before Competition Groups_18 | Energy Star Room Air Conditioner | 1.252% | 0 | 35.7247 | Residential_2031_SC D_GWh_Before Competition Groups_Energy Star Room Air Conditioner
Residential | Res ¦ LED Exterior Area Lights - LED Fixture (200W) | 2031 | SC D | GWh | Before Competition Groups | 34.0773 | 0 | 0 | 2853.4095 | 0.011943 | 19 | Residential_2031_SC D_GWh_Before Competition Groups_19 | LED Exterior Area Lights - LED Fixture (200W) | 1.194% | 0 | 34.0773 | Residential_2031_SC D_GWh_Before Competition Groups_LED Exterior Area Lights - LED Fixture (200W)
Residential | Res ¦ Attic Insulation | 2031 | SC D | GWh | Before Competition Groups | 26.9139 | 0 | 0 | 2853.4095 | 0.0094322 | 20 | Residential_2031_SC D_GWh_Before Competition Groups_20 | Attic Insulation | 0.9432% | 0 | 26.9139 | Residential_2031_SC D_GWh_Before Competition Groups_Attic Insulation
Residential | Res ¦ LED Tube Re-Lamp | 2031 | SC D | GWh | Before Competition Groups | 26.1372 | 0 | 0 | 2853.4095 | 0.00916 | 21 | Residential_2031_SC D_GWh_Before Competition Groups_21 | LED Tube Re-Lamp | 0.916% | 0 | 26.1372 | Residential_2031_SC D_GWh_Before Competition Groups_LED Tube Re-Lamp
Residential | Res ¦ Refrigerator Recycling | 2031 | SC D | GWh | Before Competition Groups | 25.2453 | 0 | 0 | 2853.4095 | 0.0088474 | 22 | Residential_2031_SC D_GWh_Before Competition Groups_22 | Refrigerator Recycling | 0.8847% | 0 | 25.2453 | Residential_2031_SC D_GWh_Before Competition Groups_Refrigerator Recycling
Residential | Res ¦ Home Energy Reports | 2031 | SC D | GWh | Before Competition Groups | 24.0856 | 0 | 0 | 2853.4095 | 0.008441 | 23 | Residential_2031_SC D_GWh_Before Competition Groups_23 | Home Energy Reports | 0.8441% | 0 | 24.0856 | Residential_2031_SC D_GWh_Before Competition Groups_Home Energy Reports
Residential | Res ¦ Advanced BAS/Controllers | 2031 | SC D | GWh | Before Competition Groups | 23.4903 | 0 | 0 | 2853.4095 | 0.0082324 | 24 | Residential_2031_SC D_GWh_Before Competition Groups_24 | Advanced BAS/Controllers | 0.8232% | 0 | 23.4903 | Residential_2031_SC D_GWh_Before Competition Groups_Advanced BAS/Controllers
Residential | Res ¦ Outside Air Economizer | 2031 | SC D | GWh | Before Competition Groups | 20.7863 | 0 | 0 | 2853.4095 | 0.0072847 | 25 | Residential_2031_SC D_GWh_Before Competition Groups_25 | Outside Air Economizer | 0.7285% | 0 | 20.7863 | Residential_2031_SC D_GWh_Before Competition Groups_Outside Air Economizer
Residential | Res ¦ Minimize Hot and Warm Clothes Wash | 2031 | SC D | GWh | Before Competition Groups | 20.459 | 0 | 0 | 2853.4095 | 0.00717 | 26 | Residential_2031_SC D_GWh_Before Competition Groups_26 | Minimize Hot and Warm Clothes Wash | 0.717% | 0 | 20.459 | Residential_2031_SC D_GWh_Before Competition Groups_Minimize Hot and Warm Clothes Wash
Residential | Res ¦ Furnace Whistle | 2031 | SC D | GWh | Before Competition Groups | 20.2274 | 0 | 0 | 2853.4095 | 0.0070889 | 27 | Residential_2031_SC D_GWh_Before Competition Groups_27 | Furnace Whistle | 0.7089% | 0 | 20.2274 | Residential_2031_SC D_GWh_Before Competition Groups_Furnace Whistle
Residential | Res ¦ Energy Star Freezer | 2031 | SC D | GWh | Before Competition Groups | 18.9013 | 0 | 0 | 2853.4095 | 0.0066241 | 28 | Residential_2031_SC D_GWh_Before Competition Groups_28 | Energy Star Freezer | 0.6624% | 0 | 18.9013 | Residential_2031_SC D_GWh_Before Competition Groups_Energy Star Freezer
Residential | Res ¦ ENERGY STAR LED LAMPS (REFLECTOR LAMPs/MR16/PAR 16) | 2031 | SC D | GWh | Before Competition Groups | 15.6731 | 0 | 0 | 2853.4095 | 0.0054928 | 29 | Residential_2031_SC D_GWh_Before Competition Groups_29 | ENERGY STAR LED LAMPS (REFLECTOR LAMPs/MR16/PAR 16) | 0.5493% | 0 | 15.6731 | Residential_2031_SC D_GWh_Before Competition Groups_ENERGY STAR LED LAMPS (REFLECTOR LAMPs/MR16/PAR 16)
Residential | Res ¦ High Efficiency Chiller (avg of water and air cooled) | 2031 | SC D | GWh | Before Competition Groups | 13.009 | 0 | 0 | 2853.4095 | 0.0045591 | 30 | Residential_2031_SC D_GWh_Before Competition Groups_30 | High Efficiency Chiller (avg of water and air cooled) | 0.4559% | 0 | 13.009 | Residential_2031_SC D_GWh_Before Competition Groups_High Efficiency Chiller (avg of water and air cooled)
Residential | Res ¦ Variable Frequency Drive (VFD) | 2031 | SC D | GWh | Before Competition Groups | 6.4211 | 0 | 0 | 2853.4095 | 0.0022503 | 31 | Residential_2031_SC D_GWh_Before Competition Groups_31 | Variable Frequency Drive (VFD) | 0.225% | 0 | 6.4211 | Residential_2031_SC D_GWh_Before Competition Groups_Variable Frequency Drive (VFD)
Residential | Res ¦ CO Sensors for parking garage exhaust fans | 2031 | SC D | GWh | Before Competition Groups | 5.8595 | 0 | 0 | 2853.4095 | 0.0020535 | 32 | Residential_2031_SC D_GWh_Before Competition Groups_32 | CO Sensors for parking garage exhaust fans | 0.2054% | 0 | 5.8595 | Residential_2031_SC D_GWh_Before Competition Groups_CO Sensors for parking garage exhaust fans
Residential | Res ¦ Water Heater Temperature Setback | 2031 | SC D | GWh | Before Competition Groups | 5.7912 | 0 | 0 | 2853.4095 | 0.0020296 | 33 | Residential_2031_SC D_GWh_Before Competition Groups_33 | Water Heater Temperature Setback | 0.203% | 0 | 5.7912 | Residential_2031_SC D_GWh_Before Competition Groups_Water Heater Temperature Setback
Residential | Res ¦ Demand Control Ventilation | 2031 | SC D | GWh | Before Competition Groups | 4.2062 | 0 | 0 | 2853.4095 | 0.0014741 | 34 | Residential_2031_SC D_GWh_Before Competition Groups_34 | Demand Control Ventilation | 0.1474% | 0 | 4.2062 | Residential_2031_SC D_GWh_Before Competition Groups_Demand Control Ventilation
Residential | Res ¦ Tankless Water Heater | 2031 | SC D | GWh | Before Competition Groups | 3.612 | 0 | 0 | 2853.4095 | 0.0012659 | 35 | Residential_2031_SC D_GWh_Before Competition Groups_35 | Tankless Water Heater | 0.1266% | 0 | 3.612 | Residential_2031_SC D_GWh_Before Competition Groups_Tankless Water Heater
Residential | Res ¦ ENERGY STAR LED Lamps (General Service Lamps) | 2031 | SC D | GWh | Before Competition Groups | 3.4847 | 0 | 0 | 2853.4095 | 0.0012212 | 36 | Residential_2031_SC D_GWh_Before Competition Groups_36 | ENERGY STAR LED Lamps (General Service Lamps) | 0.1221% | 0 | 3.4847 | Residential_2031_SC D_GWh_Before Competition Groups_ENERGY STAR LED Lamps (General Service Lamps)
Residential | Res ¦ Energy Star Dehumidifier | 2031 | SC D | GWh | Before Competition Groups | 3.0885 | 0 | 0 | 2853.4095 | 0.0010824 | 37 | Residential_2031_SC D_GWh_Before Competition Groups_37 | Energy Star Dehumidifier | 0.1082% | 0 | 3.0885 | Residential_2031_SC D_GWh_Before Competition Groups_Energy Star Dehumidifier
Residential | Res ¦ Clothes Drying Racks | 2031 | SC D | GWh | Before Competition Groups | 2.6194 | 0 | 0 | 2853.4095 | 0.00091798 | 38 | Residential_2031_SC D_GWh_Before Competition Groups_38 | Clothes Drying Racks | 0.0918% | 0 | 2.6194 | Residential_2031_SC D_GWh_Before Competition Groups_Clothes Drying Racks
Residential | Res ¦ Condensing Make Up Air Unit | 2031 | SC D | GWh | Before Competition Groups | 2.496 | 0 | 0 | 2853.4095 | 0.00087476 | 39 | Residential_2031_SC D_GWh_Before Competition Groups_39 | Condensing Make Up Air Unit | 0.08748% | 0 | 2.496 | Residential_2031_SC D_GWh_Before Competition Groups_Condensing Make Up Air Unit
Residential | Res ¦ Smart Burners | 2031 | SC D | GWh | Before Competition Groups | 2.1746 | 0 | 0 | 2853.4095 | 0.00076212 | 40 | Residential_2031_SC D_GWh_Before Competition Groups_40 | Smart Burners | 0.07621% | 0 | 2.1746 | Residential_2031_SC D_GWh_Before Competition Groups_Smart Burners
Residential | Res ¦ VFD on Pumps | 2031 | SC D | GWh | Before Competition Groups | 1.8148 | 0 | 0 | 2853.4095 | 0.00063599 | 41 | Residential_2031_SC D_GWh_Before Competition Groups_41 | VFD on Pumps | 0.0636% | 0 | 1.8148 | Residential_2031_SC D_GWh_Before Competition Groups_VFD on Pumps
Residential | Res ¦ Floor Insulation | 2031 | SC D | GWh | Before Competition Groups | 1.8105 | 0 | 0 | 2853.4095 | 0.00063449 | 42 | Residential_2031_SC D_GWh_Before Competition Groups_42 | Floor Insulation | 0.06345% | 0 | 1.8105 | Residential_2031_SC D_GWh_Before Competition Groups_Floor Insulation
Residential | Res ¦ Heat Recovery Ventilator | 2031 | SC D | GWh | Before Competition Groups | 1.1852 | 0 | 0 | 2853.4095 | 0.00041538 | 43 | Residential_2031_SC D_GWh_Before Competition Groups_43 | Heat Recovery Ventilator | 0.04154% | 0 | 1.1852 | Residential_2031_SC D_GWh_Before Competition Groups_Heat Recovery Ventilator
Residential | Res ¦ ECM MOTORS FOR HVAC APPLICATION (FAN-POWERED VAV BOX) | 2031 | SC D | GWh | Before Competition Groups | 1.1023 | 0 | 0 | 2853.4095 | 0.00038632 | 44 | Residential_2031_SC D_GWh_Before Competition Groups_44 | ECM MOTORS FOR HVAC APPLICATION (FAN-POWERED VAV BOX) | 0.03863% | 0 | 1.1023 | Residential_2031_SC D_GWh_Before Competition Groups_ECM MOTORS FOR HVAC APPLICATION (FAN-POWERED VAV BOX)
Residential | Res ¦ Duct Insulation | 2031 | SC D | GWh | Before Competition Groups | 0.96965 | 0 | 0 | 2853.4095 | 0.00033982 | 45 | Residential_2031_SC D_GWh_Before Competition Groups_45 | Duct Insulation | 0.03398% | 0 | 0.96965 | Residential_2031_SC D_GWh_Before Competition Groups_Duct Insulation
Residential | Res ¦ Beverage Vending Machine Controls | 2031 | SC D | GWh | Before Competition Groups | 0.73866 | 0 | 0 | 2853.4095 | 0.00025887 | 46 | Residential_2031_SC D_GWh_Before Competition Groups_46 | Beverage Vending Machine Controls | 0.02589% | 0 | 0.73866 | Residential_2031_SC D_GWh_Before Competition Groups_Beverage Vending Machine Controls
Residential | Res ¦ Duct Insulation MF | 2031 | SC D | GWh | Before Competition Groups | 0.56925 | 0 | 0 | 2853.4095 | 0.0001995 | 47 | Residential_2031_SC D_GWh_Before Competition Groups_47 | Duct Insulation MF | 0.01995% | 0 | 0.56925 | Residential_2031_SC D_GWh_Before Competition Groups_Duct Insulation MF
Residential | Res ¦ Chilled Water Optimization | 2031 | SC D | GWh | Before Competition Groups | 0.17831 | 0 | 0 | 2853.4095 | 6.249e-05 | 48 | Residential_2031_SC D_GWh_Before Competition Groups_48 | Chilled Water Optimization | 0.006249% | 0 | 0.17831 | Residential_2031_SC D_GWh_Before Competition Groups_Chilled Water Optimization
Residential | Res ¦ LED High Bay Fixture | 2031 | SC D | GWh | Before Competition Groups | 0.072358 | 0 | 0 | 2853.4095 | 2.5359e-05 | 49 | Residential_2031_SC D_GWh_Before Competition Groups_49 | LED High Bay Fixture | 0.002536% | 0 | 0.072358 | Residential_2031_SC D_GWh_Before Competition Groups_LED High Bay Fixture
Residential | Res ¦ Wall Insulation MF | 2031 | SC D | GWh | Before Competition Groups | 0.0072959 | 0 | 0 | 2853.4095 | 2.5569e-06 | 50 | Residential_2031_SC D_GWh_Before Competition Groups_50 | Wall Insulation MF | 0.0002557% | 0 | 0.0072959 | Residential_2031_SC D_GWh_Before Competition Groups_Wall Insulation MF
Residential | Res ¦ Wall Insulation | 2031 | SC D | GWh | Before Competition Groups | 0.0056683 | 0 | 0 | 2853.4095 | 1.9865e-06 | 51 | Residential_2031_SC D_GWh_Before Competition Groups_51 | Wall Insulation | 0.0001987% | 0 | 0.0056683 | Residential_2031_SC D_GWh_Before Competition Groups_Wall Insulation
Residential | Res ¦ Freezer Recycling | 2031 | SC D | GWh | Before Competition Groups | 0.0031042 | 0 | 0 | 2853.4095 | 1.0879e-06 | 52 | Residential_2031_SC D_GWh_Before Competition Groups_52 | Freezer Recycling | 0.0001088% | 0 | 0.0031042 | Residential_2031_SC D_GWh_Before Competition Groups_Freezer Recycling
Residential | Res ¦ LED Downlight | 2031 | SC D | GWh | Before Competition Groups | 0 | 0 | 0 | 2853.4095 | 0 | 53 | Residential_2031_SC D_GWh_Before Competition Groups_53 | LED Downlight | 0% | 0 | 0 | Residential_2031_SC D_GWh_Before Competition Groups_LED Downlight
Residential | Res ¦ Smart Power Bar | 2031 | SC D | GWh | Before Competition Groups | 0 | 0 | 0 | 2853.4095 | 0 | 54 | Residential_2031_SC D_GWh_Before Competition Groups_54 | Smart Power Bar | 0% | 0 | 0 | Residential_2031_SC D_GWh_Before Competition Groups_Smart Power Bar
Residential | Res ¦ Energy Star A Line, PAR, MR Lamps | 2031 | Technical | GWh | Before Competition Groups | 1980.7793 | 0 | 0 | 20854.3998 | 0.094981 | 1 | Residential_2031_Technical_GWh_Before Competition Groups_1 | Energy Star A Line, PAR, MR Lamps | 9.498% | 0 | 1980.7793 | Residential_2031_Technical_GWh_Before Competition Groups_Energy Star A Line, PAR, MR Lamps
Residential | Res ¦ Energy Star LED Bulbs General Purpose LEDs | 2031 | Technical | GWh | Before Competition Groups | 1953.2867 | 0 | 0 | 20854.3998 | 0.093663 | 2 | Residential_2031_Technical_GWh_Before Competition Groups_2 | Energy Star LED Bulbs General Purpose LEDs | 9.366% | 0 | 1953.2867 | Residential_2031_Technical_GWh_Before Competition Groups_Energy Star LED Bulbs General Purpose LEDs
Residential | Res ¦ Energy Star LED Specialty Bulbs | 2031 | Technical | GWh | Before Competition Groups | 1785.3955 | 0 | 0 | 20854.3998 | 0.085612 | 3 | Residential_2031_Technical_GWh_Before Competition Groups_3 | Energy Star LED Specialty Bulbs | 8.561% | 0 | 1785.3955 | Residential_2031_Technical_GWh_Before Competition Groups_Energy Star LED Specialty Bulbs
Residential | Res ¦ Smart Power Bar | 2031 | Technical | GWh | Before Competition Groups | 1343.5368 | 0 | 0 | 20854.3998 | 0.064425 | 4 | Residential_2031_Technical_GWh_Before Competition Groups_4 | Smart Power Bar | 6.442% | 0 | 1343.5368 | Residential_2031_Technical_GWh_Before Competition Groups_Smart Power Bar
Residential | Res ¦ Networked/ Connected - Indoor LED Lamp | 2031 | Technical | GWh | Before Competition Groups | 1223.1466 | 0 | 0 | 20854.3998 | 0.058652 | 5 | Residential_2031_Technical_GWh_Before Competition Groups_5 | Networked/ Connected - Indoor LED Lamp | 5.865% | 0 | 1223.1466 | Residential_2031_Technical_GWh_Before Competition Groups_Networked/ Connected - Indoor LED Lamp
Residential | Res ¦ Energy Star Refrigerator | 2031 | Technical | GWh | Before Competition Groups | 763.9891 | 0 | 0 | 20854.3998 | 0.036634 | 6 | Residential_2031_Technical_GWh_Before Competition Groups_6 | Energy Star Refrigerator | 3.663% | 0 | 763.9891 | Residential_2031_Technical_GWh_Before Competition Groups_Energy Star Refrigerator
Residential | Res ¦ Adaptive Thermostat | 2031 | Technical | GWh | Before Competition Groups | 679.6946 | 0 | 0 | 20854.3998 | 0.032592 | 7 | Residential_2031_Technical_GWh_Before Competition Groups_7 | Adaptive Thermostat | 3.259% | 0 | 679.6946 | Residential_2031_Technical_GWh_Before Competition Groups_Adaptive Thermostat
Residential | Res ¦ Smart Burners | 2031 | Technical | GWh | Before Competition Groups | 669.8977 | 0 | 0 | 20854.3998 | 0.032123 | 8 | Residential_2031_Technical_GWh_Before Competition Groups_8 | Smart Burners | 3.212% | 0 | 669.8977 | Residential_2031_Technical_GWh_Before Competition Groups_Smart Burners
Residential | Res ¦ Energy Star Clothes Washer | 2031 | Technical | GWh | Before Competition Groups | 628.7592 | 0 | 0 | 20854.3998 | 0.03015 | 9 | Residential_2031_Technical_GWh_Before Competition Groups_9 | Energy Star Clothes Washer | 3.015% | 0 | 628.7592 | Residential_2031_Technical_GWh_Before Competition Groups_Energy Star Clothes Washer
Residential | Res ¦ Energy Star Ground Source Heat Pump | 2031 | Technical | GWh | Before Competition Groups | 598.7236 | 0 | 0 | 20854.3998 | 0.02871 | 10 | Residential_2031_Technical_GWh_Before Competition Groups_10 | Energy Star Ground Source Heat Pump | 2.871% | 0 | 598.7236 | Residential_2031_Technical_GWh_Before Competition Groups_Energy Star Ground Source Heat Pump
Residential | Res ¦ Ductless Mini-Split Heat Pump | 2031 | Technical | GWh | Before Competition Groups | 593.9259 | 0 | 0 | 20854.3998 | 0.02848 | 11 | Residential_2031_Technical_GWh_Before Competition Groups_11 | Ductless Mini-Split Heat Pump | 2.848% | 0 | 593.9259 | Residential_2031_Technical_GWh_Before Competition Groups_Ductless Mini-Split Heat Pump
Residential | Res ¦ Heat Pump Clothes Dryer | 2031 | Technical | GWh | Before Competition Groups | 529.3203 | 0 | 0 | 20854.3998 | 0.025382 | 12 | Residential_2031_Technical_GWh_Before Competition Groups_12 | Heat Pump Clothes Dryer | 2.538% | 0 | 529.3203 | Residential_2031_Technical_GWh_Before Competition Groups_Heat Pump Clothes Dryer
Residential | Res ¦ Air Sealing | 2031 | Technical | GWh | Before Competition Groups | 483.2687 | 0 | 0 | 20854.3998 | 0.023173 | 13 | Residential_2031_Technical_GWh_Before Competition Groups_13 | Air Sealing | 2.317% | 0 | 483.2687 | Residential_2031_Technical_GWh_Before Competition Groups_Air Sealing
Residential | Res ¦ Energy Star Central Air Conditioner | 2031 | Technical | GWh | Before Competition Groups | 423.8731 | 0 | 0 | 20854.3998 | 0.020325 | 14 | Residential_2031_Technical_GWh_Before Competition Groups_14 | Energy Star Central Air Conditioner | 2.033% | 0 | 423.8731 | Residential_2031_Technical_GWh_Before Competition Groups_Energy Star Central Air Conditioner
Residential | Res ¦ Induction Cooking Stove Top | 2031 | Technical | GWh | Before Competition Groups | 412.657 | 0 | 0 | 20854.3998 | 0.019788 | 15 | Residential_2031_Technical_GWh_Before Competition Groups_15 | Induction Cooking Stove Top | 1.979% | 0 | 412.657 | Residential_2031_Technical_GWh_Before Competition Groups_Induction Cooking Stove Top
Residential | Res ¦ Energy Star Light Fixture | 2031 | Technical | GWh | Before Competition Groups | 362.7217 | 0 | 0 | 20854.3998 | 0.017393 | 16 | Residential_2031_Technical_GWh_Before Competition Groups_16 | Energy Star Light Fixture | 1.739% | 0 | 362.7217 | Residential_2031_Technical_GWh_Before Competition Groups_Energy Star Light Fixture
Residential | Res ¦ Car Block Heater Timer | 2031 | Technical | GWh | Before Competition Groups | 356.7334 | 0 | 0 | 20854.3998 | 0.017106 | 17 | Residential_2031_Technical_GWh_Before Competition Groups_17 | Car Block Heater Timer | 1.711% | 0 | 356.7334 | Residential_2031_Technical_GWh_Before Competition Groups_Car Block Heater Timer
Residential | Res ¦ Variable Speed Pool Pump Motor | 2031 | Technical | GWh | Before Competition Groups | 354.8996 | 0 | 0 | 20854.3998 | 0.017018 | 18 | Residential_2031_Technical_GWh_Before Competition Groups_18 | Variable Speed Pool Pump Motor | 1.702% | 0 | 354.8996 | Residential_2031_Technical_GWh_Before Competition Groups_Variable Speed Pool Pump Motor
Residential | Res ¦ Energy Star Air Source Heat Pump | 2031 | Technical | GWh | Before Competition Groups | 339.4358 | 0 | 0 | 20854.3998 | 0.016276 | 19 | Residential_2031_Technical_GWh_Before Competition Groups_19 | Energy Star Air Source Heat Pump | 1.628% | 0 | 339.4358 | Residential_2031_Technical_GWh_Before Competition Groups_Energy Star Air Source Heat Pump
Residential | Res ¦ Energy Star Clothes Dryer | 2031 | Technical | GWh | Before Competition Groups | 302.3312 | 0 | 0 | 20854.3998 | 0.014497 | 20 | Residential_2031_Technical_GWh_Before Competition Groups_20 | Energy Star Clothes Dryer | 1.45% | 0 | 302.3312 | Residential_2031_Technical_GWh_Before Competition Groups_Energy Star Clothes Dryer
Residential | Res ¦ Ductless Mini-Split Air Conditioner | 2031 | Technical | GWh | Before Competition Groups | 292.4958 | 0 | 0 | 20854.3998 | 0.014026 | 21 | Residential_2031_Technical_GWh_Before Competition Groups_21 | Ductless Mini-Split Air Conditioner | 1.403% | 0 | 292.4958 | Residential_2031_Technical_GWh_Before Competition Groups_Ductless Mini-Split Air Conditioner
Residential | Res ¦ Passive Attic Ventilation | 2031 | Technical | GWh | Before Competition Groups | 286.1615 | 0 | 0 | 20854.3998 | 0.013722 | 22 | Residential_2031_Technical_GWh_Before Competition Groups_22 | Passive Attic Ventilation | 1.372% | 0 | 286.1615 | Residential_2031_Technical_GWh_Before Competition Groups_Passive Attic Ventilation
Residential | Res ¦ Energy Star Torchiere | 2031 | Technical | GWh | Before Competition Groups | 279.8972 | 0 | 0 | 20854.3998 | 0.013421 | 23 | Residential_2031_Technical_GWh_Before Competition Groups_23 | Energy Star Torchiere | 1.342% | 0 | 279.8972 | Residential_2031_Technical_GWh_Before Competition Groups_Energy Star Torchiere
Residential | Res ¦ Building Recommissioning, Operations and Maintenance (O&M) Improvements | 2031 | Technical | GWh | Before Competition Groups | 275.0408 | 0 | 0 | 20854.3998 | 0.013189 | 24 | Residential_2031_Technical_GWh_Before Competition Groups_24 | Building Recommissioning, Operations and Maintenance (O&M) Improvements | 1.319% | 0 | 275.0408 | Residential_2031_Technical_GWh_Before Competition Groups_Building Recommissioning, Operations and Maintenance (O&M) Improvements
Residential | Res ¦ Energy Star Windows | 2031 | Technical | GWh | Before Competition Groups | 262.1121 | 0 | 0 | 20854.3998 | 0.012569 | 25 | Residential_2031_Technical_GWh_Before Competition Groups_25 | Energy Star Windows | 1.257% | 0 | 262.1121 | Residential_2031_Technical_GWh_Before Competition Groups_Energy Star Windows
Residential | Res ¦ Basement Wall Insulation | 2031 | Technical | GWh | Before Competition Groups | 253.6858 | 0 | 0 | 20854.3998 | 0.012165 | 26 | Residential_2031_Technical_GWh_Before Competition Groups_26 | Basement Wall Insulation | 1.216% | 0 | 253.6858 | Residential_2031_Technical_GWh_Before Competition Groups_Basement Wall Insulation
Residential | Res ¦ Basement or Crawlspace Insulation | 2031 | Technical | GWh | Before Competition Groups | 210.6678 | 0 | 0 | 20854.3998 | 0.010102 | 27 | Residential_2031_Technical_GWh_Before Competition Groups_27 | Basement or Crawlspace Insulation | 1.01% | 0 | 210.6678 | Residential_2031_Technical_GWh_Before Competition Groups_Basement or Crawlspace Insulation
Residential | Res ¦ Attic Insulation | 2031 | Technical | GWh | Before Competition Groups | 195.7023 | 0 | 0 | 20854.3998 | 0.0093842 | 28 | Residential_2031_Technical_GWh_Before Competition Groups_28 | Attic Insulation | 0.9384% | 0 | 195.7023 | Residential_2031_Technical_GWh_Before Competition Groups_Attic Insulation
Residential | Res ¦ Wall Insulation | 2031 | Technical | GWh | Before Competition Groups | 152.9034 | 0 | 0 | 20854.3998 | 0.0073319 | 29 | Residential_2031_Technical_GWh_Before Competition Groups_29 | Wall Insulation | 0.7332% | 0 | 152.9034 | Residential_2031_Technical_GWh_Before Competition Groups_Wall Insulation
Residential | Res ¦ Lighting Motion Sensors, Timers, Dimmers | 2031 | Technical | GWh | Before Competition Groups | 145.5699 | 0 | 0 | 20854.3998 | 0.0069803 | 30 | Residential_2031_Technical_GWh_Before Competition Groups_30 | Lighting Motion Sensors, Timers, Dimmers | 0.698% | 0 | 145.5699 | Residential_2031_Technical_GWh_Before Competition Groups_Lighting Motion Sensors, Timers, Dimmers
Residential | Res ¦ Comprehensive Draft Proofing | 2031 | Technical | GWh | Before Competition Groups | 139.8892 | 0 | 0 | 20854.3998 | 0.0067079 | 31 | Residential_2031_Technical_GWh_Before Competition Groups_31 | Comprehensive Draft Proofing | 0.6708% | 0 | 139.8892 | Residential_2031_Technical_GWh_Before Competition Groups_Comprehensive Draft Proofing
Residential | Res ¦ Energy Star Room Air Conditioner | 2031 | Technical | GWh | Before Competition Groups | 113.113 | 0 | 0 | 20854.3998 | 0.0054239 | 32 | Residential_2031_Technical_GWh_Before Competition Groups_32 | Energy Star Room Air Conditioner | 0.5424% | 0 | 113.113 | Residential_2031_Technical_GWh_Before Competition Groups_Energy Star Room Air Conditioner
Residential | Res ¦ Solar Powered Attic Fan | 2031 | Technical | GWh | Before Competition Groups | 106.2456 | 0 | 0 | 20854.3998 | 0.0050946 | 33 | Residential_2031_Technical_GWh_Before Competition Groups_33 | Solar Powered Attic Fan | 0.5095% | 0 | 106.2456 | Residential_2031_Technical_GWh_Before Competition Groups_Solar Powered Attic Fan
Residential | Res ¦ Furnace with ECM | 2031 | Technical | GWh | Before Competition Groups | 105.4025 | 0 | 0 | 20854.3998 | 0.0050542 | 34 | Residential_2031_Technical_GWh_Before Competition Groups_34 | Furnace with ECM | 0.5054% | 0 | 105.4025 | Residential_2031_Technical_GWh_Before Competition Groups_Furnace with ECM
Residential | Res ¦ Variable Refrigerant Flow Heat Pump | 2031 | Technical | GWh | Before Competition Groups | 104.1655 | 0 | 0 | 20854.3998 | 0.0049949 | 35 | Residential_2031_Technical_GWh_Before Competition Groups_35 | Variable Refrigerant Flow Heat Pump | 0.4995% | 0 | 104.1655 | Residential_2031_Technical_GWh_Before Competition Groups_Variable Refrigerant Flow Heat Pump
Residential | Res ¦ Heavy Duty Outdoor/Holiday Plug-in Timers | 2031 | Technical | GWh | Before Competition Groups | 103.181 | 0 | 0 | 20854.3998 | 0.0049477 | 36 | Residential_2031_Technical_GWh_Before Competition Groups_36 | Heavy Duty Outdoor/Holiday Plug-in Timers | 0.4948% | 0 | 103.181 | Residential_2031_Technical_GWh_Before Competition Groups_Heavy Duty Outdoor/Holiday Plug-in Timers
Residential | Res ¦ Networked/ Connected - Indoor LED Luminaire | 2031 | Technical | GWh | Before Competition Groups | 97.9798 | 0 | 0 | 20854.3998 | 0.0046983 | 37 | Residential_2031_Technical_GWh_Before Competition Groups_37 | Networked/ Connected - Indoor LED Luminaire | 0.4698% | 0 | 97.9798 | Residential_2031_Technical_GWh_Before Competition Groups_Networked/ Connected - Indoor LED Luminaire
Residential | Res ¦ Radiant Barrier | 2031 | Technical | GWh | Before Competition Groups | 97.8535 | 0 | 0 | 20854.3998 | 0.0046922 | 38 | Residential_2031_Technical_GWh_Before Competition Groups_38 | Radiant Barrier | 0.4692% | 0 | 97.8535 | Residential_2031_Technical_GWh_Before Competition Groups_Radiant Barrier
Residential | Res ¦ Air Source Heat Pump | 2031 | Technical | GWh | Before Competition Groups | 87.126 | 0 | 0 | 20854.3998 | 0.0041778 | 39 | Residential_2031_Technical_GWh_Before Competition Groups_39 | Air Source Heat Pump | 0.4178% | 0 | 87.126 | Residential_2031_Technical_GWh_Before Competition Groups_Air Source Heat Pump
Residential | Res ¦ LED Downlight | 2031 | Technical | GWh | Before Competition Groups | 83.1221 | 0 | 0 | 20854.3998 | 0.0039858 | 40 | Residential_2031_Technical_GWh_Before Competition Groups_40 | LED Downlight | 0.3986% | 0 | 83.1221 | Residential_2031_Technical_GWh_Before Competition Groups_LED Downlight
Residential | Res ¦ LED Parking Lot Fixture | 2031 | Technical | GWh | Before Competition Groups | 81.551 | 0 | 0 | 20854.3998 | 0.0039105 | 41 | Residential_2031_Technical_GWh_Before Competition Groups_41 | LED Parking Lot Fixture | 0.391% | 0 | 81.551 | Residential_2031_Technical_GWh_Before Competition Groups_LED Parking Lot Fixture
Residential | Res ¦ Energy Star Ceiling Fan/Lighting | 2031 | Technical | GWh | Before Competition Groups | 79.3038 | 0 | 0 | 20854.3998 | 0.0038027 | 42 | Residential_2031_Technical_GWh_Before Competition Groups_42 | Energy Star Ceiling Fan/Lighting | 0.3803% | 0 | 79.3038 | Residential_2031_Technical_GWh_Before Competition Groups_Energy Star Ceiling Fan/Lighting
Residential | Res ¦ Home Energy Reports | 2031 | Technical | GWh | Before Competition Groups | 77.0687 | 0 | 0 | 20854.3998 | 0.0036956 | 43 | Residential_2031_Technical_GWh_Before Competition Groups_43 | Home Energy Reports | 0.3696% | 0 | 77.0687 | Residential_2031_Technical_GWh_Before Competition Groups_Home Energy Reports
Residential | Res ¦ Ceiling Insulation | 2031 | Technical | GWh | Before Competition Groups | 76.6463 | 0 | 0 | 20854.3998 | 0.0036753 | 44 | Residential_2031_Technical_GWh_Before Competition Groups_44 | Ceiling Insulation | 0.3675% | 0 | 76.6463 | Residential_2031_Technical_GWh_Before Competition Groups_Ceiling Insulation
Residential | Res ¦ Window Film | 2031 | Technical | GWh | Before Competition Groups | 75.117 | 0 | 0 | 20854.3998 | 0.003602 | 45 | Residential_2031_Technical_GWh_Before Competition Groups_45 | Window Film | 0.3602% | 0 | 75.117 | Residential_2031_Technical_GWh_Before Competition Groups_Window Film
Residential | Res ¦ Refrigerator Recycling | 2031 | Technical | GWh | Before Competition Groups | 72.0975 | 0 | 0 | 20854.3998 | 0.0034572 | 46 | Residential_2031_Technical_GWh_Before Competition Groups_46 | Refrigerator Recycling | 0.3457% | 0 | 72.0975 | Residential_2031_Technical_GWh_Before Competition Groups_Refrigerator Recycling
Residential | Res ¦ Energy Star Freezer | 2031 | Technical | GWh | Before Competition Groups | 71.0585 | 0 | 0 | 20854.3998 | 0.0034074 | 47 | Residential_2031_Technical_GWh_Before Competition Groups_47 | Energy Star Freezer | 0.3407% | 0 | 71.0585 | Residential_2031_Technical_GWh_Before Competition Groups_Energy Star Freezer
Residential | Res ¦ Occupancy Sensors MF | 2031 | Technical | GWh | Before Competition Groups | 68.4009 | 0 | 0 | 20854.3998 | 0.0032799 | 48 | Residential_2031_Technical_GWh_Before Competition Groups_48 | Occupancy Sensors MF | 0.328% | 0 | 68.4009 | Residential_2031_Technical_GWh_Before Competition Groups_Occupancy Sensors MF
Residential | Res ¦ Clothes Drying Racks | 2031 | Technical | GWh | Before Competition Groups | 65.8355 | 0 | 0 | 20854.3998 | 0.0031569 | 49 | Residential_2031_Technical_GWh_Before Competition Groups_49 | Clothes Drying Racks | 0.3157% | 0 | 65.8355 | Residential_2031_Technical_GWh_Before Competition Groups_Clothes Drying Racks
Residential | Res ¦ Freezer Recycling | 2031 | Technical | GWh | Before Competition Groups | 63.2611 | 0 | 0 | 20854.3998 | 0.0030335 | 50 | Residential_2031_Technical_GWh_Before Competition Groups_50 | Freezer Recycling | 0.3033% | 0 | 63.2611 | Residential_2031_Technical_GWh_Before Competition Groups_Freezer Recycling
Residential | Res ¦ Duct Insulation | 2031 | Technical | GWh | Before Competition Groups | 63.0091 | 0 | 0 | 20854.3998 | 0.0030214 | 51 | Residential_2031_Technical_GWh_Before Competition Groups_51 | Duct Insulation | 0.3021% | 0 | 63.0091 | Residential_2031_Technical_GWh_Before Competition Groups_Duct Insulation
Residential | Res ¦ Heat Pump Water Heater | 2031 | Technical | GWh | Before Competition Groups | 57.6446 | 0 | 0 | 20854.3998 | 0.0027641 | 52 | Residential_2031_Technical_GWh_Before Competition Groups_52 | Heat Pump Water Heater | 0.2764% | 0 | 57.6446 | Residential_2031_Technical_GWh_Before Competition Groups_Heat Pump Water Heater
Residential | Res ¦ Tankless Water Heater | 2031 | Technical | GWh | Before Competition Groups | 52.0708 | 0 | 0 | 20854.3998 | 0.0024969 | 53 | Residential_2031_Technical_GWh_Before Competition Groups_53 | Tankless Water Heater | 0.2497% | 0 | 52.0708 | Residential_2031_Technical_GWh_Before Competition Groups_Tankless Water Heater
Residential | Res ¦ Floor Insulation | 2031 | Technical | GWh | Before Competition Groups | 51.2907 | 0 | 0 | 20854.3998 | 0.0024595 | 54 | Residential_2031_Technical_GWh_Before Competition Groups_54 | Floor Insulation | 0.2459% | 0 | 51.2907 | Residential_2031_Technical_GWh_Before Competition Groups_Floor Insulation
Residential | Res ¦ Dehumidifier Recycling | 2031 | Technical | GWh | Before Competition Groups | 43.8663 | 0 | 0 | 20854.3998 | 0.0021035 | 55 | Residential_2031_Technical_GWh_Before Competition Groups_55 | Dehumidifier Recycling | 0.2103% | 0 | 43.8663 | Residential_2031_Technical_GWh_Before Competition Groups_Dehumidifier Recycling
Residential | Res ¦ Advanced BAS/Controllers | 2031 | Technical | GWh | Before Competition Groups | 40.2555 | 0 | 0 | 20854.3998 | 0.0019303 | 56 | Residential_2031_Technical_GWh_Before Competition Groups_56 | Advanced BAS/Controllers | 0.193% | 0 | 40.2555 | Residential_2031_Technical_GWh_Before Competition Groups_Advanced BAS/Controllers
Residential | Res ¦ Heat Recovery Ventilator | 2031 | Technical | GWh | Before Competition Groups | 39.9619 | 0 | 0 | 20854.3998 | 0.0019162 | 57 | Residential_2031_Technical_GWh_Before Competition Groups_57 | Heat Recovery Ventilator | 0.1916% | 0 | 39.9619 | Residential_2031_Technical_GWh_Before Competition Groups_Heat Recovery Ventilator
Residential | Res ¦ Central Lighting Control System | 2031 | Technical | GWh | Before Competition Groups | 38.2517 | 0 | 0 | 20854.3998 | 0.0018342 | 58 | Residential_2031_Technical_GWh_Before Competition Groups_58 | Central Lighting Control System | 0.1834% | 0 | 38.2517 | Residential_2031_Technical_GWh_Before Competition Groups_Central Lighting Control System
Residential | Res ¦ LED Exterior Area Lights - LED Fixture (200W) | 2031 | Technical | GWh | Before Competition Groups | 38.1491 | 0 | 0 | 20854.3998 | 0.0018293 | 59 | Residential_2031_Technical_GWh_Before Competition Groups_59 | LED Exterior Area Lights - LED Fixture (200W) | 0.1829% | 0 | 38.1491 | Residential_2031_Technical_GWh_Before Competition Groups_LED Exterior Area Lights - LED Fixture (200W)
Residential | Res ¦ INTEGRAL LED TROFFERS | 2031 | Technical | GWh | Before Competition Groups | 37.4241 | 0 | 0 | 20854.3998 | 0.0017945 | 60 | Residential_2031_Technical_GWh_Before Competition Groups_60 | INTEGRAL LED TROFFERS | 0.1795% | 0 | 37.4241 | Residential_2031_Technical_GWh_Before Competition Groups_INTEGRAL LED TROFFERS
Residential | Res ¦ Minimize Hot and Warm Clothes Wash | 2031 | Technical | GWh | Before Competition Groups | 35.1874 | 0 | 0 | 20854.3998 | 0.0016873 | 61 | Residential_2031_Technical_GWh_Before Competition Groups_61 | Minimize Hot and Warm Clothes Wash | 0.1687% | 0 | 35.1874 | Residential_2031_Technical_GWh_Before Competition Groups_Minimize Hot and Warm Clothes Wash
Residential | Res ¦ Furnace Whistle | 2031 | Technical | GWh | Before Competition Groups | 34.6638 | 0 | 0 | 20854.3998 | 0.0016622 | 62 | Residential_2031_Technical_GWh_Before Competition Groups_62 | Furnace Whistle | 0.1662% | 0 | 34.6638 | Residential_2031_Technical_GWh_Before Competition Groups_Furnace Whistle
Residential | Res ¦ Early Hot Water Heater Replacement | 2031 | Technical | GWh | Before Competition Groups | 31.3987 | 0 | 0 | 20854.3998 | 0.0015056 | 63 | Residential_2031_Technical_GWh_Before Competition Groups_63 | Early Hot Water Heater Replacement | 0.1506% | 0 | 31.3987 | Residential_2031_Technical_GWh_Before Competition Groups_Early Hot Water Heater Replacement
Residential | Res ¦ LED Tube Re-Lamp | 2031 | Technical | GWh | Before Competition Groups | 30.3933 | 0 | 0 | 20854.3998 | 0.0014574 | 64 | Residential_2031_Technical_GWh_Before Competition Groups_64 | LED Tube Re-Lamp | 0.1457% | 0 | 30.3933 | Residential_2031_Technical_GWh_Before Competition Groups_LED Tube Re-Lamp
Residential | Res ¦ Outside Air Economizer | 2031 | Technical | GWh | Before Competition Groups | 29.366 | 0 | 0 | 20854.3998 | 0.0014081 | 65 | Residential_2031_Technical_GWh_Before Competition Groups_65 | Outside Air Economizer | 0.1408% | 0 | 29.366 | Residential_2031_Technical_GWh_Before Competition Groups_Outside Air Economizer
Residential | Res ¦ Solar Water Heating System | 2031 | Technical | GWh | Before Competition Groups | 28.3957 | 0 | 0 | 20854.3998 | 0.0013616 | 66 | Residential_2031_Technical_GWh_Before Competition Groups_66 | Solar Water Heating System | 0.1362% | 0 | 28.3957 | Residential_2031_Technical_GWh_Before Competition Groups_Solar Water Heating System
Residential | Res ¦ Duct Insulation MF | 2031 | Technical | GWh | Before Competition Groups | 27.7968 | 0 | 0 | 20854.3998 | 0.0013329 | 67 | Residential_2031_Technical_GWh_Before Competition Groups_67 | Duct Insulation MF | 0.1333% | 0 | 27.7968 | Residential_2031_Technical_GWh_Before Competition Groups_Duct Insulation MF
Residential | Res ¦ Energy Star Dehumidifier | 2031 | Technical | GWh | Before Competition Groups | 25.7742 | 0 | 0 | 20854.3998 | 0.0012359 | 68 | Residential_2031_Technical_GWh_Before Competition Groups_68 | Energy Star Dehumidifier | 0.1236% | 0 | 25.7742 | Residential_2031_Technical_GWh_Before Competition Groups_Energy Star Dehumidifier
Residential | Res ¦ Central Air Conditioner Maintenance | 2031 | Technical | GWh | Before Competition Groups | 25.6511 | 0 | 0 | 20854.3998 | 0.00123 | 69 | Residential_2031_Technical_GWh_Before Competition Groups_69 | Central Air Conditioner Maintenance | 0.123% | 0 | 25.6511 | Residential_2031_Technical_GWh_Before Competition Groups_Central Air Conditioner Maintenance
Residential | Res ¦ High Efficiency Storage Water Heater | 2031 | Technical | GWh | Before Competition Groups | 25.1747 | 0 | 0 | 20854.3998 | 0.0012072 | 70 | Residential_2031_Technical_GWh_Before Competition Groups_70 | High Efficiency Storage Water Heater | 0.1207% | 0 | 25.1747 | Residential_2031_Technical_GWh_Before Competition Groups_High Efficiency Storage Water Heater
Residential | Res ¦ Energy Star Dishwasher | 2031 | Technical | GWh | Before Competition Groups | 23.5286 | 0 | 0 | 20854.3998 | 0.0011282 | 71 | Residential_2031_Technical_GWh_Before Competition Groups_71 | Energy Star Dishwasher | 0.1128% | 0 | 23.5286 | Residential_2031_Technical_GWh_Before Competition Groups_Energy Star Dishwasher
Residential | Res ¦ Drain Water Heat Recovery | 2031 | Technical | GWh | Before Competition Groups | 21.0891 | 0 | 0 | 20854.3998 | 0.0010113 | 72 | Residential_2031_Technical_GWh_Before Competition Groups_72 | Drain Water Heat Recovery | 0.1011% | 0 | 21.0891 | Residential_2031_Technical_GWh_Before Competition Groups_Drain Water Heat Recovery
Residential | Res ¦ Demand Control Ventilation | 2031 | Technical | GWh | Before Competition Groups | 18.5659 | 0 | 0 | 20854.3998 | 0.00089026 | 73 | Residential_2031_Technical_GWh_Before Competition Groups_73 | Demand Control Ventilation | 0.08903% | 0 | 18.5659 | Residential_2031_Technical_GWh_Before Competition Groups_Demand Control Ventilation
Residential | Res ¦ CO Sensors for parking garage exhaust fans | 2031 | Technical | GWh | Before Competition Groups | 18.5277 | 0 | 0 | 20854.3998 | 0.00088843 | 74 | Residential_2031_Technical_GWh_Before Competition Groups_74 | CO Sensors for parking garage exhaust fans | 0.08884% | 0 | 18.5277 | Residential_2031_Technical_GWh_Before Competition Groups_CO Sensors for parking garage exhaust fans
Residential | Res ¦ Condensing Make Up Air Unit | 2031 | Technical | GWh | Before Competition Groups | 15.7452 | 0 | 0 | 20854.3998 | 0.00075501 | 75 | Residential_2031_Technical_GWh_Before Competition Groups_75 | Condensing Make Up Air Unit | 0.0755% | 0 | 15.7452 | Residential_2031_Technical_GWh_Before Competition Groups_Condensing Make Up Air Unit
Residential | Res ¦ ENERGY STAR LED LAMPS (REFLECTOR LAMPs/MR16/PAR 16) | 2031 | Technical | GWh | Before Competition Groups | 15.2285 | 0 | 0 | 20854.3998 | 0.00073023 | 76 | Residential_2031_Technical_GWh_Before Competition Groups_76 | ENERGY STAR LED LAMPS (REFLECTOR LAMPs/MR16/PAR 16) | 0.07302% | 0 | 15.2285 | Residential_2031_Technical_GWh_Before Competition Groups_ENERGY STAR LED LAMPS (REFLECTOR LAMPs/MR16/PAR 16)
Residential | Res ¦ High Efficiency Chiller (avg of water and air cooled) | 2031 | Technical | GWh | Before Competition Groups | 14.8515 | 0 | 0 | 20854.3998 | 0.00071215 | 77 | Residential_2031_Technical_GWh_Before Competition Groups_77 | High Efficiency Chiller (avg of water and air cooled) | 0.07122% | 0 | 14.8515 | Residential_2031_Technical_GWh_Before Competition Groups_High Efficiency Chiller (avg of water and air cooled)
Residential | Res ¦ Variable Frequency Drive (VFD) | 2031 | Technical | GWh | Before Competition Groups | 14.7044 | 0 | 0 | 20854.3998 | 0.0007051 | 78 | Residential_2031_Technical_GWh_Before Competition Groups_78 | Variable Frequency Drive (VFD) | 0.07051% | 0 | 14.7044 | Residential_2031_Technical_GWh_Before Competition Groups_Variable Frequency Drive (VFD)
Residential | Res ¦ Water Heater Temperature Setback | 2031 | Technical | GWh | Before Competition Groups | 10.988 | 0 | 0 | 20854.3998 | 0.00052689 | 79 | Residential_2031_Technical_GWh_Before Competition Groups_79 | Water Heater Temperature Setback | 0.05269% | 0 | 10.988 | Residential_2031_Technical_GWh_Before Competition Groups_Water Heater Temperature Setback
Residential | Res ¦ DHW Recirculation Systems | 2031 | Technical | GWh | Before Competition Groups | 9.9205 | 0 | 0 | 20854.3998 | 0.00047571 | 80 | Residential_2031_Technical_GWh_Before Competition Groups_80 | DHW Recirculation Systems | 0.04757% | 0 | 9.9205 | Residential_2031_Technical_GWh_Before Competition Groups_DHW Recirculation Systems
Residential | Res ¦ Air Source Heat Pump Maintenance | 2031 | Technical | GWh | Before Competition Groups | 8.9719 | 0 | 0 | 20854.3998 | 0.00043021 | 81 | Residential_2031_Technical_GWh_Before Competition Groups_81 | Air Source Heat Pump Maintenance | 0.04302% | 0 | 8.9719 | Residential_2031_Technical_GWh_Before Competition Groups_Air Source Heat Pump Maintenance
Residential | Res ¦ VFD on Pumps | 2031 | Technical | GWh | Before Competition Groups | 4.5218 | 0 | 0 | 20854.3998 | 0.00021683 | 82 | Residential_2031_Technical_GWh_Before Competition Groups_82 | VFD on Pumps | 0.02168% | 0 | 4.5218 | Residential_2031_Technical_GWh_Before Competition Groups_VFD on Pumps
Residential | Res ¦ ENERGY STAR LED Lamps (General Service Lamps) | 2031 | Technical | GWh | Before Competition Groups | 3.5547 | 0 | 0 | 20854.3998 | 0.00017045 | 83 | Residential_2031_Technical_GWh_Before Competition Groups_83 | ENERGY STAR LED Lamps (General Service Lamps) | 0.01705% | 0 | 3.5547 | Residential_2031_Technical_GWh_Before Competition Groups_ENERGY STAR LED Lamps (General Service Lamps)
Residential | Res ¦ ECM MOTORS FOR HVAC APPLICATION (FAN-POWERED VAV BOX) | 2031 | Technical | GWh | Before Competition Groups | 2.9898 | 0 | 0 | 20854.3998 | 0.00014336 | 84 | Residential_2031_Technical_GWh_Before Competition Groups_84 | ECM MOTORS FOR HVAC APPLICATION (FAN-POWERED VAV BOX) | 0.01434% | 0 | 2.9898 | Residential_2031_Technical_GWh_Before Competition Groups_ECM MOTORS FOR HVAC APPLICATION (FAN-POWERED VAV BOX)
Residential | Res ¦ HVAC Optimization | 2031 | Technical | GWh | Before Competition Groups | 2.9043 | 0 | 0 | 20854.3998 | 0.00013927 | 85 | Residential_2031_Technical_GWh_Before Competition Groups_85 | HVAC Optimization | 0.01393% | 0 | 2.9043 | Residential_2031_Technical_GWh_Before Competition Groups_HVAC Optimization
Residential | Res ¦ Beverage Vending Machine Controls | 2031 | Technical | GWh | Before Competition Groups | 2.155 | 0 | 0 | 20854.3998 | 0.00010334 | 86 | Residential_2031_Technical_GWh_Before Competition Groups_86 | Beverage Vending Machine Controls | 0.01033% | 0 | 2.155 | Residential_2031_Technical_GWh_Before Competition Groups_Beverage Vending Machine Controls
Residential | Res ¦ Wall Insulation MF | 2031 | Technical | GWh | Before Competition Groups | 0.55828 | 0 | 0 | 20854.3998 | 2.677e-05 | 87 | Residential_2031_Technical_GWh_Before Competition Groups_87 | Wall Insulation MF | 0.002677% | 0 | 0.55828 | Residential_2031_Technical_GWh_Before Competition Groups_Wall Insulation MF
Residential | Res ¦ Chilled Water Optimization | 2031 | Technical | GWh | Before Competition Groups | 0.37487 | 0 | 0 | 20854.3998 | 1.7976e-05 | 88 | Residential_2031_Technical_GWh_Before Competition Groups_88 | Chilled Water Optimization | 0.001798% | 0 | 0.37487 | Residential_2031_Technical_GWh_Before Competition Groups_Chilled Water Optimization
Residential | Res ¦ LED Recessed Downlights | 2031 | Technical | GWh | Before Competition Groups | 0.202 | 0 | 0 | 20854.3998 | 9.6863e-06 | 89 | Residential_2031_Technical_GWh_Before Competition Groups_89 | LED Recessed Downlights | 0.0009686% | 0 | 0.202 | Residential_2031_Technical_GWh_Before Competition Groups_LED Recessed Downlights
Residential | Res ¦ LED High Bay Fixture | 2031 | Technical | GWh | Before Competition Groups | 0.17262 | 0 | 0 | 20854.3998 | 8.2774e-06 | 90 | Residential_2031_Technical_GWh_Before Competition Groups_90 | LED High Bay Fixture | 0.0008277% | 0 | 0.17262 | Residential_2031_Technical_GWh_Before Competition Groups_LED High Bay Fixture
Residential | Res ¦ Solar Water Preheat (Pools/DHW) | 2031 | Technical | GWh | Before Competition Groups | 0.08905 | 0 | 0 | 20854.3998 | 4.2701e-06 | 91 | Residential_2031_Technical_GWh_Before Competition Groups_91 | Solar Water Preheat (Pools/DHW) | 0.000427% | 0 | 0.08905 | Residential_2031_Technical_GWh_Before Competition Groups_Solar Water Preheat (Pools/DHW)
Residential | Res ¦ Photocell Controls (Outdoor) | 2031 | Technical | GWh | Before Competition Groups | 0.00021374 | 0 | 0 | 20854.3998 | 1.0249e-08 | 92 | Residential_2031_Technical_GWh_Before Competition Groups_92 | Photocell Controls (Outdoor) | 1.025e-06% | 0 | 0.00021374 | Residential_2031_Technical_GWh_Before Competition Groups_Photocell Controls (Outdoor)
Residential | Res ¦ Energy Star A Line, PAR, MR Lamps | 2032 | Economic | GWh | Before Competition Groups | 2007.7096 | 0 | 0 | 11962.6077 | 0.16783 | 1 | Residential_2032_Economic_GWh_Before Competition Groups_1 | Energy Star A Line, PAR, MR Lamps | 16.78% | 0 | 2007.7096 | Residential_2032_Economic_GWh_Before Competition Groups_Energy Star A Line, PAR, MR Lamps
Residential | Res ¦ Energy Star LED Bulbs General Purpose LEDs | 2032 | Economic | GWh | Before Competition Groups | 1979.2173 | 0 | 0 | 11962.6077 | 0.16545 | 2 | Residential_2032_Economic_GWh_Before Competition Groups_2 | Energy Star LED Bulbs General Purpose LEDs | 16.55% | 0 | 1979.2173 | Residential_2032_Economic_GWh_Before Competition Groups_Energy Star LED Bulbs General Purpose LEDs
Residential | Res ¦ Energy Star LED Specialty Bulbs | 2032 | Economic | GWh | Before Competition Groups | 1808.8906 | 0 | 0 | 11962.6077 | 0.15121 | 3 | Residential_2032_Economic_GWh_Before Competition Groups_3 | Energy Star LED Specialty Bulbs | 15.12% | 0 | 1808.8906 | Residential_2032_Economic_GWh_Before Competition Groups_Energy Star LED Specialty Bulbs
Residential | Res ¦ Adaptive Thermostat | 2032 | Economic | GWh | Before Competition Groups | 683.0503 | 0 | 0 | 11962.6077 | 0.057099 | 4 | Residential_2032_Economic_GWh_Before Competition Groups_4 | Adaptive Thermostat | 5.71% | 0 | 683.0503 | Residential_2032_Economic_GWh_Before Competition Groups_Adaptive Thermostat
Residential | Res ¦ Energy Star Clothes Washer | 2032 | Economic | GWh | Before Competition Groups | 658.057 | 0 | 0 | 11962.6077 | 0.055009 | 5 | Residential_2032_Economic_GWh_Before Competition Groups_5 | Energy Star Clothes Washer | 5.501% | 0 | 658.057 | Residential_2032_Economic_GWh_Before Competition Groups_Energy Star Clothes Washer
Residential | Res ¦ Ductless Mini-Split Heat Pump | 2032 | Economic | GWh | Before Competition Groups | 628.0338 | 0 | 0 | 11962.6077 | 0.0525 | 6 | Residential_2032_Economic_GWh_Before Competition Groups_6 | Ductless Mini-Split Heat Pump | 5.25% | 0 | 628.0338 | Residential_2032_Economic_GWh_Before Competition Groups_Ductless Mini-Split Heat Pump
Residential | Res ¦ Air Sealing | 2032 | Economic | GWh | Before Competition Groups | 475.633 | 0 | 0 | 11962.6077 | 0.03976 | 7 | Residential_2032_Economic_GWh_Before Competition Groups_7 | Air Sealing | 3.976% | 0 | 475.633 | Residential_2032_Economic_GWh_Before Competition Groups_Air Sealing
Residential | Res ¦ Car Block Heater Timer | 2032 | Economic | GWh | Before Competition Groups | 359.1393 | 0 | 0 | 11962.6077 | 0.030022 | 8 | Residential_2032_Economic_GWh_Before Competition Groups_8 | Car Block Heater Timer | 3.002% | 0 | 359.1393 | Residential_2032_Economic_GWh_Before Competition Groups_Car Block Heater Timer
Residential | Res ¦ Energy Star Air Source Heat Pump | 2032 | Economic | GWh | Before Competition Groups | 358.6296 | 0 | 0 | 11962.6077 | 0.029979 | 9 | Residential_2032_Economic_GWh_Before Competition Groups_9 | Energy Star Air Source Heat Pump | 2.998% | 0 | 358.6296 | Residential_2032_Economic_GWh_Before Competition Groups_Energy Star Air Source Heat Pump
Residential | Res ¦ Variable Speed Pool Pump Motor | 2032 | Economic | GWh | Before Competition Groups | 349.2922 | 0 | 0 | 11962.6077 | 0.029199 | 10 | Residential_2032_Economic_GWh_Before Competition Groups_10 | Variable Speed Pool Pump Motor | 2.92% | 0 | 349.2922 | Residential_2032_Economic_GWh_Before Competition Groups_Variable Speed Pool Pump Motor
Residential | Res ¦ Energy Star Torchiere | 2032 | Economic | GWh | Before Competition Groups | 288.4544 | 0 | 0 | 11962.6077 | 0.024113 | 11 | Residential_2032_Economic_GWh_Before Competition Groups_11 | Energy Star Torchiere | 2.411% | 0 | 288.4544 | Residential_2032_Economic_GWh_Before Competition Groups_Energy Star Torchiere
Residential | Res ¦ Building Recommissioning, Operations and Maintenance (O&M) Improvements | 2032 | Economic | GWh | Before Competition Groups | 270.6952 | 0 | 0 | 11962.6077 | 0.022628 | 12 | Residential_2032_Economic_GWh_Before Competition Groups_12 | Building Recommissioning, Operations and Maintenance (O&M) Improvements | 2.263% | 0 | 270.6952 | Residential_2032_Economic_GWh_Before Competition Groups_Building Recommissioning, Operations and Maintenance (O&M) Improvements
Residential | Res ¦ Basement Wall Insulation | 2032 | Economic | GWh | Before Competition Groups | 249.6776 | 0 | 0 | 11962.6077 | 0.020871 | 13 | Residential_2032_Economic_GWh_Before Competition Groups_13 | Basement Wall Insulation | 2.087% | 0 | 249.6776 | Residential_2032_Economic_GWh_Before Competition Groups_Basement Wall Insulation
Residential | Res ¦ Energy Star Clothes Dryer | 2032 | Economic | GWh | Before Competition Groups | 202.6307 | 0 | 0 | 11962.6077 | 0.016939 | 14 | Residential_2032_Economic_GWh_Before Competition Groups_14 | Energy Star Clothes Dryer | 1.694% | 0 | 202.6307 | Residential_2032_Economic_GWh_Before Competition Groups_Energy Star Clothes Dryer
Residential | Res ¦ Attic Insulation | 2032 | Economic | GWh | Before Competition Groups | 192.6102 | 0 | 0 | 11962.6077 | 0.016101 | 15 | Residential_2032_Economic_GWh_Before Competition Groups_15 | Attic Insulation | 1.61% | 0 | 192.6102 | Residential_2032_Economic_GWh_Before Competition Groups_Attic Insulation
Residential | Res ¦ Comprehensive Draft Proofing | 2032 | Economic | GWh | Before Competition Groups | 137.6789 | 0 | 0 | 11962.6077 | 0.011509 | 16 | Residential_2032_Economic_GWh_Before Competition Groups_16 | Comprehensive Draft Proofing | 1.151% | 0 | 137.6789 | Residential_2032_Economic_GWh_Before Competition Groups_Comprehensive Draft Proofing
Residential | Res ¦ Energy Star Light Fixture | 2032 | Economic | GWh | Before Competition Groups | 124.1004 | 0 | 0 | 11962.6077 | 0.010374 | 17 | Residential_2032_Economic_GWh_Before Competition Groups_17 | Energy Star Light Fixture | 1.037% | 0 | 124.1004 | Residential_2032_Economic_GWh_Before Competition Groups_Energy Star Light Fixture
Residential | Res ¦ Energy Star Room Air Conditioner | 2032 | Economic | GWh | Before Competition Groups | 117.6837 | 0 | 0 | 11962.6077 | 0.0098376 | 18 | Residential_2032_Economic_GWh_Before Competition Groups_18 | Energy Star Room Air Conditioner | 0.9838% | 0 | 117.6837 | Residential_2032_Economic_GWh_Before Competition Groups_Energy Star Room Air Conditioner
Residential | Res ¦ LED Parking Lot Fixture | 2032 | Economic | GWh | Before Competition Groups | 81.6751 | 0 | 0 | 11962.6077 | 0.0068275 | 19 | Residential_2032_Economic_GWh_Before Competition Groups_19 | LED Parking Lot Fixture | 0.6828% | 0 | 81.6751 | Residential_2032_Economic_GWh_Before Competition Groups_LED Parking Lot Fixture
Residential | Res ¦ Smart Burners | 2032 | Economic | GWh | Before Competition Groups | 80.0794 | 0 | 0 | 11962.6077 | 0.0066941 | 20 | Residential_2032_Economic_GWh_Before Competition Groups_20 | Smart Burners | 0.6694% | 0 | 80.0794 | Residential_2032_Economic_GWh_Before Competition Groups_Smart Burners
Residential | Res ¦ Refrigerator Recycling | 2032 | Economic | GWh | Before Competition Groups | 70.9584 | 0 | 0 | 11962.6077 | 0.0059317 | 21 | Residential_2032_Economic_GWh_Before Competition Groups_21 | Refrigerator Recycling | 0.5932% | 0 | 70.9584 | Residential_2032_Economic_GWh_Before Competition Groups_Refrigerator Recycling
Residential | Res ¦ Occupancy Sensors MF | 2032 | Economic | GWh | Before Competition Groups | 66.0027 | 0 | 0 | 11962.6077 | 0.0055174 | 22 | Residential_2032_Economic_GWh_Before Competition Groups_22 | Occupancy Sensors MF | 0.5517% | 0 | 66.0027 | Residential_2032_Economic_GWh_Before Competition Groups_Occupancy Sensors MF
Residential | Res ¦ Clothes Drying Racks | 2032 | Economic | GWh | Before Competition Groups | 64.7953 | 0 | 0 | 11962.6077 | 0.0054165 | 23 | Residential_2032_Economic_GWh_Before Competition Groups_23 | Clothes Drying Racks | 0.5416% | 0 | 64.7953 | Residential_2032_Economic_GWh_Before Competition Groups_Clothes Drying Racks
Residential | Res ¦ Freezer Recycling | 2032 | Economic | GWh | Before Competition Groups | 62.2615 | 0 | 0 | 11962.6077 | 0.0052047 | 24 | Residential_2032_Economic_GWh_Before Competition Groups_24 | Freezer Recycling | 0.5205% | 0 | 62.2615 | Residential_2032_Economic_GWh_Before Competition Groups_Freezer Recycling
Residential | Res ¦ Duct Insulation | 2032 | Economic | GWh | Before Competition Groups | 55.3737 | 0 | 0 | 11962.6077 | 0.0046289 | 25 | Residential_2032_Economic_GWh_Before Competition Groups_25 | Duct Insulation | 0.4629% | 0 | 55.3737 | Residential_2032_Economic_GWh_Before Competition Groups_Duct Insulation
Residential | Res ¦ Floor Insulation | 2032 | Economic | GWh | Before Competition Groups | 50.4803 | 0 | 0 | 11962.6077 | 0.0042198 | 26 | Residential_2032_Economic_GWh_Before Competition Groups_26 | Floor Insulation | 0.422% | 0 | 50.4803 | Residential_2032_Economic_GWh_Before Competition Groups_Floor Insulation
Residential | Res ¦ Energy Star Freezer | 2032 | Economic | GWh | Before Competition Groups | 45.2404 | 0 | 0 | 11962.6077 | 0.0037818 | 27 | Residential_2032_Economic_GWh_Before Competition Groups_27 | Energy Star Freezer | 0.3782% | 0 | 45.2404 | Residential_2032_Economic_GWh_Before Competition Groups_Energy Star Freezer
Residential | Res ¦ Home Energy Reports | 2032 | Economic | GWh | Before Competition Groups | 43.0962 | 0 | 0 | 11962.6077 | 0.0036026 | 28 | Residential_2032_Economic_GWh_Before Competition Groups_28 | Home Energy Reports | 0.3603% | 0 | 43.0962 | Residential_2032_Economic_GWh_Before Competition Groups_Home Energy Reports
Residential | Res ¦ Heat Recovery Ventilator | 2032 | Economic | GWh | Before Competition Groups | 41.324 | 0 | 0 | 11962.6077 | 0.0034544 | 29 | Residential_2032_Economic_GWh_Before Competition Groups_29 | Heat Recovery Ventilator | 0.3454% | 0 | 41.324 | Residential_2032_Economic_GWh_Before Competition Groups_Heat Recovery Ventilator
Residential | Res ¦ Advanced BAS/Controllers | 2032 | Economic | GWh | Before Competition Groups | 39.6195 | 0 | 0 | 11962.6077 | 0.0033119 | 30 | Residential_2032_Economic_GWh_Before Competition Groups_30 | Advanced BAS/Controllers | 0.3312% | 0 | 39.6195 | Residential_2032_Economic_GWh_Before Competition Groups_Advanced BAS/Controllers
Residential | Res ¦ LED Exterior Area Lights - LED Fixture (200W) | 2032 | Economic | GWh | Before Competition Groups | 38.2731 | 0 | 0 | 11962.6077 | 0.0031994 | 31 | Residential_2032_Economic_GWh_Before Competition Groups_31 | LED Exterior Area Lights - LED Fixture (200W) | 0.3199% | 0 | 38.2731 | Residential_2032_Economic_GWh_Before Competition Groups_LED Exterior Area Lights - LED Fixture (200W)
Residential | Res ¦ Minimize Hot and Warm Clothes Wash | 2032 | Economic | GWh | Before Competition Groups | 34.6315 | 0 | 0 | 11962.6077 | 0.002895 | 32 | Residential_2032_Economic_GWh_Before Competition Groups_32 | Minimize Hot and Warm Clothes Wash | 0.2895% | 0 | 34.6315 | Residential_2032_Economic_GWh_Before Competition Groups_Minimize Hot and Warm Clothes Wash
Residential | Res ¦ Furnace Whistle | 2032 | Economic | GWh | Before Competition Groups | 34.1161 | 0 | 0 | 11962.6077 | 0.0028519 | 33 | Residential_2032_Economic_GWh_Before Competition Groups_33 | Furnace Whistle | 0.2852% | 0 | 34.1161 | Residential_2032_Economic_GWh_Before Competition Groups_Furnace Whistle
Residential | Res ¦ LED Tube Re-Lamp | 2032 | Economic | GWh | Before Competition Groups | 31.2062 | 0 | 0 | 11962.6077 | 0.0026086 | 34 | Residential_2032_Economic_GWh_Before Competition Groups_34 | LED Tube Re-Lamp | 0.2609% | 0 | 31.2062 | Residential_2032_Economic_GWh_Before Competition Groups_LED Tube Re-Lamp
Residential | Res ¦ Outside Air Economizer | 2032 | Economic | GWh | Before Competition Groups | 29.7136 | 0 | 0 | 11962.6077 | 0.0024839 | 35 | Residential_2032_Economic_GWh_Before Competition Groups_35 | Outside Air Economizer | 0.2484% | 0 | 29.7136 | Residential_2032_Economic_GWh_Before Competition Groups_Outside Air Economizer
Residential | Res ¦ Tankless Water Heater | 2032 | Economic | GWh | Before Competition Groups | 26.5264 | 0 | 0 | 11962.6077 | 0.0022174 | 36 | Residential_2032_Economic_GWh_Before Competition Groups_36 | Tankless Water Heater | 0.2217% | 0 | 26.5264 | Residential_2032_Economic_GWh_Before Competition Groups_Tankless Water Heater
Residential | Res ¦ Energy Star Dehumidifier | 2032 | Economic | GWh | Before Competition Groups | 25.367 | 0 | 0 | 11962.6077 | 0.0021205 | 37 | Residential_2032_Economic_GWh_Before Competition Groups_37 | Energy Star Dehumidifier | 0.2121% | 0 | 25.367 | Residential_2032_Economic_GWh_Before Competition Groups_Energy Star Dehumidifier
Residential | Res ¦ Duct Insulation MF | 2032 | Economic | GWh | Before Competition Groups | 20.7607 | 0 | 0 | 11962.6077 | 0.0017355 | 38 | Residential_2032_Economic_GWh_Before Competition Groups_38 | Duct Insulation MF | 0.1735% | 0 | 20.7607 | Residential_2032_Economic_GWh_Before Competition Groups_Duct Insulation MF
Residential | Res ¦ CO Sensors for parking garage exhaust fans | 2032 | Economic | GWh | Before Competition Groups | 18.747 | 0 | 0 | 11962.6077 | 0.0015671 | 39 | Residential_2032_Economic_GWh_Before Competition Groups_39 | CO Sensors for parking garage exhaust fans | 0.1567% | 0 | 18.747 | Residential_2032_Economic_GWh_Before Competition Groups_CO Sensors for parking garage exhaust fans
Residential | Res ¦ Demand Control Ventilation | 2032 | Economic | GWh | Before Competition Groups | 18.2725 | 0 | 0 | 11962.6077 | 0.0015275 | 40 | Residential_2032_Economic_GWh_Before Competition Groups_40 | Demand Control Ventilation | 0.1527% | 0 | 18.2725 | Residential_2032_Economic_GWh_Before Competition Groups_Demand Control Ventilation
Residential | Res ¦ Condensing Make Up Air Unit | 2032 | Economic | GWh | Before Competition Groups | 16.6644 | 0 | 0 | 11962.6077 | 0.001393 | 41 | Residential_2032_Economic_GWh_Before Competition Groups_41 | Condensing Make Up Air Unit | 0.1393% | 0 | 16.6644 | Residential_2032_Economic_GWh_Before Competition Groups_Condensing Make Up Air Unit
Residential | Res ¦ High Efficiency Chiller (avg of water and air cooled) | 2032 | Economic | GWh | Before Competition Groups | 15.765 | 0 | 0 | 11962.6077 | 0.0013179 | 42 | Residential_2032_Economic_GWh_Before Competition Groups_42 | High Efficiency Chiller (avg of water and air cooled) | 0.1318% | 0 | 15.765 | Residential_2032_Economic_GWh_Before Competition Groups_High Efficiency Chiller (avg of water and air cooled)
Residential | Res ¦ ENERGY STAR LED LAMPS (REFLECTOR LAMPs/MR16/PAR 16) | 2032 | Economic | GWh | Before Competition Groups | 15.2184 | 0 | 0 | 11962.6077 | 0.0012722 | 43 | Residential_2032_Economic_GWh_Before Competition Groups_43 | ENERGY STAR LED LAMPS (REFLECTOR LAMPs/MR16/PAR 16) | 0.1272% | 0 | 15.2184 | Residential_2032_Economic_GWh_Before Competition Groups_ENERGY STAR LED LAMPS (REFLECTOR LAMPs/MR16/PAR 16)
Residential | Res ¦ Variable Frequency Drive (VFD) | 2032 | Economic | GWh | Before Competition Groups | 14.4721 | 0 | 0 | 11962.6077 | 0.0012098 | 44 | Residential_2032_Economic_GWh_Before Competition Groups_44 | Variable Frequency Drive (VFD) | 0.121% | 0 | 14.4721 | Residential_2032_Economic_GWh_Before Competition Groups_Variable Frequency Drive (VFD)
Residential | Res ¦ Water Heater Temperature Setback | 2032 | Economic | GWh | Before Competition Groups | 10.8144 | 0 | 0 | 11962.6077 | 0.00090402 | 45 | Residential_2032_Economic_GWh_Before Competition Groups_45 | Water Heater Temperature Setback | 0.0904% | 0 | 10.8144 | Residential_2032_Economic_GWh_Before Competition Groups_Water Heater Temperature Setback
Residential | Res ¦ Wall Insulation | 2032 | Economic | GWh | Before Competition Groups | 6.1448 | 0 | 0 | 11962.6077 | 0.00051366 | 46 | Residential_2032_Economic_GWh_Before Competition Groups_46 | Wall Insulation | 0.05137% | 0 | 6.1448 | Residential_2032_Economic_GWh_Before Competition Groups_Wall Insulation
Residential | Res ¦ VFD on Pumps | 2032 | Economic | GWh | Before Competition Groups | 4.4503 | 0 | 0 | 11962.6077 | 0.00037202 | 47 | Residential_2032_Economic_GWh_Before Competition Groups_47 | VFD on Pumps | 0.0372% | 0 | 4.4503 | Residential_2032_Economic_GWh_Before Competition Groups_VFD on Pumps
Residential | Res ¦ ENERGY STAR LED Lamps (General Service Lamps) | 2032 | Economic | GWh | Before Competition Groups | 3.5616 | 0 | 0 | 11962.6077 | 0.00029773 | 48 | Residential_2032_Economic_GWh_Before Competition Groups_48 | ENERGY STAR LED Lamps (General Service Lamps) | 0.02977% | 0 | 3.5616 | Residential_2032_Economic_GWh_Before Competition Groups_ENERGY STAR LED Lamps (General Service Lamps)
Residential | Res ¦ ECM MOTORS FOR HVAC APPLICATION (FAN-POWERED VAV BOX) | 2032 | Economic | GWh | Before Competition Groups | 3.0249 | 0 | 0 | 11962.6077 | 0.00025287 | 49 | Residential_2032_Economic_GWh_Before Competition Groups_49 | ECM MOTORS FOR HVAC APPLICATION (FAN-POWERED VAV BOX) | 0.02529% | 0 | 3.0249 | Residential_2032_Economic_GWh_Before Competition Groups_ECM MOTORS FOR HVAC APPLICATION (FAN-POWERED VAV BOX)
Residential | Res ¦ Beverage Vending Machine Controls | 2032 | Economic | GWh | Before Competition Groups | 2.1804 | 0 | 0 | 11962.6077 | 0.00018227 | 50 | Residential_2032_Economic_GWh_Before Competition Groups_50 | Beverage Vending Machine Controls | 0.01823% | 0 | 2.1804 | Residential_2032_Economic_GWh_Before Competition Groups_Beverage Vending Machine Controls
Residential | Res ¦ Chilled Water Optimization | 2032 | Economic | GWh | Before Competition Groups | 0.39665 | 0 | 0 | 11962.6077 | 3.3157e-05 | 51 | Residential_2032_Economic_GWh_Before Competition Groups_51 | Chilled Water Optimization | 0.003316% | 0 | 0.39665 | Residential_2032_Economic_GWh_Before Competition Groups_Chilled Water Optimization
Residential | Res ¦ LED High Bay Fixture | 2032 | Economic | GWh | Before Competition Groups | 0.16657 | 0 | 0 | 11962.6077 | 1.3924e-05 | 52 | Residential_2032_Economic_GWh_Before Competition Groups_52 | LED High Bay Fixture | 0.001392% | 0 | 0.16657 | Residential_2032_Economic_GWh_Before Competition Groups_LED High Bay Fixture
Residential | Res ¦ Wall Insulation MF | 2032 | Economic | GWh | Before Competition Groups | 0.043977 | 0 | 0 | 11962.6077 | 3.6762e-06 | 53 | Residential_2032_Economic_GWh_Before Competition Groups_53 | Wall Insulation MF | 0.0003676% | 0 | 0.043977 | Residential_2032_Economic_GWh_Before Competition Groups_Wall Insulation MF
Residential | Res ¦ Heavy Duty Outdoor/Holiday Plug-in Timers | 2032 | Economic | GWh | Before Competition Groups | 0 | 0 | 0 | 11962.6077 | 0 | 54 | Residential_2032_Economic_GWh_Before Competition Groups_54 | Heavy Duty Outdoor/Holiday Plug-in Timers | 0% | 0 | 0 | Residential_2032_Economic_GWh_Before Competition Groups_Heavy Duty Outdoor/Holiday Plug-in Timers
Residential | Res ¦ LED Downlight | 2032 | Economic | GWh | Before Competition Groups | 0 | 0 | 0 | 11962.6077 | 0 | 55 | Residential_2032_Economic_GWh_Before Competition Groups_55 | LED Downlight | 0% | 0 | 0 | Residential_2032_Economic_GWh_Before Competition Groups_LED Downlight
Residential | Res ¦ Smart Power Bar | 2032 | Economic | GWh | Before Competition Groups | 0 | 0 | 0 | 11962.6077 | 0 | 56 | Residential_2032_Economic_GWh_Before Competition Groups_56 | Smart Power Bar | 0% | 0 | 0 | Residential_2032_Economic_GWh_Before Competition Groups_Smart Power Bar
Residential | Res ¦ Energy Star LED Specialty Bulbs | 2032 | SC A | GWh | Before Competition Groups | 561.1606 | 0 | 0 | 3366.427 | 0.16669 | 1 | Residential_2032_SC A_GWh_Before Competition Groups_1 | Energy Star LED Specialty Bulbs | 16.67% | 0 | 561.1606 | Residential_2032_SC A_GWh_Before Competition Groups_Energy Star LED Specialty Bulbs
Residential | Res ¦ Energy Star Clothes Washer | 2032 | SC A | GWh | Before Competition Groups | 348.938 | 0 | 0 | 3366.427 | 0.10365 | 2 | Residential_2032_SC A_GWh_Before Competition Groups_2 | Energy Star Clothes Washer | 10.37% | 0 | 348.938 | Residential_2032_SC A_GWh_Before Competition Groups_Energy Star Clothes Washer
Residential | Res ¦ Ductless Mini-Split Heat Pump | 2032 | SC A | GWh | Before Competition Groups | 302.176 | 0 | 0 | 3366.427 | 0.089762 | 3 | Residential_2032_SC A_GWh_Before Competition Groups_3 | Ductless Mini-Split Heat Pump | 8.976% | 0 | 302.176 | Residential_2032_SC A_GWh_Before Competition Groups_Ductless Mini-Split Heat Pump
Residential | Res ¦ Energy Star A Line, PAR, MR Lamps | 2032 | SC A | GWh | Before Competition Groups | 254.8708 | 0 | 0 | 3366.427 | 0.07571 | 4 | Residential_2032_SC A_GWh_Before Competition Groups_4 | Energy Star A Line, PAR, MR Lamps | 7.571% | 0 | 254.8708 | Residential_2032_SC A_GWh_Before Competition Groups_Energy Star A Line, PAR, MR Lamps
Residential | Res ¦ Car Block Heater Timer | 2032 | SC A | GWh | Before Competition Groups | 217.1873 | 0 | 0 | 3366.427 | 0.064516 | 5 | Residential_2032_SC A_GWh_Before Competition Groups_5 | Car Block Heater Timer | 6.452% | 0 | 217.1873 | Residential_2032_SC A_GWh_Before Competition Groups_Car Block Heater Timer
Residential | Res ¦ Energy Star LED Bulbs General Purpose LEDs | 2032 | SC A | GWh | Before Competition Groups | 194.3487 | 0 | 0 | 3366.427 | 0.057731 | 6 | Residential_2032_SC A_GWh_Before Competition Groups_6 | Energy Star LED Bulbs General Purpose LEDs | 5.773% | 0 | 194.3487 | Residential_2032_SC A_GWh_Before Competition Groups_Energy Star LED Bulbs General Purpose LEDs
Residential | Res ¦ Building Recommissioning, Operations and Maintenance (O&M) Improvements | 2032 | SC A | GWh | Before Competition Groups | 174.6177 | 0 | 0 | 3366.427 | 0.05187 | 7 | Residential_2032_SC A_GWh_Before Competition Groups_7 | Building Recommissioning, Operations and Maintenance (O&M) Improvements | 5.187% | 0 | 174.6177 | Residential_2032_SC A_GWh_Before Competition Groups_Building Recommissioning, Operations and Maintenance (O&M) Improvements
Residential | Res ¦ Variable Speed Pool Pump Motor | 2032 | SC A | GWh | Before Competition Groups | 163.1465 | 0 | 0 | 3366.427 | 0.048463 | 8 | Residential_2032_SC A_GWh_Before Competition Groups_8 | Variable Speed Pool Pump Motor | 4.846% | 0 | 163.1465 | Residential_2032_SC A_GWh_Before Competition Groups_Variable Speed Pool Pump Motor
Residential | Res ¦ Energy Star Torchiere | 2032 | SC A | GWh | Before Competition Groups | 132.4893 | 0 | 0 | 3366.427 | 0.039356 | 9 | Residential_2032_SC A_GWh_Before Competition Groups_9 | Energy Star Torchiere | 3.936% | 0 | 132.4893 | Residential_2032_SC A_GWh_Before Competition Groups_Energy Star Torchiere
Residential | Res ¦ Adaptive Thermostat | 2032 | SC A | GWh | Before Competition Groups | 103.0693 | 0 | 0 | 3366.427 | 0.030617 | 10 | Residential_2032_SC A_GWh_Before Competition Groups_10 | Adaptive Thermostat | 3.062% | 0 | 103.0693 | Residential_2032_SC A_GWh_Before Competition Groups_Adaptive Thermostat
Residential | Res ¦ Comprehensive Draft Proofing | 2032 | SC A | GWh | Before Competition Groups | 84.5307 | 0 | 0 | 3366.427 | 0.02511 | 11 | Residential_2032_SC A_GWh_Before Competition Groups_11 | Comprehensive Draft Proofing | 2.511% | 0 | 84.5307 | Residential_2032_SC A_GWh_Before Competition Groups_Comprehensive Draft Proofing
Residential | Res ¦ LED Parking Lot Fixture | 2032 | SC A | GWh | Before Competition Groups | 78.9879 | 0 | 0 | 3366.427 | 0.023463 | 12 | Residential_2032_SC A_GWh_Before Competition Groups_12 | LED Parking Lot Fixture | 2.346% | 0 | 78.9879 | Residential_2032_SC A_GWh_Before Competition Groups_LED Parking Lot Fixture
Residential | Res ¦ Energy Star Air Source Heat Pump | 2032 | SC A | GWh | Before Competition Groups | 76.8346 | 0 | 0 | 3366.427 | 0.022824 | 13 | Residential_2032_SC A_GWh_Before Competition Groups_13 | Energy Star Air Source Heat Pump | 2.282% | 0 | 76.8346 | Residential_2032_SC A_GWh_Before Competition Groups_Energy Star Air Source Heat Pump
Residential | Res ¦ Air Sealing | 2032 | SC A | GWh | Before Competition Groups | 75.0325 | 0 | 0 | 3366.427 | 0.022288 | 14 | Residential_2032_SC A_GWh_Before Competition Groups_14 | Air Sealing | 2.229% | 0 | 75.0325 | Residential_2032_SC A_GWh_Before Competition Groups_Air Sealing
Residential | Res ¦ Basement Wall Insulation | 2032 | SC A | GWh | Before Competition Groups | 72.7847 | 0 | 0 | 3366.427 | 0.021621 | 15 | Residential_2032_SC A_GWh_Before Competition Groups_15 | Basement Wall Insulation | 2.162% | 0 | 72.7847 | Residential_2032_SC A_GWh_Before Competition Groups_Basement Wall Insulation
Residential | Res ¦ Energy Star Clothes Dryer | 2032 | SC A | GWh | Before Competition Groups | 50.3748 | 0 | 0 | 3366.427 | 0.014964 | 16 | Residential_2032_SC A_GWh_Before Competition Groups_16 | Energy Star Clothes Dryer | 1.496% | 0 | 50.3748 | Residential_2032_SC A_GWh_Before Competition Groups_Energy Star Clothes Dryer
Residential | Res ¦ Occupancy Sensors MF | 2032 | SC A | GWh | Before Competition Groups | 49.8038 | 0 | 0 | 3366.427 | 0.014794 | 17 | Residential_2032_SC A_GWh_Before Competition Groups_17 | Occupancy Sensors MF | 1.479% | 0 | 49.8038 | Residential_2032_SC A_GWh_Before Competition Groups_Occupancy Sensors MF
Residential | Res ¦ Energy Star Light Fixture | 2032 | SC A | GWh | Before Competition Groups | 48.7833 | 0 | 0 | 3366.427 | 0.014491 | 18 | Residential_2032_SC A_GWh_Before Competition Groups_18 | Energy Star Light Fixture | 1.449% | 0 | 48.7833 | Residential_2032_SC A_GWh_Before Competition Groups_Energy Star Light Fixture
Residential | Res ¦ LED Exterior Area Lights - LED Fixture (200W) | 2032 | SC A | GWh | Before Competition Groups | 38.4974 | 0 | 0 | 3366.427 | 0.011436 | 19 | Residential_2032_SC A_GWh_Before Competition Groups_19 | LED Exterior Area Lights - LED Fixture (200W) | 1.144% | 0 | 38.4974 | Residential_2032_SC A_GWh_Before Competition Groups_LED Exterior Area Lights - LED Fixture (200W)
Residential | Res ¦ Refrigerator Recycling | 2032 | SC A | GWh | Before Competition Groups | 33.2579 | 0 | 0 | 3366.427 | 0.0098793 | 20 | Residential_2032_SC A_GWh_Before Competition Groups_20 | Refrigerator Recycling | 0.9879% | 0 | 33.2579 | Residential_2032_SC A_GWh_Before Competition Groups_Refrigerator Recycling
Residential | Res ¦ Home Energy Reports | 2032 | SC A | GWh | Before Competition Groups | 27.6254 | 0 | 0 | 3366.427 | 0.0082061 | 21 | Residential_2032_SC A_GWh_Before Competition Groups_21 | Home Energy Reports | 0.8206% | 0 | 27.6254 | Residential_2032_SC A_GWh_Before Competition Groups_Home Energy Reports
Residential | Res ¦ LED Tube Re-Lamp | 2032 | SC A | GWh | Before Competition Groups | 26.9299 | 0 | 0 | 3366.427 | 0.0079996 | 22 | Residential_2032_SC A_GWh_Before Competition Groups_22 | LED Tube Re-Lamp | 0.8% | 0 | 26.9299 | Residential_2032_SC A_GWh_Before Competition Groups_LED Tube Re-Lamp
Residential | Res ¦ Energy Star Room Air Conditioner | 2032 | SC A | GWh | Before Competition Groups | 25.5925 | 0 | 0 | 3366.427 | 0.0076023 | 23 | Residential_2032_SC A_GWh_Before Competition Groups_23 | Energy Star Room Air Conditioner | 0.7602% | 0 | 25.5925 | Residential_2032_SC A_GWh_Before Competition Groups_Energy Star Room Air Conditioner
Residential | Res ¦ Energy Star Freezer | 2032 | SC A | GWh | Before Competition Groups | 23.1165 | 0 | 0 | 3366.427 | 0.0068668 | 24 | Residential_2032_SC A_GWh_Before Competition Groups_24 | Energy Star Freezer | 0.6867% | 0 | 23.1165 | Residential_2032_SC A_GWh_Before Competition Groups_Energy Star Freezer
Residential | Res ¦ Attic Insulation | 2032 | SC A | GWh | Before Competition Groups | 22.6838 | 0 | 0 | 3366.427 | 0.0067382 | 25 | Residential_2032_SC A_GWh_Before Competition Groups_25 | Attic Insulation | 0.6738% | 0 | 22.6838 | Residential_2032_SC A_GWh_Before Competition Groups_Attic Insulation
Residential | Res ¦ Outside Air Economizer | 2032 | SC A | GWh | Before Competition Groups | 22.4805 | 0 | 0 | 3366.427 | 0.0066779 | 26 | Residential_2032_SC A_GWh_Before Competition Groups_26 | Outside Air Economizer | 0.6678% | 0 | 22.4805 | Residential_2032_SC A_GWh_Before Competition Groups_Outside Air Economizer
Residential | Res ¦ Furnace Whistle | 2032 | SC A | GWh | Before Competition Groups | 22.0607 | 0 | 0 | 3366.427 | 0.0065531 | 27 | Residential_2032_SC A_GWh_Before Competition Groups_27 | Furnace Whistle | 0.6553% | 0 | 22.0607 | Residential_2032_SC A_GWh_Before Competition Groups_Furnace Whistle
Residential | Res ¦ Minimize Hot and Warm Clothes Wash | 2032 | SC A | GWh | Before Competition Groups | 22.0328 | 0 | 0 | 3366.427 | 0.0065449 | 28 | Residential_2032_SC A_GWh_Before Competition Groups_28 | Minimize Hot and Warm Clothes Wash | 0.6545% | 0 | 22.0328 | Residential_2032_SC A_GWh_Before Competition Groups_Minimize Hot and Warm Clothes Wash
Residential | Res ¦ Advanced BAS/Controllers | 2032 | SC A | GWh | Before Competition Groups | 17.0244 | 0 | 0 | 3366.427 | 0.0050571 | 29 | Residential_2032_SC A_GWh_Before Competition Groups_29 | Advanced BAS/Controllers | 0.5057% | 0 | 17.0244 | Residential_2032_SC A_GWh_Before Competition Groups_Advanced BAS/Controllers
Residential | Res ¦ ENERGY STAR LED LAMPS (REFLECTOR LAMPs/MR16/PAR 16) | 2032 | SC A | GWh | Before Competition Groups | 15.9374 | 0 | 0 | 3366.427 | 0.0047342 | 30 | Residential_2032_SC A_GWh_Before Competition Groups_30 | ENERGY STAR LED LAMPS (REFLECTOR LAMPs/MR16/PAR 16) | 0.4734% | 0 | 15.9374 | Residential_2032_SC A_GWh_Before Competition Groups_ENERGY STAR LED LAMPS (REFLECTOR LAMPs/MR16/PAR 16)
Residential | Res ¦ High Efficiency Chiller (avg of water and air cooled) | 2032 | SC A | GWh | Before Competition Groups | 13.863 | 0 | 0 | 3366.427 | 0.004118 | 31 | Residential_2032_SC A_GWh_Before Competition Groups_31 | High Efficiency Chiller (avg of water and air cooled) | 0.4118% | 0 | 13.863 | Residential_2032_SC A_GWh_Before Competition Groups_High Efficiency Chiller (avg of water and air cooled)
Residential | Res ¦ Variable Frequency Drive (VFD) | 2032 | SC A | GWh | Before Competition Groups | 9.3581 | 0 | 0 | 3366.427 | 0.0027798 | 32 | Residential_2032_SC A_GWh_Before Competition Groups_32 | Variable Frequency Drive (VFD) | 0.278% | 0 | 9.3581 | Residential_2032_SC A_GWh_Before Competition Groups_Variable Frequency Drive (VFD)
Residential | Res ¦ Smart Burners | 2032 | SC A | GWh | Before Competition Groups | 8.8471 | 0 | 0 | 3366.427 | 0.002628 | 33 | Residential_2032_SC A_GWh_Before Competition Groups_33 | Smart Burners | 0.2628% | 0 | 8.8471 | Residential_2032_SC A_GWh_Before Competition Groups_Smart Burners
Residential | Res ¦ CO Sensors for parking garage exhaust fans | 2032 | SC A | GWh | Before Competition Groups | 7.7919 | 0 | 0 | 3366.427 | 0.0023146 | 34 | Residential_2032_SC A_GWh_Before Competition Groups_34 | CO Sensors for parking garage exhaust fans | 0.2315% | 0 | 7.7919 | Residential_2032_SC A_GWh_Before Competition Groups_CO Sensors for parking garage exhaust fans
Residential | Res ¦ Water Heater Temperature Setback | 2032 | SC A | GWh | Before Competition Groups | 6.9506 | 0 | 0 | 3366.427 | 0.0020647 | 35 | Residential_2032_SC A_GWh_Before Competition Groups_35 | Water Heater Temperature Setback | 0.2065% | 0 | 6.9506 | Residential_2032_SC A_GWh_Before Competition Groups_Water Heater Temperature Setback
Residential | Res ¦ Demand Control Ventilation | 2032 | SC A | GWh | Before Competition Groups | 6.0928 | 0 | 0 | 3366.427 | 0.0018099 | 36 | Residential_2032_SC A_GWh_Before Competition Groups_36 | Demand Control Ventilation | 0.181% | 0 | 6.0928 | Residential_2032_SC A_GWh_Before Competition Groups_Demand Control Ventilation
Residential | Res ¦ Tankless Water Heater | 2032 | SC A | GWh | Before Competition Groups | 4.8996 | 0 | 0 | 3366.427 | 0.0014554 | 37 | Residential_2032_SC A_GWh_Before Competition Groups_37 | Tankless Water Heater | 0.1455% | 0 | 4.8996 | Residential_2032_SC A_GWh_Before Competition Groups_Tankless Water Heater
Residential | Res ¦ ENERGY STAR LED Lamps (General Service Lamps) | 2032 | SC A | GWh | Before Competition Groups | 3.5342 | 0 | 0 | 3366.427 | 0.0010498 | 38 | Residential_2032_SC A_GWh_Before Competition Groups_38 | ENERGY STAR LED Lamps (General Service Lamps) | 0.105% | 0 | 3.5342 | Residential_2032_SC A_GWh_Before Competition Groups_ENERGY STAR LED Lamps (General Service Lamps)
Residential | Res ¦ Condensing Make Up Air Unit | 2032 | SC A | GWh | Before Competition Groups | 3.0565 | 0 | 0 | 3366.427 | 0.00090794 | 39 | Residential_2032_SC A_GWh_Before Competition Groups_39 | Condensing Make Up Air Unit | 0.09079% | 0 | 3.0565 | Residential_2032_SC A_GWh_Before Competition Groups_Condensing Make Up Air Unit
Residential | Res ¦ Clothes Drying Racks | 2032 | SC A | GWh | Before Competition Groups | 2.8524 | 0 | 0 | 3366.427 | 0.00084732 | 40 | Residential_2032_SC A_GWh_Before Competition Groups_40 | Clothes Drying Racks | 0.08473% | 0 | 2.8524 | Residential_2032_SC A_GWh_Before Competition Groups_Clothes Drying Racks
Residential | Res ¦ VFD on Pumps | 2032 | SC A | GWh | Before Competition Groups | 2.7001 | 0 | 0 | 3366.427 | 0.00080208 | 41 | Residential_2032_SC A_GWh_Before Competition Groups_41 | VFD on Pumps | 0.08021% | 0 | 2.7001 | Residential_2032_SC A_GWh_Before Competition Groups_VFD on Pumps
Residential | Res ¦ Energy Star Dehumidifier | 2032 | SC A | GWh | Before Competition Groups | 2.617 | 0 | 0 | 3366.427 | 0.00077739 | 42 | Residential_2032_SC A_GWh_Before Competition Groups_42 | Energy Star Dehumidifier | 0.07774% | 0 | 2.617 | Residential_2032_SC A_GWh_Before Competition Groups_Energy Star Dehumidifier
Residential | Res ¦ Floor Insulation | 2032 | SC A | GWh | Before Competition Groups | 1.5901 | 0 | 0 | 3366.427 | 0.00047234 | 43 | Residential_2032_SC A_GWh_Before Competition Groups_43 | Floor Insulation | 0.04723% | 0 | 1.5901 | Residential_2032_SC A_GWh_Before Competition Groups_Floor Insulation
Residential | Res ¦ ECM MOTORS FOR HVAC APPLICATION (FAN-POWERED VAV BOX) | 2032 | SC A | GWh | Before Competition Groups | 1.5809 | 0 | 0 | 3366.427 | 0.00046962 | 44 | Residential_2032_SC A_GWh_Before Competition Groups_44 | ECM MOTORS FOR HVAC APPLICATION (FAN-POWERED VAV BOX) | 0.04696% | 0 | 1.5809 | Residential_2032_SC A_GWh_Before Competition Groups_ECM MOTORS FOR HVAC APPLICATION (FAN-POWERED VAV BOX)
Residential | Res ¦ Heat Recovery Ventilator | 2032 | SC A | GWh | Before Competition Groups | 1.5181 | 0 | 0 | 3366.427 | 0.00045095 | 45 | Residential_2032_SC A_GWh_Before Competition Groups_45 | Heat Recovery Ventilator | 0.04509% | 0 | 1.5181 | Residential_2032_SC A_GWh_Before Competition Groups_Heat Recovery Ventilator
Residential | Res ¦ Beverage Vending Machine Controls | 2032 | SC A | GWh | Before Competition Groups | 0.96775 | 0 | 0 | 3366.427 | 0.00028747 | 46 | Residential_2032_SC A_GWh_Before Competition Groups_46 | Beverage Vending Machine Controls | 0.02875% | 0 | 0.96775 | Residential_2032_SC A_GWh_Before Competition Groups_Beverage Vending Machine Controls
Residential | Res ¦ Duct Insulation | 2032 | SC A | GWh | Before Competition Groups | 0.93577 | 0 | 0 | 3366.427 | 0.00027797 | 47 | Residential_2032_SC A_GWh_Before Competition Groups_47 | Duct Insulation | 0.0278% | 0 | 0.93577 | Residential_2032_SC A_GWh_Before Competition Groups_Duct Insulation
Residential | Res ¦ Duct Insulation MF | 2032 | SC A | GWh | Before Competition Groups | 0.55472 | 0 | 0 | 3366.427 | 0.00016478 | 48 | Residential_2032_SC A_GWh_Before Competition Groups_48 | Duct Insulation MF | 0.01648% | 0 | 0.55472 | Residential_2032_SC A_GWh_Before Competition Groups_Duct Insulation MF
Residential | Res ¦ Chilled Water Optimization | 2032 | SC A | GWh | Before Competition Groups | 0.19981 | 0 | 0 | 3366.427 | 5.9354e-05 | 49 | Residential_2032_SC A_GWh_Before Competition Groups_49 | Chilled Water Optimization | 0.005935% | 0 | 0.19981 | Residential_2032_SC A_GWh_Before Competition Groups_Chilled Water Optimization
Residential | Res ¦ LED High Bay Fixture | 2032 | SC A | GWh | Before Competition Groups | 0.11066 | 0 | 0 | 3366.427 | 3.2871e-05 | 50 | Residential_2032_SC A_GWh_Before Competition Groups_50 | LED High Bay Fixture | 0.003287% | 0 | 0.11066 | Residential_2032_SC A_GWh_Before Competition Groups_LED High Bay Fixture
Residential | Res ¦ Wall Insulation | 2032 | SC A | GWh | Before Competition Groups | 0.015699 | 0 | 0 | 3366.427 | 4.6633e-06 | 51 | Residential_2032_SC A_GWh_Before Competition Groups_51 | Wall Insulation | 0.0004663% | 0 | 0.015699 | Residential_2032_SC A_GWh_Before Competition Groups_Wall Insulation
Residential | Res ¦ Wall Insulation MF | 2032 | SC A | GWh | Before Competition Groups | 0.011458 | 0 | 0 | 3366.427 | 3.4036e-06 | 52 | Residential_2032_SC A_GWh_Before Competition Groups_52 | Wall Insulation MF | 0.0003404% | 0 | 0.011458 | Residential_2032_SC A_GWh_Before Competition Groups_Wall Insulation MF
Residential | Res ¦ Freezer Recycling | 2032 | SC A | GWh | Before Competition Groups | 0.0032407 | 0 | 0 | 3366.427 | 9.6264e-07 | 53 | Residential_2032_SC A_GWh_Before Competition Groups_53 | Freezer Recycling | 9.626e-05% | 0 | 0.0032407 | Residential_2032_SC A_GWh_Before Competition Groups_Freezer Recycling
Residential | Res ¦ Heavy Duty Outdoor/Holiday Plug-in Timers | 2032 | SC A | GWh | Before Competition Groups | 0 | 0 | 0 | 3366.427 | 0 | 54 | Residential_2032_SC A_GWh_Before Competition Groups_54 | Heavy Duty Outdoor/Holiday Plug-in Timers | 0% | 0 | 0 | Residential_2032_SC A_GWh_Before Competition Groups_Heavy Duty Outdoor/Holiday Plug-in Timers
Residential | Res ¦ LED Downlight | 2032 | SC A | GWh | Before Competition Groups | 0 | 0 | 0 | 3366.427 | 0 | 55 | Residential_2032_SC A_GWh_Before Competition Groups_55 | LED Downlight | 0% | 0 | 0 | Residential_2032_SC A_GWh_Before Competition Groups_LED Downlight
Residential | Res ¦ Smart Power Bar | 2032 | SC A | GWh | Before Competition Groups | 0 | 0 | 0 | 3366.427 | 0 | 56 | Residential_2032_SC A_GWh_Before Competition Groups_56 | Smart Power Bar | 0% | 0 | 0 | Residential_2032_SC A_GWh_Before Competition Groups_Smart Power Bar
Residential | Res ¦ Energy Star Clothes Washer | 2032 | SC B | GWh | Before Competition Groups | 539.1438 | 0 | 0 | 5041.6085 | 0.10694 | 1 | Residential_2032_SC B_GWh_Before Competition Groups_1 | Energy Star Clothes Washer | 10.69% | 0 | 539.1438 | Residential_2032_SC B_GWh_Before Competition Groups_Energy Star Clothes Washer
Residential | Res ¦ Ductless Mini-Split Heat Pump | 2032 | SC B | GWh | Before Competition Groups | 383.5954 | 0 | 0 | 5041.6085 | 0.076086 | 2 | Residential_2032_SC B_GWh_Before Competition Groups_2 | Ductless Mini-Split Heat Pump | 7.609% | 0 | 383.5954 | Residential_2032_SC B_GWh_Before Competition Groups_Ductless Mini-Split Heat Pump
Residential | Res ¦ Energy Star LED Bulbs General Purpose LEDs | 2032 | SC B | GWh | Before Competition Groups | 369.0491 | 0 | 0 | 5041.6085 | 0.073201 | 3 | Residential_2032_SC B_GWh_Before Competition Groups_3 | Energy Star LED Bulbs General Purpose LEDs | 7.32% | 0 | 369.0491 | Residential_2032_SC B_GWh_Before Competition Groups_Energy Star LED Bulbs General Purpose LEDs
Residential | Res ¦ Variable Speed Pool Pump Motor | 2032 | SC B | GWh | Before Competition Groups | 365.1465 | 0 | 0 | 5041.6085 | 0.072427 | 4 | Residential_2032_SC B_GWh_Before Competition Groups_4 | Variable Speed Pool Pump Motor | 7.243% | 0 | 365.1465 | Residential_2032_SC B_GWh_Before Competition Groups_Variable Speed Pool Pump Motor
Residential | Res ¦ Energy Star A Line, PAR, MR Lamps | 2032 | SC B | GWh | Before Competition Groups | 360.7601 | 0 | 0 | 5041.6085 | 0.071557 | 5 | Residential_2032_SC B_GWh_Before Competition Groups_5 | Energy Star A Line, PAR, MR Lamps | 7.156% | 0 | 360.7601 | Residential_2032_SC B_GWh_Before Competition Groups_Energy Star A Line, PAR, MR Lamps
Residential | Res ¦ Energy Star LED Specialty Bulbs | 2032 | SC B | GWh | Before Competition Groups | 334.3487 | 0 | 0 | 5041.6085 | 0.066318 | 6 | Residential_2032_SC B_GWh_Before Competition Groups_6 | Energy Star LED Specialty Bulbs | 6.632% | 0 | 334.3487 | Residential_2032_SC B_GWh_Before Competition Groups_Energy Star LED Specialty Bulbs
Residential | Res ¦ Car Block Heater Timer | 2032 | SC B | GWh | Before Competition Groups | 330.8298 | 0 | 0 | 5041.6085 | 0.06562 | 7 | Residential_2032_SC B_GWh_Before Competition Groups_7 | Car Block Heater Timer | 6.562% | 0 | 330.8298 | Residential_2032_SC B_GWh_Before Competition Groups_Car Block Heater Timer
Residential | Res ¦ Building Recommissioning, Operations and Maintenance (O&M) Improvements | 2032 | SC B | GWh | Before Competition Groups | 282.9895 | 0 | 0 | 5041.6085 | 0.056131 | 8 | Residential_2032_SC B_GWh_Before Competition Groups_8 | Building Recommissioning, Operations and Maintenance (O&M) Improvements | 5.613% | 0 | 282.9895 | Residential_2032_SC B_GWh_Before Competition Groups_Building Recommissioning, Operations and Maintenance (O&M) Improvements
Residential | Res ¦ Adaptive Thermostat | 2032 | SC B | GWh | Before Competition Groups | 257.3592 | 0 | 0 | 5041.6085 | 0.051047 | 9 | Residential_2032_SC B_GWh_Before Competition Groups_9 | Adaptive Thermostat | 5.105% | 0 | 257.3592 | Residential_2032_SC B_GWh_Before Competition Groups_Adaptive Thermostat
Residential | Res ¦ Energy Star Torchiere | 2032 | SC B | GWh | Before Competition Groups | 185.8849 | 0 | 0 | 5041.6085 | 0.03687 | 10 | Residential_2032_SC B_GWh_Before Competition Groups_10 | Energy Star Torchiere | 3.687% | 0 | 185.8849 | Residential_2032_SC B_GWh_Before Competition Groups_Energy Star Torchiere
Residential | Res ¦ Comprehensive Draft Proofing | 2032 | SC B | GWh | Before Competition Groups | 143.9322 | 0 | 0 | 5041.6085 | 0.028549 | 11 | Residential_2032_SC B_GWh_Before Competition Groups_11 | Comprehensive Draft Proofing | 2.855% | 0 | 143.9322 | Residential_2032_SC B_GWh_Before Competition Groups_Comprehensive Draft Proofing
Residential | Res ¦ Air Sealing | 2032 | SC B | GWh | Before Competition Groups | 141.5501 | 0 | 0 | 5041.6085 | 0.028076 | 12 | Residential_2032_SC B_GWh_Before Competition Groups_12 | Air Sealing | 2.808% | 0 | 141.5501 | Residential_2032_SC B_GWh_Before Competition Groups_Air Sealing
Residential | Res ¦ Energy Star Air Source Heat Pump | 2032 | SC B | GWh | Before Competition Groups | 117.7871 | 0 | 0 | 5041.6085 | 0.023363 | 13 | Residential_2032_SC B_GWh_Before Competition Groups_13 | Energy Star Air Source Heat Pump | 2.336% | 0 | 117.7871 | Residential_2032_SC B_GWh_Before Competition Groups_Energy Star Air Source Heat Pump
Residential | Res ¦ Energy Star Clothes Dryer | 2032 | SC B | GWh | Before Competition Groups | 90.3863 | 0 | 0 | 5041.6085 | 0.017928 | 14 | Residential_2032_SC B_GWh_Before Competition Groups_14 | Energy Star Clothes Dryer | 1.793% | 0 | 90.3863 | Residential_2032_SC B_GWh_Before Competition Groups_Energy Star Clothes Dryer
Residential | Res ¦ Occupancy Sensors MF | 2032 | SC B | GWh | Before Competition Groups | 85.0668 | 0 | 0 | 5041.6085 | 0.016873 | 15 | Residential_2032_SC B_GWh_Before Competition Groups_15 | Occupancy Sensors MF | 1.687% | 0 | 85.0668 | Residential_2032_SC B_GWh_Before Competition Groups_Occupancy Sensors MF
Residential | Res ¦ LED Parking Lot Fixture | 2032 | SC B | GWh | Before Competition Groups | 84.649 | 0 | 0 | 5041.6085 | 0.01679 | 16 | Residential_2032_SC B_GWh_Before Competition Groups_16 | LED Parking Lot Fixture | 1.679% | 0 | 84.649 | Residential_2032_SC B_GWh_Before Competition Groups_LED Parking Lot Fixture
Residential | Res ¦ Basement Wall Insulation | 2032 | SC B | GWh | Before Competition Groups | 74.3103 | 0 | 0 | 5041.6085 | 0.014739 | 17 | Residential_2032_SC B_GWh_Before Competition Groups_17 | Basement Wall Insulation | 1.474% | 0 | 74.3103 | Residential_2032_SC B_GWh_Before Competition Groups_Basement Wall Insulation
Residential | Res ¦ Refrigerator Recycling | 2032 | SC B | GWh | Before Competition Groups | 74.1789 | 0 | 0 | 5041.6085 | 0.014713 | 18 | Residential_2032_SC B_GWh_Before Competition Groups_18 | Refrigerator Recycling | 1.471% | 0 | 74.1789 | Residential_2032_SC B_GWh_Before Competition Groups_Refrigerator Recycling
Residential | Res ¦ Energy Star Light Fixture | 2032 | SC B | GWh | Before Competition Groups | 69.4335 | 0 | 0 | 5041.6085 | 0.013772 | 19 | Residential_2032_SC B_GWh_Before Competition Groups_19 | Energy Star Light Fixture | 1.377% | 0 | 69.4335 | Residential_2032_SC B_GWh_Before Competition Groups_Energy Star Light Fixture
Residential | Res ¦ Clothes Drying Racks | 2032 | SC B | GWh | Before Competition Groups | 67.7271 | 0 | 0 | 5041.6085 | 0.013434 | 20 | Residential_2032_SC B_GWh_Before Competition Groups_20 | Clothes Drying Racks | 1.343% | 0 | 67.7271 | Residential_2032_SC B_GWh_Before Competition Groups_Clothes Drying Racks
Residential | Res ¦ Freezer Recycling | 2032 | SC B | GWh | Before Competition Groups | 65.0326 | 0 | 0 | 5041.6085 | 0.012899 | 21 | Residential_2032_SC B_GWh_Before Competition Groups_21 | Freezer Recycling | 1.29% | 0 | 65.0326 | Residential_2032_SC B_GWh_Before Competition Groups_Freezer Recycling
Residential | Res ¦ Attic Insulation | 2032 | SC B | GWh | Before Competition Groups | 57.3147 | 0 | 0 | 5041.6085 | 0.011368 | 22 | Residential_2032_SC B_GWh_Before Competition Groups_22 | Attic Insulation | 1.137% | 0 | 57.3147 | Residential_2032_SC B_GWh_Before Competition Groups_Attic Insulation
Residential | Res ¦ Energy Star Room Air Conditioner | 2032 | SC B | GWh | Before Competition Groups | 48.665 | 0 | 0 | 5041.6085 | 0.0096527 | 23 | Residential_2032_SC B_GWh_Before Competition Groups_23 | Energy Star Room Air Conditioner | 0.9653% | 0 | 48.665 | Residential_2032_SC B_GWh_Before Competition Groups_Energy Star Room Air Conditioner
Residential | Res ¦ Energy Star Freezer | 2032 | SC B | GWh | Before Competition Groups | 48.0226 | 0 | 0 | 5041.6085 | 0.0095253 | 24 | Residential_2032_SC B_GWh_Before Competition Groups_24 | Energy Star Freezer | 0.9525% | 0 | 48.0226 | Residential_2032_SC B_GWh_Before Competition Groups_Energy Star Freezer
Residential | Res ¦ Advanced BAS/Controllers | 2032 | SC B | GWh | Before Competition Groups | 41.4172 | 0 | 0 | 5041.6085 | 0.0082151 | 25 | Residential_2032_SC B_GWh_Before Competition Groups_25 | Advanced BAS/Controllers | 0.8215% | 0 | 41.4172 | Residential_2032_SC B_GWh_Before Competition Groups_Advanced BAS/Controllers
Residential | Res ¦ LED Exterior Area Lights - LED Fixture (200W) | 2032 | SC B | GWh | Before Competition Groups | 38.4974 | 0 | 0 | 5041.6085 | 0.0076359 | 26 | Residential_2032_SC B_GWh_Before Competition Groups_26 | LED Exterior Area Lights - LED Fixture (200W) | 0.7636% | 0 | 38.4974 | Residential_2032_SC B_GWh_Before Competition Groups_LED Exterior Area Lights - LED Fixture (200W)
Residential | Res ¦ Smart Burners | 2032 | SC B | GWh | Before Competition Groups | 37.5217 | 0 | 0 | 5041.6085 | 0.0074424 | 27 | Residential_2032_SC B_GWh_Before Competition Groups_27 | Smart Burners | 0.7442% | 0 | 37.5217 | Residential_2032_SC B_GWh_Before Competition Groups_Smart Burners
Residential | Res ¦ Furnace Whistle | 2032 | SC B | GWh | Before Competition Groups | 35.6657 | 0 | 0 | 5041.6085 | 0.0070743 | 28 | Residential_2032_SC B_GWh_Before Competition Groups_28 | Furnace Whistle | 0.7074% | 0 | 35.6657 | Residential_2032_SC B_GWh_Before Competition Groups_Furnace Whistle
Residential | Res ¦ Outside Air Economizer | 2032 | SC B | GWh | Before Competition Groups | 30.2946 | 0 | 0 | 5041.6085 | 0.0060089 | 29 | Residential_2032_SC B_GWh_Before Competition Groups_29 | Outside Air Economizer | 0.6009% | 0 | 30.2946 | Residential_2032_SC B_GWh_Before Competition Groups_Outside Air Economizer
Residential | Res ¦ Home Energy Reports | 2032 | SC B | GWh | Before Competition Groups | 27.6254 | 0 | 0 | 5041.6085 | 0.0054795 | 30 | Residential_2032_SC B_GWh_Before Competition Groups_30 | Home Energy Reports | 0.5479% | 0 | 27.6254 | Residential_2032_SC B_GWh_Before Competition Groups_Home Energy Reports
Residential | Res ¦ LED Tube Re-Lamp | 2032 | SC B | GWh | Before Competition Groups | 26.9299 | 0 | 0 | 5041.6085 | 0.0053415 | 31 | Residential_2032_SC B_GWh_Before Competition Groups_31 | LED Tube Re-Lamp | 0.5342% | 0 | 26.9299 | Residential_2032_SC B_GWh_Before Competition Groups_LED Tube Re-Lamp
Residential | Res ¦ Energy Star Dehumidifier | 2032 | SC B | GWh | Before Competition Groups | 22.8944 | 0 | 0 | 5041.6085 | 0.0045411 | 32 | Residential_2032_SC B_GWh_Before Competition Groups_32 | Energy Star Dehumidifier | 0.4541% | 0 | 22.8944 | Residential_2032_SC B_GWh_Before Competition Groups_Energy Star Dehumidifier
Residential | Res ¦ Minimize Hot and Warm Clothes Wash | 2032 | SC B | GWh | Before Competition Groups | 22.0328 | 0 | 0 | 5041.6085 | 0.0043702 | 33 | Residential_2032_SC B_GWh_Before Competition Groups_33 | Minimize Hot and Warm Clothes Wash | 0.437% | 0 | 22.0328 | Residential_2032_SC B_GWh_Before Competition Groups_Minimize Hot and Warm Clothes Wash
Residential | Res ¦ Demand Control Ventilation | 2032 | SC B | GWh | Before Competition Groups | 19.1012 | 0 | 0 | 5041.6085 | 0.0037887 | 34 | Residential_2032_SC B_GWh_Before Competition Groups_34 | Demand Control Ventilation | 0.3789% | 0 | 19.1012 | Residential_2032_SC B_GWh_Before Competition Groups_Demand Control Ventilation
Residential | Res ¦ Heat Recovery Ventilator | 2032 | SC B | GWh | Before Competition Groups | 17.8812 | 0 | 0 | 5041.6085 | 0.0035467 | 35 | Residential_2032_SC B_GWh_Before Competition Groups_35 | Heat Recovery Ventilator | 0.3547% | 0 | 17.8812 | Residential_2032_SC B_GWh_Before Competition Groups_Heat Recovery Ventilator
Residential | Res ¦ CO Sensors for parking garage exhaust fans | 2032 | SC B | GWh | Before Competition Groups | 16.2722 | 0 | 0 | 5041.6085 | 0.0032276 | 36 | Residential_2032_SC B_GWh_Before Competition Groups_36 | CO Sensors for parking garage exhaust fans | 0.3228% | 0 | 16.2722 | Residential_2032_SC B_GWh_Before Competition Groups_CO Sensors for parking garage exhaust fans
Residential | Res ¦ ENERGY STAR LED LAMPS (REFLECTOR LAMPs/MR16/PAR 16) | 2032 | SC B | GWh | Before Competition Groups | 15.9374 | 0 | 0 | 5041.6085 | 0.0031612 | 37 | Residential_2032_SC B_GWh_Before Competition Groups_37 | ENERGY STAR LED LAMPS (REFLECTOR LAMPs/MR16/PAR 16) | 0.3161% | 0 | 15.9374 | Residential_2032_SC B_GWh_Before Competition Groups_ENERGY STAR LED LAMPS (REFLECTOR LAMPs/MR16/PAR 16)
Residential | Res ¦ Variable Frequency Drive (VFD) | 2032 | SC B | GWh | Before Competition Groups | 15.1291 | 0 | 0 | 5041.6085 | 0.0030008 | 38 | Residential_2032_SC B_GWh_Before Competition Groups_38 | Variable Frequency Drive (VFD) | 0.3001% | 0 | 15.1291 | Residential_2032_SC B_GWh_Before Competition Groups_Variable Frequency Drive (VFD)
Residential | Res ¦ Floor Insulation | 2032 | SC B | GWh | Before Competition Groups | 15.0149 | 0 | 0 | 5041.6085 | 0.0029782 | 39 | Residential_2032_SC B_GWh_Before Competition Groups_39 | Floor Insulation | 0.2978% | 0 | 15.0149 | Residential_2032_SC B_GWh_Before Competition Groups_Floor Insulation
Residential | Res ¦ High Efficiency Chiller (avg of water and air cooled) | 2032 | SC B | GWh | Before Competition Groups | 14.2105 | 0 | 0 | 5041.6085 | 0.0028186 | 40 | Residential_2032_SC B_GWh_Before Competition Groups_40 | High Efficiency Chiller (avg of water and air cooled) | 0.2819% | 0 | 14.2105 | Residential_2032_SC B_GWh_Before Competition Groups_High Efficiency Chiller (avg of water and air cooled)
Residential | Res ¦ Duct Insulation | 2032 | SC B | GWh | Before Competition Groups | 13.9085 | 0 | 0 | 5041.6085 | 0.0027587 | 41 | Residential_2032_SC B_GWh_Before Competition Groups_41 | Duct Insulation | 0.2759% | 0 | 13.9085 | Residential_2032_SC B_GWh_Before Competition Groups_Duct Insulation
Residential | Res ¦ Tankless Water Heater | 2032 | SC B | GWh | Before Competition Groups | 12.8699 | 0 | 0 | 5041.6085 | 0.0025527 | 42 | Residential_2032_SC B_GWh_Before Competition Groups_42 | Tankless Water Heater | 0.2553% | 0 | 12.8699 | Residential_2032_SC B_GWh_Before Competition Groups_Tankless Water Heater
Residential | Res ¦ Water Heater Temperature Setback | 2032 | SC B | GWh | Before Competition Groups | 11.3055 | 0 | 0 | 5041.6085 | 0.0022424 | 43 | Residential_2032_SC B_GWh_Before Competition Groups_43 | Water Heater Temperature Setback | 0.2242% | 0 | 11.3055 | Residential_2032_SC B_GWh_Before Competition Groups_Water Heater Temperature Setback
Residential | Res ¦ Condensing Make Up Air Unit | 2032 | SC B | GWh | Before Competition Groups | 10.8041 | 0 | 0 | 5041.6085 | 0.002143 | 44 | Residential_2032_SC B_GWh_Before Competition Groups_44 | Condensing Make Up Air Unit | 0.2143% | 0 | 10.8041 | Residential_2032_SC B_GWh_Before Competition Groups_Condensing Make Up Air Unit
Residential | Res ¦ Duct Insulation MF | 2032 | SC B | GWh | Before Competition Groups | 5.8262 | 0 | 0 | 5041.6085 | 0.0011556 | 45 | Residential_2032_SC B_GWh_Before Competition Groups_45 | Duct Insulation MF | 0.1156% | 0 | 5.8262 | Residential_2032_SC B_GWh_Before Competition Groups_Duct Insulation MF
Residential | Res ¦ VFD on Pumps | 2032 | SC B | GWh | Before Competition Groups | 4.6523 | 0 | 0 | 5041.6085 | 0.00092279 | 46 | Residential_2032_SC B_GWh_Before Competition Groups_46 | VFD on Pumps | 0.09228% | 0 | 4.6523 | Residential_2032_SC B_GWh_Before Competition Groups_VFD on Pumps
Residential | Res ¦ ENERGY STAR LED Lamps (General Service Lamps) | 2032 | SC B | GWh | Before Competition Groups | 3.5342 | 0 | 0 | 5041.6085 | 0.000701 | 47 | Residential_2032_SC B_GWh_Before Competition Groups_47 | ENERGY STAR LED Lamps (General Service Lamps) | 0.0701% | 0 | 3.5342 | Residential_2032_SC B_GWh_Before Competition Groups_ENERGY STAR LED Lamps (General Service Lamps)
Residential | Res ¦ ECM MOTORS FOR HVAC APPLICATION (FAN-POWERED VAV BOX) | 2032 | SC B | GWh | Before Competition Groups | 2.5698 | 0 | 0 | 5041.6085 | 0.00050971 | 48 | Residential_2032_SC B_GWh_Before Competition Groups_48 | ECM MOTORS FOR HVAC APPLICATION (FAN-POWERED VAV BOX) | 0.05097% | 0 | 2.5698 | Residential_2032_SC B_GWh_Before Competition Groups_ECM MOTORS FOR HVAC APPLICATION (FAN-POWERED VAV BOX)
Residential | Res ¦ Beverage Vending Machine Controls | 2032 | SC B | GWh | Before Competition Groups | 1.7931 | 0 | 0 | 5041.6085 | 0.00035566 | 49 | Residential_2032_SC B_GWh_Before Competition Groups_49 | Beverage Vending Machine Controls | 0.03557% | 0 | 1.7931 | Residential_2032_SC B_GWh_Before Competition Groups_Beverage Vending Machine Controls
Residential | Res ¦ Wall Insulation | 2032 | SC B | GWh | Before Competition Groups | 0.27811 | 0 | 0 | 5041.6085 | 5.5163e-05 | 50 | Residential_2032_SC B_GWh_Before Competition Groups_50 | Wall Insulation | 0.005516% | 0 | 0.27811 | Residential_2032_SC B_GWh_Before Competition Groups_Wall Insulation
Residential | Res ¦ Chilled Water Optimization | 2032 | SC B | GWh | Before Competition Groups | 0.26407 | 0 | 0 | 5041.6085 | 5.2377e-05 | 51 | Residential_2032_SC B_GWh_Before Competition Groups_51 | Chilled Water Optimization | 0.005238% | 0 | 0.26407 | Residential_2032_SC B_GWh_Before Competition Groups_Chilled Water Optimization
Residential | Res ¦ LED High Bay Fixture | 2032 | SC B | GWh | Before Competition Groups | 0.20086 | 0 | 0 | 5041.6085 | 3.984e-05 | 52 | Residential_2032_SC B_GWh_Before Competition Groups_52 | LED High Bay Fixture | 0.003984% | 0 | 0.20086 | Residential_2032_SC B_GWh_Before Competition Groups_LED High Bay Fixture
Residential | Res ¦ Wall Insulation MF | 2032 | SC B | GWh | Before Competition Groups | 0.01309 | 0 | 0 | 5041.6085 | 2.5964e-06 | 53 | Residential_2032_SC B_GWh_Before Competition Groups_53 | Wall Insulation MF | 0.0002596% | 0 | 0.01309 | Residential_2032_SC B_GWh_Before Competition Groups_Wall Insulation MF
Residential | Res ¦ Heavy Duty Outdoor/Holiday Plug-in Timers | 2032 | SC B | GWh | Before Competition Groups | 0 | 0 | 0 | 5041.6085 | 0 | 54 | Residential_2032_SC B_GWh_Before Competition Groups_54 | Heavy Duty Outdoor/Holiday Plug-in Timers | 0% | 0 | 0 | Residential_2032_SC B_GWh_Before Competition Groups_Heavy Duty Outdoor/Holiday Plug-in Timers
Residential | Res ¦ LED Downlight | 2032 | SC B | GWh | Before Competition Groups | 0 | 0 | 0 | 5041.6085 | 0 | 55 | Residential_2032_SC B_GWh_Before Competition Groups_55 | LED Downlight | 0% | 0 | 0 | Residential_2032_SC B_GWh_Before Competition Groups_LED Downlight
Residential | Res ¦ Smart Power Bar | 2032 | SC B | GWh | Before Competition Groups | 0 | 0 | 0 | 5041.6085 | 0 | 56 | Residential_2032_SC B_GWh_Before Competition Groups_56 | Smart Power Bar | 0% | 0 | 0 | Residential_2032_SC B_GWh_Before Competition Groups_Smart Power Bar
Residential | Res ¦ Energy Star LED Specialty Bulbs | 2032 | SC C | GWh | Before Competition Groups | 561.1606 | 0 | 0 | 3904.4403 | 0.14372 | 1 | Residential_2032_SC C_GWh_Before Competition Groups_1 | Energy Star LED Specialty Bulbs | 14.37% | 0 | 561.1606 | Residential_2032_SC C_GWh_Before Competition Groups_Energy Star LED Specialty Bulbs
Residential | Res ¦ Energy Star Clothes Washer | 2032 | SC C | GWh | Before Competition Groups | 487.6343 | 0 | 0 | 3904.4403 | 0.12489 | 2 | Residential_2032_SC C_GWh_Before Competition Groups_2 | Energy Star Clothes Washer | 12.49% | 0 | 487.6343 | Residential_2032_SC C_GWh_Before Competition Groups_Energy Star Clothes Washer
Residential | Res ¦ Ductless Mini-Split Heat Pump | 2032 | SC C | GWh | Before Competition Groups | 302.1644 | 0 | 0 | 3904.4403 | 0.07739 | 3 | Residential_2032_SC C_GWh_Before Competition Groups_3 | Ductless Mini-Split Heat Pump | 7.739% | 0 | 302.1644 | Residential_2032_SC C_GWh_Before Competition Groups_Ductless Mini-Split Heat Pump
Residential | Res ¦ Energy Star A Line, PAR, MR Lamps | 2032 | SC C | GWh | Before Competition Groups | 254.8708 | 0 | 0 | 3904.4403 | 0.065277 | 4 | Residential_2032_SC C_GWh_Before Competition Groups_4 | Energy Star A Line, PAR, MR Lamps | 6.528% | 0 | 254.8708 | Residential_2032_SC C_GWh_Before Competition Groups_Energy Star A Line, PAR, MR Lamps
Residential | Res ¦ Variable Speed Pool Pump Motor | 2032 | SC C | GWh | Before Competition Groups | 225.8644 | 0 | 0 | 3904.4403 | 0.057848 | 5 | Residential_2032_SC C_GWh_Before Competition Groups_5 | Variable Speed Pool Pump Motor | 5.785% | 0 | 225.8644 | Residential_2032_SC C_GWh_Before Competition Groups_Variable Speed Pool Pump Motor
Residential | Res ¦ Car Block Heater Timer | 2032 | SC C | GWh | Before Competition Groups | 217.1873 | 0 | 0 | 3904.4403 | 0.055626 | 6 | Residential_2032_SC C_GWh_Before Competition Groups_6 | Car Block Heater Timer | 5.563% | 0 | 217.1873 | Residential_2032_SC C_GWh_Before Competition Groups_Car Block Heater Timer
Residential | Res ¦ Energy Star LED Bulbs General Purpose LEDs | 2032 | SC C | GWh | Before Competition Groups | 194.3487 | 0 | 0 | 3904.4403 | 0.049776 | 7 | Residential_2032_SC C_GWh_Before Competition Groups_7 | Energy Star LED Bulbs General Purpose LEDs | 4.978% | 0 | 194.3487 | Residential_2032_SC C_GWh_Before Competition Groups_Energy Star LED Bulbs General Purpose LEDs
Residential | Res ¦ Adaptive Thermostat | 2032 | SC C | GWh | Before Competition Groups | 175.6671 | 0 | 0 | 3904.4403 | 0.044992 | 8 | Residential_2032_SC C_GWh_Before Competition Groups_8 | Adaptive Thermostat | 4.499% | 0 | 175.6671 | Residential_2032_SC C_GWh_Before Competition Groups_Adaptive Thermostat
Residential | Res ¦ Building Recommissioning, Operations and Maintenance (O&M) Improvements | 2032 | SC C | GWh | Before Competition Groups | 175.0408 | 0 | 0 | 3904.4403 | 0.044831 | 9 | Residential_2032_SC C_GWh_Before Competition Groups_9 | Building Recommissioning, Operations and Maintenance (O&M) Improvements | 4.483% | 0 | 175.0408 | Residential_2032_SC C_GWh_Before Competition Groups_Building Recommissioning, Operations and Maintenance (O&M) Improvements
Residential | Res ¦ Energy Star Torchiere | 2032 | SC C | GWh | Before Competition Groups | 132.4893 | 0 | 0 | 3904.4403 | 0.033933 | 10 | Residential_2032_SC C_GWh_Before Competition Groups_10 | Energy Star Torchiere | 3.393% | 0 | 132.4893 | Residential_2032_SC C_GWh_Before Competition Groups_Energy Star Torchiere
Residential | Res ¦ Air Sealing | 2032 | SC C | GWh | Before Competition Groups | 128.8782 | 0 | 0 | 3904.4403 | 0.033008 | 11 | Residential_2032_SC C_GWh_Before Competition Groups_11 | Air Sealing | 3.301% | 0 | 128.8782 | Residential_2032_SC C_GWh_Before Competition Groups_Air Sealing
Residential | Res ¦ Energy Star Clothes Dryer | 2032 | SC C | GWh | Before Competition Groups | 90.4165 | 0 | 0 | 3904.4403 | 0.023157 | 12 | Residential_2032_SC C_GWh_Before Competition Groups_12 | Energy Star Clothes Dryer | 2.316% | 0 | 90.4165 | Residential_2032_SC C_GWh_Before Competition Groups_Energy Star Clothes Dryer
Residential | Res ¦ Comprehensive Draft Proofing | 2032 | SC C | GWh | Before Competition Groups | 89.0279 | 0 | 0 | 3904.4403 | 0.022802 | 13 | Residential_2032_SC C_GWh_Before Competition Groups_13 | Comprehensive Draft Proofing | 2.28% | 0 | 89.0279 | Residential_2032_SC C_GWh_Before Competition Groups_Comprehensive Draft Proofing
Residential | Res ¦ LED Parking Lot Fixture | 2032 | SC C | GWh | Before Competition Groups | 78.9879 | 0 | 0 | 3904.4403 | 0.02023 | 14 | Residential_2032_SC C_GWh_Before Competition Groups_14 | LED Parking Lot Fixture | 2.023% | 0 | 78.9879 | Residential_2032_SC C_GWh_Before Competition Groups_LED Parking Lot Fixture
Residential | Res ¦ Energy Star Air Source Heat Pump | 2032 | SC C | GWh | Before Competition Groups | 76.8346 | 0 | 0 | 3904.4403 | 0.019679 | 15 | Residential_2032_SC C_GWh_Before Competition Groups_15 | Energy Star Air Source Heat Pump | 1.968% | 0 | 76.8346 | Residential_2032_SC C_GWh_Before Competition Groups_Energy Star Air Source Heat Pump
Residential | Res ¦ Basement Wall Insulation | 2032 | SC C | GWh | Before Competition Groups | 74.3212 | 0 | 0 | 3904.4403 | 0.019035 | 16 | Residential_2032_SC C_GWh_Before Competition Groups_16 | Basement Wall Insulation | 1.904% | 0 | 74.3212 | Residential_2032_SC C_GWh_Before Competition Groups_Basement Wall Insulation
Residential | Res ¦ Energy Star Light Fixture | 2032 | SC C | GWh | Before Competition Groups | 64.442 | 0 | 0 | 3904.4403 | 0.016505 | 17 | Residential_2032_SC C_GWh_Before Competition Groups_17 | Energy Star Light Fixture | 1.65% | 0 | 64.442 | Residential_2032_SC C_GWh_Before Competition Groups_Energy Star Light Fixture
Residential | Res ¦ Attic Insulation | 2032 | SC C | GWh | Before Competition Groups | 55.9374 | 0 | 0 | 3904.4403 | 0.014327 | 18 | Residential_2032_SC C_GWh_Before Competition Groups_18 | Attic Insulation | 1.433% | 0 | 55.9374 | Residential_2032_SC C_GWh_Before Competition Groups_Attic Insulation
Residential | Res ¦ Occupancy Sensors MF | 2032 | SC C | GWh | Before Competition Groups | 49.8038 | 0 | 0 | 3904.4403 | 0.012756 | 19 | Residential_2032_SC C_GWh_Before Competition Groups_19 | Occupancy Sensors MF | 1.276% | 0 | 49.8038 | Residential_2032_SC C_GWh_Before Competition Groups_Occupancy Sensors MF
Residential | Res ¦ Refrigerator Recycling | 2032 | SC C | GWh | Before Competition Groups | 45.8841 | 0 | 0 | 3904.4403 | 0.011752 | 20 | Residential_2032_SC C_GWh_Before Competition Groups_20 | Refrigerator Recycling | 1.175% | 0 | 45.8841 | Residential_2032_SC C_GWh_Before Competition Groups_Refrigerator Recycling
Residential | Res ¦ Energy Star Freezer | 2032 | SC C | GWh | Before Competition Groups | 39.8038 | 0 | 0 | 3904.4403 | 0.010194 | 21 | Residential_2032_SC C_GWh_Before Competition Groups_21 | Energy Star Freezer | 1.019% | 0 | 39.8038 | Residential_2032_SC C_GWh_Before Competition Groups_Energy Star Freezer
Residential | Res ¦ Energy Star Room Air Conditioner | 2032 | SC C | GWh | Before Competition Groups | 39.7913 | 0 | 0 | 3904.4403 | 0.010191 | 22 | Residential_2032_SC C_GWh_Before Competition Groups_22 | Energy Star Room Air Conditioner | 1.019% | 0 | 39.7913 | Residential_2032_SC C_GWh_Before Competition Groups_Energy Star Room Air Conditioner
Residential | Res ¦ LED Exterior Area Lights - LED Fixture (200W) | 2032 | SC C | GWh | Before Competition Groups | 38.4974 | 0 | 0 | 3904.4403 | 0.0098599 | 23 | Residential_2032_SC C_GWh_Before Competition Groups_23 | LED Exterior Area Lights - LED Fixture (200W) | 0.986% | 0 | 38.4974 | Residential_2032_SC C_GWh_Before Competition Groups_LED Exterior Area Lights - LED Fixture (200W)
Residential | Res ¦ Home Energy Reports | 2032 | SC C | GWh | Before Competition Groups | 27.6254 | 0 | 0 | 3904.4403 | 0.0070754 | 24 | Residential_2032_SC C_GWh_Before Competition Groups_24 | Home Energy Reports | 0.7075% | 0 | 27.6254 | Residential_2032_SC C_GWh_Before Competition Groups_Home Energy Reports
Residential | Res ¦ LED Tube Re-Lamp | 2032 | SC C | GWh | Before Competition Groups | 26.9299 | 0 | 0 | 3904.4403 | 0.0068973 | 25 | Residential_2032_SC C_GWh_Before Competition Groups_25 | LED Tube Re-Lamp | 0.6897% | 0 | 26.9299 | Residential_2032_SC C_GWh_Before Competition Groups_LED Tube Re-Lamp
Residential | Res ¦ Advanced BAS/Controllers | 2032 | SC C | GWh | Before Competition Groups | 25.6193 | 0 | 0 | 3904.4403 | 0.0065616 | 26 | Residential_2032_SC C_GWh_Before Competition Groups_26 | Advanced BAS/Controllers | 0.6562% | 0 | 25.6193 | Residential_2032_SC C_GWh_Before Competition Groups_Advanced BAS/Controllers
Residential | Res ¦ Smart Burners | 2032 | SC C | GWh | Before Competition Groups | 24.3157 | 0 | 0 | 3904.4403 | 0.0062277 | 27 | Residential_2032_SC C_GWh_Before Competition Groups_27 | Smart Burners | 0.6228% | 0 | 24.3157 | Residential_2032_SC C_GWh_Before Competition Groups_Smart Burners
Residential | Res ¦ Outside Air Economizer | 2032 | SC C | GWh | Before Competition Groups | 22.4805 | 0 | 0 | 3904.4403 | 0.0057577 | 28 | Residential_2032_SC C_GWh_Before Competition Groups_28 | Outside Air Economizer | 0.5758% | 0 | 22.4805 | Residential_2032_SC C_GWh_Before Competition Groups_Outside Air Economizer
Residential | Res ¦ Furnace Whistle | 2032 | SC C | GWh | Before Competition Groups | 22.0607 | 0 | 0 | 3904.4403 | 0.0056502 | 29 | Residential_2032_SC C_GWh_Before Competition Groups_29 | Furnace Whistle | 0.565% | 0 | 22.0607 | Residential_2032_SC C_GWh_Before Competition Groups_Furnace Whistle
Residential | Res ¦ Minimize Hot and Warm Clothes Wash | 2032 | SC C | GWh | Before Competition Groups | 22.0328 | 0 | 0 | 3904.4403 | 0.005643 | 30 | Residential_2032_SC C_GWh_Before Competition Groups_30 | Minimize Hot and Warm Clothes Wash | 0.5643% | 0 | 22.0328 | Residential_2032_SC C_GWh_Before Competition Groups_Minimize Hot and Warm Clothes Wash
Residential | Res ¦ ENERGY STAR LED LAMPS (REFLECTOR LAMPs/MR16/PAR 16) | 2032 | SC C | GWh | Before Competition Groups | 15.9374 | 0 | 0 | 3904.4403 | 0.0040819 | 31 | Residential_2032_SC C_GWh_Before Competition Groups_31 | ENERGY STAR LED LAMPS (REFLECTOR LAMPs/MR16/PAR 16) | 0.4082% | 0 | 15.9374 | Residential_2032_SC C_GWh_Before Competition Groups_ENERGY STAR LED LAMPS (REFLECTOR LAMPs/MR16/PAR 16)
Residential | Res ¦ High Efficiency Chiller (avg of water and air cooled) | 2032 | SC C | GWh | Before Competition Groups | 13.863 | 0 | 0 | 3904.4403 | 0.0035506 | 32 | Residential_2032_SC C_GWh_Before Competition Groups_32 | High Efficiency Chiller (avg of water and air cooled) | 0.3551% | 0 | 13.863 | Residential_2032_SC C_GWh_Before Competition Groups_High Efficiency Chiller (avg of water and air cooled)
Residential | Res ¦ Energy Star Dehumidifier | 2032 | SC C | GWh | Before Competition Groups | 12.0954 | 0 | 0 | 3904.4403 | 0.0030979 | 33 | Residential_2032_SC C_GWh_Before Competition Groups_33 | Energy Star Dehumidifier | 0.3098% | 0 | 12.0954 | Residential_2032_SC C_GWh_Before Competition Groups_Energy Star Dehumidifier
Residential | Res ¦ Demand Control Ventilation | 2032 | SC C | GWh | Before Competition Groups | 11.8156 | 0 | 0 | 3904.4403 | 0.0030262 | 34 | Residential_2032_SC C_GWh_Before Competition Groups_34 | Demand Control Ventilation | 0.3026% | 0 | 11.8156 | Residential_2032_SC C_GWh_Before Competition Groups_Demand Control Ventilation
Residential | Res ¦ Floor Insulation | 2032 | SC C | GWh | Before Competition Groups | 11.7372 | 0 | 0 | 3904.4403 | 0.0030061 | 35 | Residential_2032_SC C_GWh_Before Competition Groups_35 | Floor Insulation | 0.3006% | 0 | 11.7372 | Residential_2032_SC C_GWh_Before Competition Groups_Floor Insulation
Residential | Res ¦ CO Sensors for parking garage exhaust fans | 2032 | SC C | GWh | Before Competition Groups | 10.329 | 0 | 0 | 3904.4403 | 0.0026454 | 36 | Residential_2032_SC C_GWh_Before Competition Groups_36 | CO Sensors for parking garage exhaust fans | 0.2645% | 0 | 10.329 | Residential_2032_SC C_GWh_Before Competition Groups_CO Sensors for parking garage exhaust fans
Residential | Res ¦ Variable Frequency Drive (VFD) | 2032 | SC C | GWh | Before Competition Groups | 9.3581 | 0 | 0 | 3904.4403 | 0.0023968 | 37 | Residential_2032_SC C_GWh_Before Competition Groups_37 | Variable Frequency Drive (VFD) | 0.2397% | 0 | 9.3581 | Residential_2032_SC C_GWh_Before Competition Groups_Variable Frequency Drive (VFD)
Residential | Res ¦ Tankless Water Heater | 2032 | SC C | GWh | Before Competition Groups | 8.2763 | 0 | 0 | 3904.4403 | 0.0021197 | 38 | Residential_2032_SC C_GWh_Before Competition Groups_38 | Tankless Water Heater | 0.212% | 0 | 8.2763 | Residential_2032_SC C_GWh_Before Competition Groups_Tankless Water Heater
Residential | Res ¦ Condensing Make Up Air Unit | 2032 | SC C | GWh | Before Competition Groups | 8.042 | 0 | 0 | 3904.4403 | 0.0020597 | 39 | Residential_2032_SC C_GWh_Before Competition Groups_39 | Condensing Make Up Air Unit | 0.206% | 0 | 8.042 | Residential_2032_SC C_GWh_Before Competition Groups_Condensing Make Up Air Unit
Residential | Res ¦ Water Heater Temperature Setback | 2032 | SC C | GWh | Before Competition Groups | 6.993 | 0 | 0 | 3904.4403 | 0.001791 | 40 | Residential_2032_SC C_GWh_Before Competition Groups_40 | Water Heater Temperature Setback | 0.1791% | 0 | 6.993 | Residential_2032_SC C_GWh_Before Competition Groups_Water Heater Temperature Setback
Residential | Res ¦ Duct Insulation MF | 2032 | SC C | GWh | Before Competition Groups | 5.3242 | 0 | 0 | 3904.4403 | 0.0013636 | 41 | Residential_2032_SC C_GWh_Before Competition Groups_41 | Duct Insulation MF | 0.1364% | 0 | 5.3242 | Residential_2032_SC C_GWh_Before Competition Groups_Duct Insulation MF
Residential | Res ¦ Duct Insulation | 2032 | SC C | GWh | Before Competition Groups | 4.101 | 0 | 0 | 3904.4403 | 0.0010503 | 42 | Residential_2032_SC C_GWh_Before Competition Groups_42 | Duct Insulation | 0.105% | 0 | 4.101 | Residential_2032_SC C_GWh_Before Competition Groups_Duct Insulation
Residential | Res ¦ Heat Recovery Ventilator | 2032 | SC C | GWh | Before Competition Groups | 4.0609 | 0 | 0 | 3904.4403 | 0.0010401 | 43 | Residential_2032_SC C_GWh_Before Competition Groups_43 | Heat Recovery Ventilator | 0.104% | 0 | 4.0609 | Residential_2032_SC C_GWh_Before Competition Groups_Heat Recovery Ventilator
Residential | Res ¦ ENERGY STAR LED Lamps (General Service Lamps) | 2032 | SC C | GWh | Before Competition Groups | 3.5342 | 0 | 0 | 3904.4403 | 0.00090516 | 44 | Residential_2032_SC C_GWh_Before Competition Groups_44 | ENERGY STAR LED Lamps (General Service Lamps) | 0.09052% | 0 | 3.5342 | Residential_2032_SC C_GWh_Before Competition Groups_ENERGY STAR LED Lamps (General Service Lamps)
Residential | Res ¦ VFD on Pumps | 2032 | SC C | GWh | Before Competition Groups | 2.8777 | 0 | 0 | 3904.4403 | 0.00073704 | 45 | Residential_2032_SC C_GWh_Before Competition Groups_45 | VFD on Pumps | 0.0737% | 0 | 2.8777 | Residential_2032_SC C_GWh_Before Competition Groups_VFD on Pumps
Residential | Res ¦ Clothes Drying Racks | 2032 | SC C | GWh | Before Competition Groups | 2.8524 | 0 | 0 | 3904.4403 | 0.00073056 | 46 | Residential_2032_SC C_GWh_Before Competition Groups_46 | Clothes Drying Racks | 0.07306% | 0 | 2.8524 | Residential_2032_SC C_GWh_Before Competition Groups_Clothes Drying Racks
Residential | Res ¦ ECM MOTORS FOR HVAC APPLICATION (FAN-POWERED VAV BOX) | 2032 | SC C | GWh | Before Competition Groups | 1.5843 | 0 | 0 | 3904.4403 | 0.00040577 | 47 | Residential_2032_SC C_GWh_Before Competition Groups_47 | ECM MOTORS FOR HVAC APPLICATION (FAN-POWERED VAV BOX) | 0.04058% | 0 | 1.5843 | Residential_2032_SC C_GWh_Before Competition Groups_ECM MOTORS FOR HVAC APPLICATION (FAN-POWERED VAV BOX)
Residential | Res ¦ Beverage Vending Machine Controls | 2032 | SC C | GWh | Before Competition Groups | 1.0486 | 0 | 0 | 3904.4403 | 0.00026856 | 48 | Residential_2032_SC C_GWh_Before Competition Groups_48 | Beverage Vending Machine Controls | 0.02686% | 0 | 1.0486 | Residential_2032_SC C_GWh_Before Competition Groups_Beverage Vending Machine Controls
Residential | Res ¦ LED High Bay Fixture | 2032 | SC C | GWh | Before Competition Groups | 0.20086 | 0 | 0 | 3904.4403 | 5.1444e-05 | 49 | Residential_2032_SC C_GWh_Before Competition Groups_49 | LED High Bay Fixture | 0.005144% | 0 | 0.20086 | Residential_2032_SC C_GWh_Before Competition Groups_LED High Bay Fixture
Residential | Res ¦ Chilled Water Optimization | 2032 | SC C | GWh | Before Competition Groups | 0.19981 | 0 | 0 | 3904.4403 | 5.1175e-05 | 50 | Residential_2032_SC C_GWh_Before Competition Groups_50 | Chilled Water Optimization | 0.005118% | 0 | 0.19981 | Residential_2032_SC C_GWh_Before Competition Groups_Chilled Water Optimization
Residential | Res ¦ Wall Insulation | 2032 | SC C | GWh | Before Competition Groups | 0.074976 | 0 | 0 | 3904.4403 | 1.9203e-05 | 51 | Residential_2032_SC C_GWh_Before Competition Groups_51 | Wall Insulation | 0.00192% | 0 | 0.074976 | Residential_2032_SC C_GWh_Before Competition Groups_Wall Insulation
Residential | Res ¦ Wall Insulation MF | 2032 | SC C | GWh | Before Competition Groups | 0.013091 | 0 | 0 | 3904.4403 | 3.3528e-06 | 52 | Residential_2032_SC C_GWh_Before Competition Groups_52 | Wall Insulation MF | 0.0003353% | 0 | 0.013091 | Residential_2032_SC C_GWh_Before Competition Groups_Wall Insulation MF
Residential | Res ¦ Freezer Recycling | 2032 | SC C | GWh | Before Competition Groups | 0.0032407 | 0 | 0 | 3904.4403 | 8.2999e-07 | 53 | Residential_2032_SC C_GWh_Before Competition Groups_53 | Freezer Recycling | 8.3e-05% | 0 | 0.0032407 | Residential_2032_SC C_GWh_Before Competition Groups_Freezer Recycling
Residential | Res ¦ Heavy Duty Outdoor/Holiday Plug-in Timers | 2032 | SC C | GWh | Before Competition Groups | 0 | 0 | 0 | 3904.4403 | 0 | 54 | Residential_2032_SC C_GWh_Before Competition Groups_54 | Heavy Duty Outdoor/Holiday Plug-in Timers | 0% | 0 | 0 | Residential_2032_SC C_GWh_Before Competition Groups_Heavy Duty Outdoor/Holiday Plug-in Timers
Residential | Res ¦ LED Downlight | 2032 | SC C | GWh | Before Competition Groups | 0 | 0 | 0 | 3904.4403 | 0 | 55 | Residential_2032_SC C_GWh_Before Competition Groups_55 | LED Downlight | 0% | 0 | 0 | Residential_2032_SC C_GWh_Before Competition Groups_LED Downlight
Residential | Res ¦ Smart Power Bar | 2032 | SC C | GWh | Before Competition Groups | 0 | 0 | 0 | 3904.4403 | 0 | 56 | Residential_2032_SC C_GWh_Before Competition Groups_56 | Smart Power Bar | 0% | 0 | 0 | Residential_2032_SC C_GWh_Before Competition Groups_Smart Power Bar
Residential | Res ¦ Energy Star LED Bulbs General Purpose LEDs | 2032 | SC D | GWh | Before Competition Groups | 392.0569 | 0 | 0 | 3074.2458 | 0.12753 | 1 | Residential_2032_SC D_GWh_Before Competition Groups_1 | Energy Star LED Bulbs General Purpose LEDs | 12.75% | 0 | 392.0569 | Residential_2032_SC D_GWh_Before Competition Groups_Energy Star LED Bulbs General Purpose LEDs
Residential | Res ¦ Energy Star LED Specialty Bulbs | 2032 | SC D | GWh | Before Competition Groups | 377.1408 | 0 | 0 | 3074.2458 | 0.12268 | 2 | Residential_2032_SC D_GWh_Before Competition Groups_2 | Energy Star LED Specialty Bulbs | 12.27% | 0 | 377.1408 | Residential_2032_SC D_GWh_Before Competition Groups_Energy Star LED Specialty Bulbs
Residential | Res ¦ Energy Star Clothes Washer | 2032 | SC D | GWh | Before Competition Groups | 322.0465 | 0 | 0 | 3074.2458 | 0.10476 | 3 | Residential_2032_SC D_GWh_Before Competition Groups_3 | Energy Star Clothes Washer | 10.48% | 0 | 322.0465 | Residential_2032_SC D_GWh_Before Competition Groups_Energy Star Clothes Washer
Residential | Res ¦ Ductless Mini-Split Heat Pump | 2032 | SC D | GWh | Before Competition Groups | 302.176 | 0 | 0 | 3074.2458 | 0.098293 | 4 | Residential_2032_SC D_GWh_Before Competition Groups_4 | Ductless Mini-Split Heat Pump | 9.829% | 0 | 302.176 | Residential_2032_SC D_GWh_Before Competition Groups_Ductless Mini-Split Heat Pump
Residential | Res ¦ Energy Star A Line, PAR, MR Lamps | 2032 | SC D | GWh | Before Competition Groups | 255.3277 | 0 | 0 | 3074.2458 | 0.083054 | 5 | Residential_2032_SC D_GWh_Before Competition Groups_5 | Energy Star A Line, PAR, MR Lamps | 8.305% | 0 | 255.3277 | Residential_2032_SC D_GWh_Before Competition Groups_Energy Star A Line, PAR, MR Lamps
Residential | Res ¦ Building Recommissioning, Operations and Maintenance (O&M) Improvements | 2032 | SC D | GWh | Before Competition Groups | 175.0408 | 0 | 0 | 3074.2458 | 0.056938 | 6 | Residential_2032_SC D_GWh_Before Competition Groups_6 | Building Recommissioning, Operations and Maintenance (O&M) Improvements | 5.694% | 0 | 175.0408 | Residential_2032_SC D_GWh_Before Competition Groups_Building Recommissioning, Operations and Maintenance (O&M) Improvements
Residential | Res ¦ Variable Speed Pool Pump Motor | 2032 | SC D | GWh | Before Competition Groups | 146.9969 | 0 | 0 | 3074.2458 | 0.047816 | 7 | Residential_2032_SC D_GWh_Before Competition Groups_7 | Variable Speed Pool Pump Motor | 4.782% | 0 | 146.9969 | Residential_2032_SC D_GWh_Before Competition Groups_Variable Speed Pool Pump Motor
Residential | Res ¦ Energy Star Torchiere | 2032 | SC D | GWh | Before Competition Groups | 117.4414 | 0 | 0 | 3074.2458 | 0.038202 | 8 | Residential_2032_SC D_GWh_Before Competition Groups_8 | Energy Star Torchiere | 3.82% | 0 | 117.4414 | Residential_2032_SC D_GWh_Before Competition Groups_Energy Star Torchiere
Residential | Res ¦ Adaptive Thermostat | 2032 | SC D | GWh | Before Competition Groups | 103.9472 | 0 | 0 | 3074.2458 | 0.033812 | 9 | Residential_2032_SC D_GWh_Before Competition Groups_9 | Adaptive Thermostat | 3.381% | 0 | 103.9472 | Residential_2032_SC D_GWh_Before Competition Groups_Adaptive Thermostat
Residential | Res ¦ Comprehensive Draft Proofing | 2032 | SC D | GWh | Before Competition Groups | 80.3895 | 0 | 0 | 3074.2458 | 0.026149 | 10 | Residential_2032_SC D_GWh_Before Competition Groups_10 | Comprehensive Draft Proofing | 2.615% | 0 | 80.3895 | Residential_2032_SC D_GWh_Before Competition Groups_Comprehensive Draft Proofing
Residential | Res ¦ LED Parking Lot Fixture | 2032 | SC D | GWh | Before Competition Groups | 78.9879 | 0 | 0 | 3074.2458 | 0.025693 | 11 | Residential_2032_SC D_GWh_Before Competition Groups_11 | LED Parking Lot Fixture | 2.569% | 0 | 78.9879 | Residential_2032_SC D_GWh_Before Competition Groups_LED Parking Lot Fixture
Residential | Res ¦ Energy Star Air Source Heat Pump | 2032 | SC D | GWh | Before Competition Groups | 76.8346 | 0 | 0 | 3074.2458 | 0.024993 | 12 | Residential_2032_SC D_GWh_Before Competition Groups_12 | Energy Star Air Source Heat Pump | 2.499% | 0 | 76.8346 | Residential_2032_SC D_GWh_Before Competition Groups_Energy Star Air Source Heat Pump
Residential | Res ¦ Basement Wall Insulation | 2032 | SC D | GWh | Before Competition Groups | 71.3846 | 0 | 0 | 3074.2458 | 0.02322 | 13 | Residential_2032_SC D_GWh_Before Competition Groups_13 | Basement Wall Insulation | 2.322% | 0 | 71.3846 | Residential_2032_SC D_GWh_Before Competition Groups_Basement Wall Insulation
Residential | Res ¦ Occupancy Sensors MF | 2032 | SC D | GWh | Before Competition Groups | 49.8038 | 0 | 0 | 3074.2458 | 0.0162 | 14 | Residential_2032_SC D_GWh_Before Competition Groups_14 | Occupancy Sensors MF | 1.62% | 0 | 49.8038 | Residential_2032_SC D_GWh_Before Competition Groups_Occupancy Sensors MF
Residential | Res ¦ Air Sealing | 2032 | SC D | GWh | Before Competition Groups | 48.3686 | 0 | 0 | 3074.2458 | 0.015733 | 15 | Residential_2032_SC D_GWh_Before Competition Groups_15 | Air Sealing | 1.573% | 0 | 48.3686 | Residential_2032_SC D_GWh_Before Competition Groups_Air Sealing
Residential | Res ¦ Energy Star Clothes Dryer | 2032 | SC D | GWh | Before Competition Groups | 47.8357 | 0 | 0 | 3074.2458 | 0.01556 | 16 | Residential_2032_SC D_GWh_Before Competition Groups_16 | Energy Star Clothes Dryer | 1.556% | 0 | 47.8357 | Residential_2032_SC D_GWh_Before Competition Groups_Energy Star Clothes Dryer
Residential | Res ¦ Energy Star Room Air Conditioner | 2032 | SC D | GWh | Before Competition Groups | 39.6052 | 0 | 0 | 3074.2458 | 0.012883 | 17 | Residential_2032_SC D_GWh_Before Competition Groups_17 | Energy Star Room Air Conditioner | 1.288% | 0 | 39.6052 | Residential_2032_SC D_GWh_Before Competition Groups_Energy Star Room Air Conditioner
Residential | Res ¦ Energy Star Light Fixture | 2032 | SC D | GWh | Before Competition Groups | 38.9529 | 0 | 0 | 3074.2458 | 0.012671 | 18 | Residential_2032_SC D_GWh_Before Competition Groups_18 | Energy Star Light Fixture | 1.267% | 0 | 38.9529 | Residential_2032_SC D_GWh_Before Competition Groups_Energy Star Light Fixture
Residential | Res ¦ LED Exterior Area Lights - LED Fixture (200W) | 2032 | SC D | GWh | Before Competition Groups | 35.2127 | 0 | 0 | 3074.2458 | 0.011454 | 19 | Residential_2032_SC D_GWh_Before Competition Groups_19 | LED Exterior Area Lights - LED Fixture (200W) | 1.145% | 0 | 35.2127 | Residential_2032_SC D_GWh_Before Competition Groups_LED Exterior Area Lights - LED Fixture (200W)
Residential | Res ¦ Attic Insulation | 2032 | SC D | GWh | Before Competition Groups | 29.7794 | 0 | 0 | 3074.2458 | 0.0096867 | 20 | Residential_2032_SC D_GWh_Before Competition Groups_20 | Attic Insulation | 0.9687% | 0 | 29.7794 | Residential_2032_SC D_GWh_Before Competition Groups_Attic Insulation
Residential | Res ¦ Refrigerator Recycling | 2032 | SC D | GWh | Before Competition Groups | 27.8699 | 0 | 0 | 3074.2458 | 0.0090656 | 21 | Residential_2032_SC D_GWh_Before Competition Groups_21 | Refrigerator Recycling | 0.9066% | 0 | 27.8699 | Residential_2032_SC D_GWh_Before Competition Groups_Refrigerator Recycling
Residential | Res ¦ Home Energy Reports | 2032 | SC D | GWh | Before Competition Groups | 27.6254 | 0 | 0 | 3074.2458 | 0.0089861 | 22 | Residential_2032_SC D_GWh_Before Competition Groups_22 | Home Energy Reports | 0.8986% | 0 | 27.6254 | Residential_2032_SC D_GWh_Before Competition Groups_Home Energy Reports
Residential | Res ¦ LED Tube Re-Lamp | 2032 | SC D | GWh | Before Competition Groups | 26.8701 | 0 | 0 | 3074.2458 | 0.0087404 | 23 | Residential_2032_SC D_GWh_Before Competition Groups_23 | LED Tube Re-Lamp | 0.874% | 0 | 26.8701 | Residential_2032_SC D_GWh_Before Competition Groups_LED Tube Re-Lamp
Residential | Res ¦ Advanced BAS/Controllers | 2032 | SC D | GWh | Before Competition Groups | 25.6193 | 0 | 0 | 3074.2458 | 0.0083335 | 24 | Residential_2032_SC D_GWh_Before Competition Groups_24 | Advanced BAS/Controllers | 0.8334% | 0 | 25.6193 | Residential_2032_SC D_GWh_Before Competition Groups_Advanced BAS/Controllers
Residential | Res ¦ Outside Air Economizer | 2032 | SC D | GWh | Before Competition Groups | 22.4805 | 0 | 0 | 3074.2458 | 0.0073125 | 25 | Residential_2032_SC D_GWh_Before Competition Groups_25 | Outside Air Economizer | 0.7313% | 0 | 22.4805 | Residential_2032_SC D_GWh_Before Competition Groups_Outside Air Economizer
Residential | Res ¦ Furnace Whistle | 2032 | SC D | GWh | Before Competition Groups | 22.0607 | 0 | 0 | 3074.2458 | 0.007176 | 26 | Residential_2032_SC D_GWh_Before Competition Groups_26 | Furnace Whistle | 0.7176% | 0 | 22.0607 | Residential_2032_SC D_GWh_Before Competition Groups_Furnace Whistle
Residential | Res ¦ Minimize Hot and Warm Clothes Wash | 2032 | SC D | GWh | Before Competition Groups | 22.0328 | 0 | 0 | 3074.2458 | 0.0071669 | 27 | Residential_2032_SC D_GWh_Before Competition Groups_27 | Minimize Hot and Warm Clothes Wash | 0.7167% | 0 | 22.0328 | Residential_2032_SC D_GWh_Before Competition Groups_Minimize Hot and Warm Clothes Wash
Residential | Res ¦ Energy Star Freezer | 2032 | SC D | GWh | Before Competition Groups | 21.173 | 0 | 0 | 3074.2458 | 0.0068872 | 28 | Residential_2032_SC D_GWh_Before Competition Groups_28 | Energy Star Freezer | 0.6887% | 0 | 21.173 | Residential_2032_SC D_GWh_Before Competition Groups_Energy Star Freezer
Residential | Res ¦ ENERGY STAR LED LAMPS (REFLECTOR LAMPs/MR16/PAR 16) | 2032 | SC D | GWh | Before Competition Groups | 15.9374 | 0 | 0 | 3074.2458 | 0.0051842 | 29 | Residential_2032_SC D_GWh_Before Competition Groups_29 | ENERGY STAR LED LAMPS (REFLECTOR LAMPs/MR16/PAR 16) | 0.5184% | 0 | 15.9374 | Residential_2032_SC D_GWh_Before Competition Groups_ENERGY STAR LED LAMPS (REFLECTOR LAMPs/MR16/PAR 16)
Residential | Res ¦ High Efficiency Chiller (avg of water and air cooled) | 2032 | SC D | GWh | Before Competition Groups | 13.863 | 0 | 0 | 3074.2458 | 0.0045094 | 30 | Residential_2032_SC D_GWh_Before Competition Groups_30 | High Efficiency Chiller (avg of water and air cooled) | 0.4509% | 0 | 13.863 | Residential_2032_SC D_GWh_Before Competition Groups_High Efficiency Chiller (avg of water and air cooled)
Residential | Res ¦ Smart Burners | 2032 | SC D | GWh | Before Competition Groups | 8.3973 | 0 | 0 | 3074.2458 | 0.0027315 | 31 | Residential_2032_SC D_GWh_Before Competition Groups_31 | Smart Burners | 0.2732% | 0 | 8.3973 | Residential_2032_SC D_GWh_Before Competition Groups_Smart Burners
Residential | Res ¦ Variable Frequency Drive (VFD) | 2032 | SC D | GWh | Before Competition Groups | 7.0637 | 0 | 0 | 3074.2458 | 0.0022977 | 32 | Residential_2032_SC D_GWh_Before Competition Groups_32 | Variable Frequency Drive (VFD) | 0.2298% | 0 | 7.0637 | Residential_2032_SC D_GWh_Before Competition Groups_Variable Frequency Drive (VFD)
Residential | Res ¦ CO Sensors for parking garage exhaust fans | 2032 | SC D | GWh | Before Competition Groups | 6.5297 | 0 | 0 | 3074.2458 | 0.002124 | 33 | Residential_2032_SC D_GWh_Before Competition Groups_33 | CO Sensors for parking garage exhaust fans | 0.2124% | 0 | 6.5297 | Residential_2032_SC D_GWh_Before Competition Groups_CO Sensors for parking garage exhaust fans
Residential | Res ¦ Water Heater Temperature Setback | 2032 | SC D | GWh | Before Competition Groups | 6.3457 | 0 | 0 | 3074.2458 | 0.0020642 | 34 | Residential_2032_SC D_GWh_Before Competition Groups_34 | Water Heater Temperature Setback | 0.2064% | 0 | 6.3457 | Residential_2032_SC D_GWh_Before Competition Groups_Water Heater Temperature Setback
Residential | Res ¦ Demand Control Ventilation | 2032 | SC D | GWh | Before Competition Groups | 4.6391 | 0 | 0 | 3074.2458 | 0.001509 | 35 | Residential_2032_SC D_GWh_Before Competition Groups_35 | Demand Control Ventilation | 0.1509% | 0 | 4.6391 | Residential_2032_SC D_GWh_Before Competition Groups_Demand Control Ventilation
Residential | Res ¦ Tankless Water Heater | 2032 | SC D | GWh | Before Competition Groups | 4.3116 | 0 | 0 | 3074.2458 | 0.0014025 | 36 | Residential_2032_SC D_GWh_Before Competition Groups_36 | Tankless Water Heater | 0.1402% | 0 | 4.3116 | Residential_2032_SC D_GWh_Before Competition Groups_Tankless Water Heater
Residential | Res ¦ ENERGY STAR LED Lamps (General Service Lamps) | 2032 | SC D | GWh | Before Competition Groups | 3.5342 | 0 | 0 | 3074.2458 | 0.0011496 | 37 | Residential_2032_SC D_GWh_Before Competition Groups_37 | ENERGY STAR LED Lamps (General Service Lamps) | 0.115% | 0 | 3.5342 | Residential_2032_SC D_GWh_Before Competition Groups_ENERGY STAR LED Lamps (General Service Lamps)
Residential | Res ¦ Energy Star Dehumidifier | 2032 | SC D | GWh | Before Competition Groups | 3.4642 | 0 | 0 | 3074.2458 | 0.0011268 | 38 | Residential_2032_SC D_GWh_Before Competition Groups_38 | Energy Star Dehumidifier | 0.1127% | 0 | 3.4642 | Residential_2032_SC D_GWh_Before Competition Groups_Energy Star Dehumidifier
Residential | Res ¦ Clothes Drying Racks | 2032 | SC D | GWh | Before Competition Groups | 2.8524 | 0 | 0 | 3074.2458 | 0.00092785 | 39 | Residential_2032_SC D_GWh_Before Competition Groups_39 | Clothes Drying Racks | 0.09279% | 0 | 2.8524 | Residential_2032_SC D_GWh_Before Competition Groups_Clothes Drying Racks
Residential | Res ¦ Condensing Make Up Air Unit | 2032 | SC D | GWh | Before Competition Groups | 2.8209 | 0 | 0 | 3074.2458 | 0.00091758 | 40 | Residential_2032_SC D_GWh_Before Competition Groups_40 | Condensing Make Up Air Unit | 0.09176% | 0 | 2.8209 | Residential_2032_SC D_GWh_Before Competition Groups_Condensing Make Up Air Unit
Residential | Res ¦ VFD on Pumps | 2032 | SC D | GWh | Before Competition Groups | 2.0002 | 0 | 0 | 3074.2458 | 0.00065062 | 41 | Residential_2032_SC D_GWh_Before Competition Groups_41 | VFD on Pumps | 0.06506% | 0 | 2.0002 | Residential_2032_SC D_GWh_Before Competition Groups_VFD on Pumps
Residential | Res ¦ Floor Insulation | 2032 | SC D | GWh | Before Competition Groups | 1.9735 | 0 | 0 | 3074.2458 | 0.00064194 | 42 | Residential_2032_SC D_GWh_Before Competition Groups_42 | Floor Insulation | 0.06419% | 0 | 1.9735 | Residential_2032_SC D_GWh_Before Competition Groups_Floor Insulation
Residential | Res ¦ Heat Recovery Ventilator | 2032 | SC D | GWh | Before Competition Groups | 1.3999 | 0 | 0 | 3074.2458 | 0.00045535 | 43 | Residential_2032_SC D_GWh_Before Competition Groups_43 | Heat Recovery Ventilator | 0.04554% | 0 | 1.3999 | Residential_2032_SC D_GWh_Before Competition Groups_Heat Recovery Ventilator
Residential | Res ¦ ECM MOTORS FOR HVAC APPLICATION (FAN-POWERED VAV BOX) | 2032 | SC D | GWh | Before Competition Groups | 1.226 | 0 | 0 | 3074.2458 | 0.0003988 | 44 | Residential_2032_SC D_GWh_Before Competition Groups_44 | ECM MOTORS FOR HVAC APPLICATION (FAN-POWERED VAV BOX) | 0.03988% | 0 | 1.226 | Residential_2032_SC D_GWh_Before Competition Groups_ECM MOTORS FOR HVAC APPLICATION (FAN-POWERED VAV BOX)
Residential | Res ¦ Duct Insulation | 2032 | SC D | GWh | Before Competition Groups | 1.0615 | 0 | 0 | 3074.2458 | 0.0003453 | 45 | Residential_2032_SC D_GWh_Before Competition Groups_45 | Duct Insulation | 0.03453% | 0 | 1.0615 | Residential_2032_SC D_GWh_Before Competition Groups_Duct Insulation
Residential | Res ¦ Beverage Vending Machine Controls | 2032 | SC D | GWh | Before Competition Groups | 0.83471 | 0 | 0 | 3074.2458 | 0.00027152 | 46 | Residential_2032_SC D_GWh_Before Competition Groups_46 | Beverage Vending Machine Controls | 0.02715% | 0 | 0.83471 | Residential_2032_SC D_GWh_Before Competition Groups_Beverage Vending Machine Controls
Residential | Res ¦ Duct Insulation MF | 2032 | SC D | GWh | Before Competition Groups | 0.62521 | 0 | 0 | 3074.2458 | 0.00020337 | 47 | Residential_2032_SC D_GWh_Before Competition Groups_47 | Duct Insulation MF | 0.02034% | 0 | 0.62521 | Residential_2032_SC D_GWh_Before Competition Groups_Duct Insulation MF
Residential | Res ¦ Chilled Water Optimization | 2032 | SC D | GWh | Before Competition Groups | 0.19981 | 0 | 0 | 3074.2458 | 6.4995e-05 | 48 | Residential_2032_SC D_GWh_Before Competition Groups_48 | Chilled Water Optimization | 0.006499% | 0 | 0.19981 | Residential_2032_SC D_GWh_Before Competition Groups_Chilled Water Optimization
Residential | Res ¦ LED High Bay Fixture | 2032 | SC D | GWh | Before Competition Groups | 0.078115 | 0 | 0 | 3074.2458 | 2.541e-05 | 49 | Residential_2032_SC D_GWh_Before Competition Groups_49 | LED High Bay Fixture | 0.002541% | 0 | 0.078115 | Residential_2032_SC D_GWh_Before Competition Groups_LED High Bay Fixture
Residential | Res ¦ Wall Insulation | 2032 | SC D | GWh | Before Competition Groups | 0.015639 | 0 | 0 | 3074.2458 | 5.0872e-06 | 50 | Residential_2032_SC D_GWh_Before Competition Groups_50 | Wall Insulation | 0.0005087% | 0 | 0.015639 | Residential_2032_SC D_GWh_Before Competition Groups_Wall Insulation
Residential | Res ¦ Wall Insulation MF | 2032 | SC D | GWh | Before Competition Groups | 0.0080817 | 0 | 0 | 3074.2458 | 2.6288e-06 | 51 | Residential_2032_SC D_GWh_Before Competition Groups_51 | Wall Insulation MF | 0.0002629% | 0 | 0.0080817 | Residential_2032_SC D_GWh_Before Competition Groups_Wall Insulation MF
Residential | Res ¦ Freezer Recycling | 2032 | SC D | GWh | Before Competition Groups | 0.0032407 | 0 | 0 | 3074.2458 | 1.0541e-06 | 52 | Residential_2032_SC D_GWh_Before Competition Groups_52 | Freezer Recycling | 0.0001054% | 0 | 0.0032407 | Residential_2032_SC D_GWh_Before Competition Groups_Freezer Recycling
Residential | Res ¦ LED Downlight | 2032 | SC D | GWh | Before Competition Groups | 0 | 0 | 0 | 3074.2458 | 0 | 53 | Residential_2032_SC D_GWh_Before Competition Groups_53 | LED Downlight | 0% | 0 | 0 | Residential_2032_SC D_GWh_Before Competition Groups_LED Downlight
Residential | Res ¦ Smart Power Bar | 2032 | SC D | GWh | Before Competition Groups | 0 | 0 | 0 | 3074.2458 | 0 | 54 | Residential_2032_SC D_GWh_Before Competition Groups_54 | Smart Power Bar | 0% | 0 | 0 | Residential_2032_SC D_GWh_Before Competition Groups_Smart Power Bar
Residential | Res ¦ Energy Star A Line, PAR, MR Lamps | 2032 | Technical | GWh | Before Competition Groups | 2007.7096 | 0 | 0 | 21214.5276 | 0.094638 | 1 | Residential_2032_Technical_GWh_Before Competition Groups_1 | Energy Star A Line, PAR, MR Lamps | 9.464% | 0 | 2007.7096 | Residential_2032_Technical_GWh_Before Competition Groups_Energy Star A Line, PAR, MR Lamps
Residential | Res ¦ Energy Star LED Bulbs General Purpose LEDs | 2032 | Technical | GWh | Before Competition Groups | 1979.2173 | 0 | 0 | 21214.5276 | 0.093295 | 2 | Residential_2032_Technical_GWh_Before Competition Groups_2 | Energy Star LED Bulbs General Purpose LEDs | 9.33% | 0 | 1979.2173 | Residential_2032_Technical_GWh_Before Competition Groups_Energy Star LED Bulbs General Purpose LEDs
Residential | Res ¦ Energy Star LED Specialty Bulbs | 2032 | Technical | GWh | Before Competition Groups | 1808.8906 | 0 | 0 | 21214.5276 | 0.085267 | 3 | Residential_2032_Technical_GWh_Before Competition Groups_3 | Energy Star LED Specialty Bulbs | 8.527% | 0 | 1808.8906 | Residential_2032_Technical_GWh_Before Competition Groups_Energy Star LED Specialty Bulbs
Residential | Res ¦ Smart Power Bar | 2032 | Technical | GWh | Before Competition Groups | 1322.3089 | 0 | 0 | 21214.5276 | 0.06233 | 4 | Residential_2032_Technical_GWh_Before Competition Groups_4 | Smart Power Bar | 6.233% | 0 | 1322.3089 | Residential_2032_Technical_GWh_Before Competition Groups_Smart Power Bar
Residential | Res ¦ Networked/ Connected - Indoor LED Lamp | 2032 | Technical | GWh | Before Competition Groups | 1239.6811 | 0 | 0 | 21214.5276 | 0.058435 | 5 | Residential_2032_Technical_GWh_Before Competition Groups_5 | Networked/ Connected - Indoor LED Lamp | 5.844% | 0 | 1239.6811 | Residential_2032_Technical_GWh_Before Competition Groups_Networked/ Connected - Indoor LED Lamp
Residential | Res ¦ Energy Star Refrigerator | 2032 | Technical | GWh | Before Competition Groups | 804.0947 | 0 | 0 | 21214.5276 | 0.037903 | 6 | Residential_2032_Technical_GWh_Before Competition Groups_6 | Energy Star Refrigerator | 3.79% | 0 | 804.0947 | Residential_2032_Technical_GWh_Before Competition Groups_Energy Star Refrigerator
Residential | Res ¦ Smart Burners | 2032 | Technical | GWh | Before Competition Groups | 709.1077 | 0 | 0 | 21214.5276 | 0.033426 | 7 | Residential_2032_Technical_GWh_Before Competition Groups_7 | Smart Burners | 3.343% | 0 | 709.1077 | Residential_2032_Technical_GWh_Before Competition Groups_Smart Burners
Residential | Res ¦ Adaptive Thermostat | 2032 | Technical | GWh | Before Competition Groups | 683.0503 | 0 | 0 | 21214.5276 | 0.032197 | 8 | Residential_2032_Technical_GWh_Before Competition Groups_8 | Adaptive Thermostat | 3.22% | 0 | 683.0503 | Residential_2032_Technical_GWh_Before Competition Groups_Adaptive Thermostat
Residential | Res ¦ Energy Star Clothes Washer | 2032 | Technical | GWh | Before Competition Groups | 658.057 | 0 | 0 | 21214.5276 | 0.031019 | 9 | Residential_2032_Technical_GWh_Before Competition Groups_9 | Energy Star Clothes Washer | 3.102% | 0 | 658.057 | Residential_2032_Technical_GWh_Before Competition Groups_Energy Star Clothes Washer
Residential | Res ¦ Energy Star Ground Source Heat Pump | 2032 | Technical | GWh | Before Competition Groups | 632.4914 | 0 | 0 | 21214.5276 | 0.029814 | 10 | Residential_2032_Technical_GWh_Before Competition Groups_10 | Energy Star Ground Source Heat Pump | 2.981% | 0 | 632.4914 | Residential_2032_Technical_GWh_Before Competition Groups_Energy Star Ground Source Heat Pump
Residential | Res ¦ Ductless Mini-Split Heat Pump | 2032 | Technical | GWh | Before Competition Groups | 628.0338 | 0 | 0 | 21214.5276 | 0.029604 | 11 | Residential_2032_Technical_GWh_Before Competition Groups_11 | Ductless Mini-Split Heat Pump | 2.96% | 0 | 628.0338 | Residential_2032_Technical_GWh_Before Competition Groups_Ductless Mini-Split Heat Pump
Residential | Res ¦ Heat Pump Clothes Dryer | 2032 | Technical | GWh | Before Competition Groups | 555.1848 | 0 | 0 | 21214.5276 | 0.02617 | 12 | Residential_2032_Technical_GWh_Before Competition Groups_12 | Heat Pump Clothes Dryer | 2.617% | 0 | 555.1848 | Residential_2032_Technical_GWh_Before Competition Groups_Heat Pump Clothes Dryer
Residential | Res ¦ Air Sealing | 2032 | Technical | GWh | Before Competition Groups | 475.633 | 0 | 0 | 21214.5276 | 0.02242 | 13 | Residential_2032_Technical_GWh_Before Competition Groups_13 | Air Sealing | 2.242% | 0 | 475.633 | Residential_2032_Technical_GWh_Before Competition Groups_Air Sealing
Residential | Res ¦ Induction Cooking Stove Top | 2032 | Technical | GWh | Before Competition Groups | 436.8103 | 0 | 0 | 21214.5276 | 0.02059 | 14 | Residential_2032_Technical_GWh_Before Competition Groups_14 | Induction Cooking Stove Top | 2.059% | 0 | 436.8103 | Residential_2032_Technical_GWh_Before Competition Groups_Induction Cooking Stove Top
Residential | Res ¦ Energy Star Central Air Conditioner | 2032 | Technical | GWh | Before Competition Groups | 426.2742 | 0 | 0 | 21214.5276 | 0.020094 | 15 | Residential_2032_Technical_GWh_Before Competition Groups_15 | Energy Star Central Air Conditioner | 2.009% | 0 | 426.2742 | Residential_2032_Technical_GWh_Before Competition Groups_Energy Star Central Air Conditioner
Residential | Res ¦ Energy Star Light Fixture | 2032 | Technical | GWh | Before Competition Groups | 369.7244 | 0 | 0 | 21214.5276 | 0.017428 | 16 | Residential_2032_Technical_GWh_Before Competition Groups_16 | Energy Star Light Fixture | 1.743% | 0 | 369.7244 | Residential_2032_Technical_GWh_Before Competition Groups_Energy Star Light Fixture
Residential | Res ¦ Car Block Heater Timer | 2032 | Technical | GWh | Before Competition Groups | 359.1393 | 0 | 0 | 21214.5276 | 0.016929 | 17 | Residential_2032_Technical_GWh_Before Competition Groups_17 | Car Block Heater Timer | 1.693% | 0 | 359.1393 | Residential_2032_Technical_GWh_Before Competition Groups_Car Block Heater Timer
Residential | Res ¦ Energy Star Air Source Heat Pump | 2032 | Technical | GWh | Before Competition Groups | 358.6296 | 0 | 0 | 21214.5276 | 0.016905 | 18 | Residential_2032_Technical_GWh_Before Competition Groups_18 | Energy Star Air Source Heat Pump | 1.69% | 0 | 358.6296 | Residential_2032_Technical_GWh_Before Competition Groups_Energy Star Air Source Heat Pump
Residential | Res ¦ Variable Speed Pool Pump Motor | 2032 | Technical | GWh | Before Competition Groups | 349.2922 | 0 | 0 | 21214.5276 | 0.016465 | 19 | Residential_2032_Technical_GWh_Before Competition Groups_19 | Variable Speed Pool Pump Motor | 1.646% | 0 | 349.2922 | Residential_2032_Technical_GWh_Before Competition Groups_Variable Speed Pool Pump Motor
Residential | Res ¦ Energy Star Clothes Dryer | 2032 | Technical | GWh | Before Competition Groups | 317.1042 | 0 | 0 | 21214.5276 | 0.014948 | 20 | Residential_2032_Technical_GWh_Before Competition Groups_20 | Energy Star Clothes Dryer | 1.495% | 0 | 317.1042 | Residential_2032_Technical_GWh_Before Competition Groups_Energy Star Clothes Dryer
Residential | Res ¦ Ductless Mini-Split Air Conditioner | 2032 | Technical | GWh | Before Competition Groups | 305.6775 | 0 | 0 | 21214.5276 | 0.014409 | 21 | Residential_2032_Technical_GWh_Before Competition Groups_21 | Ductless Mini-Split Air Conditioner | 1.441% | 0 | 305.6775 | Residential_2032_Technical_GWh_Before Competition Groups_Ductless Mini-Split Air Conditioner
Residential | Res ¦ Energy Star Torchiere | 2032 | Technical | GWh | Before Competition Groups | 288.4544 | 0 | 0 | 21214.5276 | 0.013597 | 22 | Residential_2032_Technical_GWh_Before Competition Groups_22 | Energy Star Torchiere | 1.36% | 0 | 288.4544 | Residential_2032_Technical_GWh_Before Competition Groups_Energy Star Torchiere
Residential | Res ¦ Passive Attic Ventilation | 2032 | Technical | GWh | Before Competition Groups | 281.6402 | 0 | 0 | 21214.5276 | 0.013276 | 23 | Residential_2032_Technical_GWh_Before Competition Groups_23 | Passive Attic Ventilation | 1.328% | 0 | 281.6402 | Residential_2032_Technical_GWh_Before Competition Groups_Passive Attic Ventilation
Residential | Res ¦ Building Recommissioning, Operations and Maintenance (O&M) Improvements | 2032 | Technical | GWh | Before Competition Groups | 270.6952 | 0 | 0 | 21214.5276 | 0.01276 | 24 | Residential_2032_Technical_GWh_Before Competition Groups_24 | Building Recommissioning, Operations and Maintenance (O&M) Improvements | 1.276% | 0 | 270.6952 | Residential_2032_Technical_GWh_Before Competition Groups_Building Recommissioning, Operations and Maintenance (O&M) Improvements
Residential | Res ¦ Energy Star Windows | 2032 | Technical | GWh | Before Competition Groups | 257.9707 | 0 | 0 | 21214.5276 | 0.01216 | 25 | Residential_2032_Technical_GWh_Before Competition Groups_25 | Energy Star Windows | 1.216% | 0 | 257.9707 | Residential_2032_Technical_GWh_Before Competition Groups_Energy Star Windows
Residential | Res ¦ Basement Wall Insulation | 2032 | Technical | GWh | Before Competition Groups | 249.6776 | 0 | 0 | 21214.5276 | 0.011769 | 26 | Residential_2032_Technical_GWh_Before Competition Groups_26 | Basement Wall Insulation | 1.177% | 0 | 249.6776 | Residential_2032_Technical_GWh_Before Competition Groups_Basement Wall Insulation
Residential | Res ¦ Basement or Crawlspace Insulation | 2032 | Technical | GWh | Before Competition Groups | 207.3393 | 0 | 0 | 21214.5276 | 0.0097735 | 27 | Residential_2032_Technical_GWh_Before Competition Groups_27 | Basement or Crawlspace Insulation | 0.9773% | 0 | 207.3393 | Residential_2032_Technical_GWh_Before Competition Groups_Basement or Crawlspace Insulation
Residential | Res ¦ Attic Insulation | 2032 | Technical | GWh | Before Competition Groups | 192.6102 | 0 | 0 | 21214.5276 | 0.0090792 | 28 | Residential_2032_Technical_GWh_Before Competition Groups_28 | Attic Insulation | 0.9079% | 0 | 192.6102 | Residential_2032_Technical_GWh_Before Competition Groups_Attic Insulation
Residential | Res ¦ Lighting Motion Sensors, Timers, Dimmers | 2032 | Technical | GWh | Before Competition Groups | 150.7358 | 0 | 0 | 21214.5276 | 0.0071053 | 29 | Residential_2032_Technical_GWh_Before Competition Groups_29 | Lighting Motion Sensors, Timers, Dimmers | 0.7105% | 0 | 150.7358 | Residential_2032_Technical_GWh_Before Competition Groups_Lighting Motion Sensors, Timers, Dimmers
Residential | Res ¦ Wall Insulation | 2032 | Technical | GWh | Before Competition Groups | 150.4875 | 0 | 0 | 21214.5276 | 0.0070936 | 30 | Residential_2032_Technical_GWh_Before Competition Groups_30 | Wall Insulation | 0.7094% | 0 | 150.4875 | Residential_2032_Technical_GWh_Before Competition Groups_Wall Insulation
Residential | Res ¦ Comprehensive Draft Proofing | 2032 | Technical | GWh | Before Competition Groups | 137.6789 | 0 | 0 | 21214.5276 | 0.0064898 | 31 | Residential_2032_Technical_GWh_Before Competition Groups_31 | Comprehensive Draft Proofing | 0.649% | 0 | 137.6789 | Residential_2032_Technical_GWh_Before Competition Groups_Comprehensive Draft Proofing
Residential | Res ¦ Energy Star Room Air Conditioner | 2032 | Technical | GWh | Before Competition Groups | 118.2043 | 0 | 0 | 21214.5276 | 0.0055719 | 32 | Residential_2032_Technical_GWh_Before Competition Groups_32 | Energy Star Room Air Conditioner | 0.5572% | 0 | 118.2043 | Residential_2032_Technical_GWh_Before Competition Groups_Energy Star Room Air Conditioner
Residential | Res ¦ Solar Powered Attic Fan | 2032 | Technical | GWh | Before Competition Groups | 113.1082 | 0 | 0 | 21214.5276 | 0.0053316 | 33 | Residential_2032_Technical_GWh_Before Competition Groups_33 | Solar Powered Attic Fan | 0.5332% | 0 | 113.1082 | Residential_2032_Technical_GWh_Before Competition Groups_Solar Powered Attic Fan
Residential | Res ¦ Variable Refrigerant Flow Heat Pump | 2032 | Technical | GWh | Before Competition Groups | 106.6049 | 0 | 0 | 21214.5276 | 0.0050251 | 34 | Residential_2032_Technical_GWh_Before Competition Groups_34 | Variable Refrigerant Flow Heat Pump | 0.5025% | 0 | 106.6049 | Residential_2032_Technical_GWh_Before Competition Groups_Variable Refrigerant Flow Heat Pump
Residential | Res ¦ Furnace with ECM | 2032 | Technical | GWh | Before Competition Groups | 103.7371 | 0 | 0 | 21214.5276 | 0.0048899 | 35 | Residential_2032_Technical_GWh_Before Competition Groups_35 | Furnace with ECM | 0.489% | 0 | 103.7371 | Residential_2032_Technical_GWh_Before Competition Groups_Furnace with ECM
Residential | Res ¦ Networked/ Connected - Indoor LED Luminaire | 2032 | Technical | GWh | Before Competition Groups | 99.8857 | 0 | 0 | 21214.5276 | 0.0047084 | 36 | Residential_2032_Technical_GWh_Before Competition Groups_36 | Networked/ Connected - Indoor LED Luminaire | 0.4708% | 0 | 99.8857 | Residential_2032_Technical_GWh_Before Competition Groups_Networked/ Connected - Indoor LED Luminaire
Residential | Res ¦ Heavy Duty Outdoor/Holiday Plug-in Timers | 2032 | Technical | GWh | Before Competition Groups | 99.5633 | 0 | 0 | 21214.5276 | 0.0046932 | 37 | Residential_2032_Technical_GWh_Before Competition Groups_37 | Heavy Duty Outdoor/Holiday Plug-in Timers | 0.4693% | 0 | 99.5633 | Residential_2032_Technical_GWh_Before Competition Groups_Heavy Duty Outdoor/Holiday Plug-in Timers
Residential | Res ¦ Radiant Barrier | 2032 | Technical | GWh | Before Competition Groups | 96.3074 | 0 | 0 | 21214.5276 | 0.0045397 | 38 | Residential_2032_Technical_GWh_Before Competition Groups_38 | Radiant Barrier | 0.454% | 0 | 96.3074 | Residential_2032_Technical_GWh_Before Competition Groups_Radiant Barrier
Residential | Res ¦ Air Source Heat Pump | 2032 | Technical | GWh | Before Competition Groups | 91.9827 | 0 | 0 | 21214.5276 | 0.0043358 | 39 | Residential_2032_Technical_GWh_Before Competition Groups_39 | Air Source Heat Pump | 0.4336% | 0 | 91.9827 | Residential_2032_Technical_GWh_Before Competition Groups_Air Source Heat Pump
Residential | Res ¦ LED Downlight | 2032 | Technical | GWh | Before Competition Groups | 84.1961 | 0 | 0 | 21214.5276 | 0.0039688 | 40 | Residential_2032_Technical_GWh_Before Competition Groups_40 | LED Downlight | 0.3969% | 0 | 84.1961 | Residential_2032_Technical_GWh_Before Competition Groups_LED Downlight
Residential | Res ¦ Energy Star Ceiling Fan/Lighting | 2032 | Technical | GWh | Before Competition Groups | 82.8261 | 0 | 0 | 21214.5276 | 0.0039042 | 41 | Residential_2032_Technical_GWh_Before Competition Groups_41 | Energy Star Ceiling Fan/Lighting | 0.3904% | 0 | 82.8261 | Residential_2032_Technical_GWh_Before Competition Groups_Energy Star Ceiling Fan/Lighting
Residential | Res ¦ Home Energy Reports | 2032 | Technical | GWh | Before Competition Groups | 82.0178 | 0 | 0 | 21214.5276 | 0.0038661 | 42 | Residential_2032_Technical_GWh_Before Competition Groups_42 | Home Energy Reports | 0.3866% | 0 | 82.0178 | Residential_2032_Technical_GWh_Before Competition Groups_Home Energy Reports
Residential | Res ¦ LED Parking Lot Fixture | 2032 | Technical | GWh | Before Competition Groups | 81.6751 | 0 | 0 | 21214.5276 | 0.00385 | 43 | Residential_2032_Technical_GWh_Before Competition Groups_43 | LED Parking Lot Fixture | 0.385% | 0 | 81.6751 | Residential_2032_Technical_GWh_Before Competition Groups_LED Parking Lot Fixture
Residential | Res ¦ Ceiling Insulation | 2032 | Technical | GWh | Before Competition Groups | 75.4353 | 0 | 0 | 21214.5276 | 0.0035558 | 44 | Residential_2032_Technical_GWh_Before Competition Groups_44 | Ceiling Insulation | 0.3556% | 0 | 75.4353 | Residential_2032_Technical_GWh_Before Competition Groups_Ceiling Insulation
Residential | Res ¦ Energy Star Freezer | 2032 | Technical | GWh | Before Competition Groups | 74.3763 | 0 | 0 | 21214.5276 | 0.0035059 | 45 | Residential_2032_Technical_GWh_Before Competition Groups_45 | Energy Star Freezer | 0.3506% | 0 | 74.3763 | Residential_2032_Technical_GWh_Before Competition Groups_Energy Star Freezer
Residential | Res ¦ Window Film | 2032 | Technical | GWh | Before Competition Groups | 73.9302 | 0 | 0 | 21214.5276 | 0.0034849 | 46 | Residential_2032_Technical_GWh_Before Competition Groups_46 | Window Film | 0.3485% | 0 | 73.9302 | Residential_2032_Technical_GWh_Before Competition Groups_Window Film
Residential | Res ¦ Refrigerator Recycling | 2032 | Technical | GWh | Before Competition Groups | 70.9584 | 0 | 0 | 21214.5276 | 0.0033448 | 47 | Residential_2032_Technical_GWh_Before Competition Groups_47 | Refrigerator Recycling | 0.3345% | 0 | 70.9584 | Residential_2032_Technical_GWh_Before Competition Groups_Refrigerator Recycling
Residential | Res ¦ Occupancy Sensors MF | 2032 | Technical | GWh | Before Competition Groups | 66.0027 | 0 | 0 | 21214.5276 | 0.0031112 | 48 | Residential_2032_Technical_GWh_Before Competition Groups_48 | Occupancy Sensors MF | 0.3111% | 0 | 66.0027 | Residential_2032_Technical_GWh_Before Competition Groups_Occupancy Sensors MF
Residential | Res ¦ Clothes Drying Racks | 2032 | Technical | GWh | Before Competition Groups | 64.7953 | 0 | 0 | 21214.5276 | 0.0030543 | 49 | Residential_2032_Technical_GWh_Before Competition Groups_49 | Clothes Drying Racks | 0.3054% | 0 | 64.7953 | Residential_2032_Technical_GWh_Before Competition Groups_Clothes Drying Racks
Residential | Res ¦ Freezer Recycling | 2032 | Technical | GWh | Before Competition Groups | 62.2615 | 0 | 0 | 21214.5276 | 0.0029349 | 50 | Residential_2032_Technical_GWh_Before Competition Groups_50 | Freezer Recycling | 0.2935% | 0 | 62.2615 | Residential_2032_Technical_GWh_Before Competition Groups_Freezer Recycling
Residential | Res ¦ Duct Insulation | 2032 | Technical | GWh | Before Competition Groups | 62.0136 | 0 | 0 | 21214.5276 | 0.0029232 | 51 | Residential_2032_Technical_GWh_Before Competition Groups_51 | Duct Insulation | 0.2923% | 0 | 62.0136 | Residential_2032_Technical_GWh_Before Competition Groups_Duct Insulation
Residential | Res ¦ Heat Pump Water Heater | 2032 | Technical | GWh | Before Competition Groups | 60.4995 | 0 | 0 | 21214.5276 | 0.0028518 | 52 | Residential_2032_Technical_GWh_Before Competition Groups_52 | Heat Pump Water Heater | 0.2852% | 0 | 60.4995 | Residential_2032_Technical_GWh_Before Competition Groups_Heat Pump Water Heater
Residential | Res ¦ Tankless Water Heater | 2032 | Technical | GWh | Before Competition Groups | 54.6567 | 0 | 0 | 21214.5276 | 0.0025764 | 53 | Residential_2032_Technical_GWh_Before Competition Groups_53 | Tankless Water Heater | 0.2576% | 0 | 54.6567 | Residential_2032_Technical_GWh_Before Competition Groups_Tankless Water Heater
Residential | Res ¦ Floor Insulation | 2032 | Technical | GWh | Before Competition Groups | 50.4803 | 0 | 0 | 21214.5276 | 0.0023795 | 54 | Residential_2032_Technical_GWh_Before Competition Groups_54 | Floor Insulation | 0.238% | 0 | 50.4803 | Residential_2032_Technical_GWh_Before Competition Groups_Floor Insulation
Residential | Res ¦ Dehumidifier Recycling | 2032 | Technical | GWh | Before Competition Groups | 43.1732 | 0 | 0 | 21214.5276 | 0.0020351 | 55 | Residential_2032_Technical_GWh_Before Competition Groups_55 | Dehumidifier Recycling | 0.2035% | 0 | 43.1732 | Residential_2032_Technical_GWh_Before Competition Groups_Dehumidifier Recycling
Residential | Res ¦ Heat Recovery Ventilator | 2032 | Technical | GWh | Before Competition Groups | 42.5973 | 0 | 0 | 21214.5276 | 0.0020079 | 56 | Residential_2032_Technical_GWh_Before Competition Groups_56 | Heat Recovery Ventilator | 0.2008% | 0 | 42.5973 | Residential_2032_Technical_GWh_Before Competition Groups_Heat Recovery Ventilator
Residential | Res ¦ Advanced BAS/Controllers | 2032 | Technical | GWh | Before Competition Groups | 39.6195 | 0 | 0 | 21214.5276 | 0.0018676 | 57 | Residential_2032_Technical_GWh_Before Competition Groups_57 | Advanced BAS/Controllers | 0.1868% | 0 | 39.6195 | Residential_2032_Technical_GWh_Before Competition Groups_Advanced BAS/Controllers
Residential | Res ¦ Central Lighting Control System | 2032 | Technical | GWh | Before Competition Groups | 39.4706 | 0 | 0 | 21214.5276 | 0.0018605 | 58 | Residential_2032_Technical_GWh_Before Competition Groups_58 | Central Lighting Control System | 0.1861% | 0 | 39.4706 | Residential_2032_Technical_GWh_Before Competition Groups_Central Lighting Control System
Residential | Res ¦ LED Exterior Area Lights - LED Fixture (200W) | 2032 | Technical | GWh | Before Competition Groups | 38.2731 | 0 | 0 | 21214.5276 | 0.0018041 | 59 | Residential_2032_Technical_GWh_Before Competition Groups_59 | LED Exterior Area Lights - LED Fixture (200W) | 0.1804% | 0 | 38.2731 | Residential_2032_Technical_GWh_Before Competition Groups_LED Exterior Area Lights - LED Fixture (200W)
Residential | Res ¦ INTEGRAL LED TROFFERS | 2032 | Technical | GWh | Before Competition Groups | 36.1119 | 0 | 0 | 21214.5276 | 0.0017022 | 60 | Residential_2032_Technical_GWh_Before Competition Groups_60 | INTEGRAL LED TROFFERS | 0.1702% | 0 | 36.1119 | Residential_2032_Technical_GWh_Before Competition Groups_INTEGRAL LED TROFFERS
Residential | Res ¦ Minimize Hot and Warm Clothes Wash | 2032 | Technical | GWh | Before Competition Groups | 34.6315 | 0 | 0 | 21214.5276 | 0.0016324 | 61 | Residential_2032_Technical_GWh_Before Competition Groups_61 | Minimize Hot and Warm Clothes Wash | 0.1632% | 0 | 34.6315 | Residential_2032_Technical_GWh_Before Competition Groups_Minimize Hot and Warm Clothes Wash
Residential | Res ¦ Furnace Whistle | 2032 | Technical | GWh | Before Competition Groups | 34.1161 | 0 | 0 | 21214.5276 | 0.0016082 | 62 | Residential_2032_Technical_GWh_Before Competition Groups_62 | Furnace Whistle | 0.1608% | 0 | 34.1161 | Residential_2032_Technical_GWh_Before Competition Groups_Furnace Whistle
Residential | Res ¦ LED Tube Re-Lamp | 2032 | Technical | GWh | Before Competition Groups | 31.2062 | 0 | 0 | 21214.5276 | 0.001471 | 63 | Residential_2032_Technical_GWh_Before Competition Groups_63 | LED Tube Re-Lamp | 0.1471% | 0 | 31.2062 | Residential_2032_Technical_GWh_Before Competition Groups_LED Tube Re-Lamp
Residential | Res ¦ Early Hot Water Heater Replacement | 2032 | Technical | GWh | Before Competition Groups | 30.9026 | 0 | 0 | 21214.5276 | 0.0014567 | 64 | Residential_2032_Technical_GWh_Before Competition Groups_64 | Early Hot Water Heater Replacement | 0.1457% | 0 | 30.9026 | Residential_2032_Technical_GWh_Before Competition Groups_Early Hot Water Heater Replacement
Residential | Res ¦ Solar Water Heating System | 2032 | Technical | GWh | Before Competition Groups | 29.8041 | 0 | 0 | 21214.5276 | 0.0014049 | 65 | Residential_2032_Technical_GWh_Before Competition Groups_65 | Solar Water Heating System | 0.1405% | 0 | 29.8041 | Residential_2032_Technical_GWh_Before Competition Groups_Solar Water Heating System
Residential | Res ¦ Outside Air Economizer | 2032 | Technical | GWh | Before Competition Groups | 29.7136 | 0 | 0 | 21214.5276 | 0.0014006 | 66 | Residential_2032_Technical_GWh_Before Competition Groups_66 | Outside Air Economizer | 0.1401% | 0 | 29.7136 | Residential_2032_Technical_GWh_Before Competition Groups_Outside Air Economizer
Residential | Res ¦ Duct Insulation MF | 2032 | Technical | GWh | Before Competition Groups | 27.3576 | 0 | 0 | 21214.5276 | 0.0012896 | 67 | Residential_2032_Technical_GWh_Before Competition Groups_67 | Duct Insulation MF | 0.129% | 0 | 27.3576 | Residential_2032_Technical_GWh_Before Competition Groups_Duct Insulation MF
Residential | Res ¦ High Efficiency Storage Water Heater | 2032 | Technical | GWh | Before Competition Groups | 26.4134 | 0 | 0 | 21214.5276 | 0.0012451 | 68 | Residential_2032_Technical_GWh_Before Competition Groups_68 | High Efficiency Storage Water Heater | 0.1245% | 0 | 26.4134 | Residential_2032_Technical_GWh_Before Competition Groups_High Efficiency Storage Water Heater
Residential | Res ¦ Energy Star Dehumidifier | 2032 | Technical | GWh | Before Competition Groups | 25.367 | 0 | 0 | 21214.5276 | 0.0011957 | 69 | Residential_2032_Technical_GWh_Before Competition Groups_69 | Energy Star Dehumidifier | 0.1196% | 0 | 25.367 | Residential_2032_Technical_GWh_Before Competition Groups_Energy Star Dehumidifier
Residential | Res ¦ Central Air Conditioner Maintenance | 2032 | Technical | GWh | Before Competition Groups | 25.2458 | 0 | 0 | 21214.5276 | 0.00119 | 70 | Residential_2032_Technical_GWh_Before Competition Groups_70 | Central Air Conditioner Maintenance | 0.119% | 0 | 25.2458 | Residential_2032_Technical_GWh_Before Competition Groups_Central Air Conditioner Maintenance
Residential | Res ¦ Energy Star Dishwasher | 2032 | Technical | GWh | Before Competition Groups | 24.7212 | 0 | 0 | 21214.5276 | 0.0011653 | 71 | Residential_2032_Technical_GWh_Before Competition Groups_71 | Energy Star Dishwasher | 0.1165% | 0 | 24.7212 | Residential_2032_Technical_GWh_Before Competition Groups_Energy Star Dishwasher
Residential | Res ¦ Drain Water Heat Recovery | 2032 | Technical | GWh | Before Competition Groups | 20.7559 | 0 | 0 | 21214.5276 | 0.00097838 | 72 | Residential_2032_Technical_GWh_Before Competition Groups_72 | Drain Water Heat Recovery | 0.09784% | 0 | 20.7559 | Residential_2032_Technical_GWh_Before Competition Groups_Drain Water Heat Recovery
Residential | Res ¦ CO Sensors for parking garage exhaust fans | 2032 | Technical | GWh | Before Competition Groups | 18.747 | 0 | 0 | 21214.5276 | 0.00088369 | 73 | Residential_2032_Technical_GWh_Before Competition Groups_73 | CO Sensors for parking garage exhaust fans | 0.08837% | 0 | 18.747 | Residential_2032_Technical_GWh_Before Competition Groups_CO Sensors for parking garage exhaust fans
Residential | Res ¦ Demand Control Ventilation | 2032 | Technical | GWh | Before Competition Groups | 18.2725 | 0 | 0 | 21214.5276 | 0.00086132 | 74 | Residential_2032_Technical_GWh_Before Competition Groups_74 | Demand Control Ventilation | 0.08613% | 0 | 18.2725 | Residential_2032_Technical_GWh_Before Competition Groups_Demand Control Ventilation
Residential | Res ¦ Condensing Make Up Air Unit | 2032 | Technical | GWh | Before Competition Groups | 16.6644 | 0 | 0 | 21214.5276 | 0.00078552 | 75 | Residential_2032_Technical_GWh_Before Competition Groups_75 | Condensing Make Up Air Unit | 0.07855% | 0 | 16.6644 | Residential_2032_Technical_GWh_Before Competition Groups_Condensing Make Up Air Unit
Residential | Res ¦ High Efficiency Chiller (avg of water and air cooled) | 2032 | Technical | GWh | Before Competition Groups | 15.765 | 0 | 0 | 21214.5276 | 0.00074312 | 76 | Residential_2032_Technical_GWh_Before Competition Groups_76 | High Efficiency Chiller (avg of water and air cooled) | 0.07431% | 0 | 15.765 | Residential_2032_Technical_GWh_Before Competition Groups_High Efficiency Chiller (avg of water and air cooled)
Residential | Res ¦ ENERGY STAR LED LAMPS (REFLECTOR LAMPs/MR16/PAR 16) | 2032 | Technical | GWh | Before Competition Groups | 15.2184 | 0 | 0 | 21214.5276 | 0.00071736 | 77 | Residential_2032_Technical_GWh_Before Competition Groups_77 | ENERGY STAR LED LAMPS (REFLECTOR LAMPs/MR16/PAR 16) | 0.07174% | 0 | 15.2184 | Residential_2032_Technical_GWh_Before Competition Groups_ENERGY STAR LED LAMPS (REFLECTOR LAMPs/MR16/PAR 16)
Residential | Res ¦ Variable Frequency Drive (VFD) | 2032 | Technical | GWh | Before Competition Groups | 14.4721 | 0 | 0 | 21214.5276 | 0.00068218 | 78 | Residential_2032_Technical_GWh_Before Competition Groups_78 | Variable Frequency Drive (VFD) | 0.06822% | 0 | 14.4721 | Residential_2032_Technical_GWh_Before Competition Groups_Variable Frequency Drive (VFD)
Residential | Res ¦ Water Heater Temperature Setback | 2032 | Technical | GWh | Before Competition Groups | 10.8144 | 0 | 0 | 21214.5276 | 0.00050976 | 79 | Residential_2032_Technical_GWh_Before Competition Groups_79 | Water Heater Temperature Setback | 0.05098% | 0 | 10.8144 | Residential_2032_Technical_GWh_Before Competition Groups_Water Heater Temperature Setback
Residential | Res ¦ DHW Recirculation Systems | 2032 | Technical | GWh | Before Competition Groups | 9.7638 | 0 | 0 | 21214.5276 | 0.00046024 | 80 | Residential_2032_Technical_GWh_Before Competition Groups_80 | DHW Recirculation Systems | 0.04602% | 0 | 9.7638 | Residential_2032_Technical_GWh_Before Competition Groups_DHW Recirculation Systems
Residential | Res ¦ Air Source Heat Pump Maintenance | 2032 | Technical | GWh | Before Competition Groups | 8.8301 | 0 | 0 | 21214.5276 | 0.00041623 | 81 | Residential_2032_Technical_GWh_Before Competition Groups_81 | Air Source Heat Pump Maintenance | 0.04162% | 0 | 8.8301 | Residential_2032_Technical_GWh_Before Competition Groups_Air Source Heat Pump Maintenance
Residential | Res ¦ VFD on Pumps | 2032 | Technical | GWh | Before Competition Groups | 4.4503 | 0 | 0 | 21214.5276 | 0.00020978 | 82 | Residential_2032_Technical_GWh_Before Competition Groups_82 | VFD on Pumps | 0.02098% | 0 | 4.4503 | Residential_2032_Technical_GWh_Before Competition Groups_VFD on Pumps
Residential | Res ¦ ENERGY STAR LED Lamps (General Service Lamps) | 2032 | Technical | GWh | Before Competition Groups | 3.5616 | 0 | 0 | 21214.5276 | 0.00016789 | 83 | Residential_2032_Technical_GWh_Before Competition Groups_83 | ENERGY STAR LED Lamps (General Service Lamps) | 0.01679% | 0 | 3.5616 | Residential_2032_Technical_GWh_Before Competition Groups_ENERGY STAR LED Lamps (General Service Lamps)
Residential | Res ¦ ECM MOTORS FOR HVAC APPLICATION (FAN-POWERED VAV BOX) | 2032 | Technical | GWh | Before Competition Groups | 3.0249 | 0 | 0 | 21214.5276 | 0.00014259 | 84 | Residential_2032_Technical_GWh_Before Competition Groups_84 | ECM MOTORS FOR HVAC APPLICATION (FAN-POWERED VAV BOX) | 0.01426% | 0 | 3.0249 | Residential_2032_Technical_GWh_Before Competition Groups_ECM MOTORS FOR HVAC APPLICATION (FAN-POWERED VAV BOX)
Residential | Res ¦ HVAC Optimization | 2032 | Technical | GWh | Before Competition Groups | 2.9595 | 0 | 0 | 21214.5276 | 0.0001395 | 85 | Residential_2032_Technical_GWh_Before Competition Groups_85 | HVAC Optimization | 0.01395% | 0 | 2.9595 | Residential_2032_Technical_GWh_Before Competition Groups_HVAC Optimization
Residential | Res ¦ Beverage Vending Machine Controls | 2032 | Technical | GWh | Before Competition Groups | 2.1804 | 0 | 0 | 21214.5276 | 0.00010278 | 86 | Residential_2032_Technical_GWh_Before Competition Groups_86 | Beverage Vending Machine Controls | 0.01028% | 0 | 2.1804 | Residential_2032_Technical_GWh_Before Competition Groups_Beverage Vending Machine Controls
Residential | Res ¦ Wall Insulation MF | 2032 | Technical | GWh | Before Competition Groups | 0.54946 | 0 | 0 | 21214.5276 | 2.59e-05 | 87 | Residential_2032_Technical_GWh_Before Competition Groups_87 | Wall Insulation MF | 0.00259% | 0 | 0.54946 | Residential_2032_Technical_GWh_Before Competition Groups_Wall Insulation MF
Residential | Res ¦ Chilled Water Optimization | 2032 | Technical | GWh | Before Competition Groups | 0.39665 | 0 | 0 | 21214.5276 | 1.8697e-05 | 88 | Residential_2032_Technical_GWh_Before Competition Groups_88 | Chilled Water Optimization | 0.00187% | 0 | 0.39665 | Residential_2032_Technical_GWh_Before Competition Groups_Chilled Water Optimization
Residential | Res ¦ LED Recessed Downlights | 2032 | Technical | GWh | Before Competition Groups | 0.19492 | 0 | 0 | 21214.5276 | 9.188e-06 | 89 | Residential_2032_Technical_GWh_Before Competition Groups_89 | LED Recessed Downlights | 0.0009188% | 0 | 0.19492 | Residential_2032_Technical_GWh_Before Competition Groups_LED Recessed Downlights
Residential | Res ¦ LED High Bay Fixture | 2032 | Technical | GWh | Before Competition Groups | 0.16657 | 0 | 0 | 21214.5276 | 7.8516e-06 | 90 | Residential_2032_Technical_GWh_Before Competition Groups_90 | LED High Bay Fixture | 0.0007852% | 0 | 0.16657 | Residential_2032_Technical_GWh_Before Competition Groups_LED High Bay Fixture
Residential | Res ¦ Solar Water Preheat (Pools/DHW) | 2032 | Technical | GWh | Before Competition Groups | 0.095047 | 0 | 0 | 21214.5276 | 4.4803e-06 | 91 | Residential_2032_Technical_GWh_Before Competition Groups_91 | Solar Water Preheat (Pools/DHW) | 0.000448% | 0 | 0.095047 | Residential_2032_Technical_GWh_Before Competition Groups_Solar Water Preheat (Pools/DHW)
Residential | Res ¦ Photocell Controls (Outdoor) | 2032 | Technical | GWh | Before Competition Groups | 0.00020624 | 0 | 0 | 21214.5276 | 9.7217e-09 | 92 | Residential_2032_Technical_GWh_Before Competition Groups_92 | Photocell Controls (Outdoor) | 9.722e-07% | 0 | 0.00020624 | Residential_2032_Technical_GWh_Before Competition Groups_Photocell Controls (Outdoor)
Residential | Res ¦ Energy Star A Line, PAR, MR Lamps | 2033 | Economic | GWh | Before Competition Groups | 2032.3552 | 0 | 0 | 12159.4265 | 0.16714 | 1 | Residential_2033_Economic_GWh_Before Competition Groups_1 | Energy Star A Line, PAR, MR Lamps | 16.71% | 0 | 2032.3552 | Residential_2033_Economic_GWh_Before Competition Groups_Energy Star A Line, PAR, MR Lamps
Residential | Res ¦ Energy Star LED Bulbs General Purpose LEDs | 2033 | Economic | GWh | Before Competition Groups | 2003.1078 | 0 | 0 | 12159.4265 | 0.16474 | 2 | Residential_2033_Economic_GWh_Before Competition Groups_2 | Energy Star LED Bulbs General Purpose LEDs | 16.47% | 0 | 2003.1078 | Residential_2033_Economic_GWh_Before Competition Groups_Energy Star LED Bulbs General Purpose LEDs
Residential | Res ¦ Energy Star LED Specialty Bulbs | 2033 | Economic | GWh | Before Competition Groups | 1830.5913 | 0 | 0 | 12159.4265 | 0.15055 | 3 | Residential_2033_Economic_GWh_Before Competition Groups_3 | Energy Star LED Specialty Bulbs | 15.05% | 0 | 1830.5913 | Residential_2033_Economic_GWh_Before Competition Groups_Energy Star LED Specialty Bulbs
Residential | Res ¦ Adaptive Thermostat | 2033 | Economic | GWh | Before Competition Groups | 686.2767 | 0 | 0 | 12159.4265 | 0.05644 | 4 | Residential_2033_Economic_GWh_Before Competition Groups_4 | Adaptive Thermostat | 5.644% | 0 | 686.2767 | Residential_2033_Economic_GWh_Before Competition Groups_Adaptive Thermostat
Residential | Res ¦ Energy Star Clothes Washer | 2033 | Economic | GWh | Before Competition Groups | 685.6248 | 0 | 0 | 12159.4265 | 0.056386 | 5 | Residential_2033_Economic_GWh_Before Competition Groups_5 | Energy Star Clothes Washer | 5.639% | 0 | 685.6248 | Residential_2033_Economic_GWh_Before Competition Groups_Energy Star Clothes Washer
Residential | Res ¦ Ductless Mini-Split Heat Pump | 2033 | Economic | GWh | Before Competition Groups | 660.8086 | 0 | 0 | 12159.4265 | 0.054345 | 6 | Residential_2033_Economic_GWh_Before Competition Groups_6 | Ductless Mini-Split Heat Pump | 5.435% | 0 | 660.8086 | Residential_2033_Economic_GWh_Before Competition Groups_Ductless Mini-Split Heat Pump
Residential | Res ¦ Air Sealing | 2033 | Economic | GWh | Before Competition Groups | 468.118 | 0 | 0 | 12159.4265 | 0.038498 | 7 | Residential_2033_Economic_GWh_Before Competition Groups_7 | Air Sealing | 3.85% | 0 | 468.118 | Residential_2033_Economic_GWh_Before Competition Groups_Air Sealing
Residential | Res ¦ Energy Star Air Source Heat Pump | 2033 | Economic | GWh | Before Competition Groups | 377.0625 | 0 | 0 | 12159.4265 | 0.03101 | 8 | Residential_2033_Economic_GWh_Before Competition Groups_8 | Energy Star Air Source Heat Pump | 3.101% | 0 | 377.0625 | Residential_2033_Economic_GWh_Before Competition Groups_Energy Star Air Source Heat Pump
Residential | Res ¦ Car Block Heater Timer | 2033 | Economic | GWh | Before Competition Groups | 361.419 | 0 | 0 | 12159.4265 | 0.029723 | 9 | Residential_2033_Economic_GWh_Before Competition Groups_9 | Car Block Heater Timer | 2.972% | 0 | 361.419 | Residential_2033_Economic_GWh_Before Competition Groups_Car Block Heater Timer
Residential | Res ¦ Variable Speed Pool Pump Motor | 2033 | Economic | GWh | Before Competition Groups | 343.7734 | 0 | 0 | 12159.4265 | 0.028272 | 10 | Residential_2033_Economic_GWh_Before Competition Groups_10 | Variable Speed Pool Pump Motor | 2.827% | 0 | 343.7734 | Residential_2033_Economic_GWh_Before Competition Groups_Variable Speed Pool Pump Motor
Residential | Res ¦ Energy Star Torchiere | 2033 | Economic | GWh | Before Competition Groups | 296.2457 | 0 | 0 | 12159.4265 | 0.024363 | 11 | Residential_2033_Economic_GWh_Before Competition Groups_11 | Energy Star Torchiere | 2.436% | 0 | 296.2457 | Residential_2033_Economic_GWh_Before Competition Groups_Energy Star Torchiere
Residential | Res ¦ Building Recommissioning, Operations and Maintenance (O&M) Improvements | 2033 | Economic | GWh | Before Competition Groups | 266.4182 | 0 | 0 | 12159.4265 | 0.02191 | 12 | Residential_2033_Economic_GWh_Before Competition Groups_12 | Building Recommissioning, Operations and Maintenance (O&M) Improvements | 2.191% | 0 | 266.4182 | Residential_2033_Economic_GWh_Before Competition Groups_Building Recommissioning, Operations and Maintenance (O&M) Improvements
Residential | Res ¦ Basement Wall Insulation | 2033 | Economic | GWh | Before Competition Groups | 245.7327 | 0 | 0 | 12159.4265 | 0.020209 | 13 | Residential_2033_Economic_GWh_Before Competition Groups_13 | Basement Wall Insulation | 2.021% | 0 | 245.7327 | Residential_2033_Economic_GWh_Before Competition Groups_Basement Wall Insulation
Residential | Res ¦ Energy Star Clothes Dryer | 2033 | Economic | GWh | Before Competition Groups | 213.7585 | 0 | 0 | 12159.4265 | 0.01758 | 14 | Residential_2033_Economic_GWh_Before Competition Groups_14 | Energy Star Clothes Dryer | 1.758% | 0 | 213.7585 | Residential_2033_Economic_GWh_Before Competition Groups_Energy Star Clothes Dryer
Residential | Res ¦ Attic Insulation | 2033 | Economic | GWh | Before Competition Groups | 189.5669 | 0 | 0 | 12159.4265 | 0.01559 | 15 | Residential_2033_Economic_GWh_Before Competition Groups_15 | Attic Insulation | 1.559% | 0 | 189.5669 | Residential_2033_Economic_GWh_Before Competition Groups_Attic Insulation
Residential | Res ¦ Comprehensive Draft Proofing | 2033 | Economic | GWh | Before Competition Groups | 135.5036 | 0 | 0 | 12159.4265 | 0.011144 | 16 | Residential_2033_Economic_GWh_Before Competition Groups_16 | Comprehensive Draft Proofing | 1.114% | 0 | 135.5036 | Residential_2033_Economic_GWh_Before Competition Groups_Comprehensive Draft Proofing
Residential | Res ¦ Energy Star Light Fixture | 2033 | Economic | GWh | Before Competition Groups | 126.9935 | 0 | 0 | 12159.4265 | 0.010444 | 17 | Residential_2033_Economic_GWh_Before Competition Groups_17 | Energy Star Light Fixture | 1.044% | 0 | 126.9935 | Residential_2033_Economic_GWh_Before Competition Groups_Energy Star Light Fixture
Residential | Res ¦ Energy Star Room Air Conditioner | 2033 | Economic | GWh | Before Competition Groups | 122.4633 | 0 | 0 | 12159.4265 | 0.010071 | 18 | Residential_2033_Economic_GWh_Before Competition Groups_18 | Energy Star Room Air Conditioner | 1.007% | 0 | 122.4633 | Residential_2033_Economic_GWh_Before Competition Groups_Energy Star Room Air Conditioner
Residential | Res ¦ Smart Burners | 2033 | Economic | GWh | Before Competition Groups | 117.844 | 0 | 0 | 12159.4265 | 0.0096916 | 19 | Residential_2033_Economic_GWh_Before Competition Groups_19 | Smart Burners | 0.9692% | 0 | 117.844 | Residential_2033_Economic_GWh_Before Competition Groups_Smart Burners
Residential | Res ¦ LED Parking Lot Fixture | 2033 | Economic | GWh | Before Competition Groups | 81.7603 | 0 | 0 | 12159.4265 | 0.006724 | 20 | Residential_2033_Economic_GWh_Before Competition Groups_20 | LED Parking Lot Fixture | 0.6724% | 0 | 81.7603 | Residential_2033_Economic_GWh_Before Competition Groups_LED Parking Lot Fixture
Residential | Res ¦ Refrigerator Recycling | 2033 | Economic | GWh | Before Competition Groups | 69.8372 | 0 | 0 | 12159.4265 | 0.0057435 | 21 | Residential_2033_Economic_GWh_Before Competition Groups_21 | Refrigerator Recycling | 0.5743% | 0 | 69.8372 | Residential_2033_Economic_GWh_Before Competition Groups_Refrigerator Recycling
Residential | Res ¦ Clothes Drying Racks | 2033 | Economic | GWh | Before Competition Groups | 63.7715 | 0 | 0 | 12159.4265 | 0.0052446 | 22 | Residential_2033_Economic_GWh_Before Competition Groups_22 | Clothes Drying Racks | 0.5245% | 0 | 63.7715 | Residential_2033_Economic_GWh_Before Competition Groups_Clothes Drying Racks
Residential | Res ¦ Occupancy Sensors MF | 2033 | Economic | GWh | Before Competition Groups | 63.7201 | 0 | 0 | 12159.4265 | 0.0052404 | 23 | Residential_2033_Economic_GWh_Before Competition Groups_23 | Occupancy Sensors MF | 0.524% | 0 | 63.7201 | Residential_2033_Economic_GWh_Before Competition Groups_Occupancy Sensors MF
Residential | Res ¦ Freezer Recycling | 2033 | Economic | GWh | Before Competition Groups | 61.2778 | 0 | 0 | 12159.4265 | 0.0050395 | 24 | Residential_2033_Economic_GWh_Before Competition Groups_24 | Freezer Recycling | 0.504% | 0 | 61.2778 | Residential_2033_Economic_GWh_Before Competition Groups_Freezer Recycling
Residential | Res ¦ Duct Insulation | 2033 | Economic | GWh | Before Competition Groups | 54.4988 | 0 | 0 | 12159.4265 | 0.004482 | 25 | Residential_2033_Economic_GWh_Before Competition Groups_25 | Duct Insulation | 0.4482% | 0 | 54.4988 | Residential_2033_Economic_GWh_Before Competition Groups_Duct Insulation
Residential | Res ¦ Floor Insulation | 2033 | Economic | GWh | Before Competition Groups | 49.6827 | 0 | 0 | 12159.4265 | 0.0040859 | 26 | Residential_2033_Economic_GWh_Before Competition Groups_26 | Floor Insulation | 0.4086% | 0 | 49.6827 | Residential_2033_Economic_GWh_Before Competition Groups_Floor Insulation
Residential | Res ¦ Energy Star Freezer | 2033 | Economic | GWh | Before Competition Groups | 48.3627 | 0 | 0 | 12159.4265 | 0.0039774 | 27 | Residential_2033_Economic_GWh_Before Competition Groups_27 | Energy Star Freezer | 0.3977% | 0 | 48.3627 | Residential_2033_Economic_GWh_Before Competition Groups_Energy Star Freezer
Residential | Res ¦ Home Energy Reports | 2033 | Economic | GWh | Before Competition Groups | 46.543 | 0 | 0 | 12159.4265 | 0.0038277 | 28 | Residential_2033_Economic_GWh_Before Competition Groups_28 | Home Energy Reports | 0.3828% | 0 | 46.543 | Residential_2033_Economic_GWh_Before Competition Groups_Home Energy Reports
Residential | Res ¦ Heat Recovery Ventilator | 2033 | Economic | GWh | Before Competition Groups | 43.8213 | 0 | 0 | 12159.4265 | 0.0036039 | 29 | Residential_2033_Economic_GWh_Before Competition Groups_29 | Heat Recovery Ventilator | 0.3604% | 0 | 43.8213 | Residential_2033_Economic_GWh_Before Competition Groups_Heat Recovery Ventilator
Residential | Res ¦ Advanced BAS/Controllers | 2033 | Economic | GWh | Before Competition Groups | 38.9935 | 0 | 0 | 12159.4265 | 0.0032069 | 30 | Residential_2033_Economic_GWh_Before Competition Groups_30 | Advanced BAS/Controllers | 0.3207% | 0 | 38.9935 | Residential_2033_Economic_GWh_Before Competition Groups_Advanced BAS/Controllers
Residential | Res ¦ LED Exterior Area Lights - LED Fixture (200W) | 2033 | Economic | GWh | Before Competition Groups | 38.3681 | 0 | 0 | 12159.4265 | 0.0031554 | 31 | Residential_2033_Economic_GWh_Before Competition Groups_31 | LED Exterior Area Lights - LED Fixture (200W) | 0.3155% | 0 | 38.3681 | Residential_2033_Economic_GWh_Before Competition Groups_LED Exterior Area Lights - LED Fixture (200W)
Residential | Res ¦ Minimize Hot and Warm Clothes Wash | 2033 | Economic | GWh | Before Competition Groups | 34.0843 | 0 | 0 | 12159.4265 | 0.0028031 | 32 | Residential_2033_Economic_GWh_Before Competition Groups_32 | Minimize Hot and Warm Clothes Wash | 0.2803% | 0 | 34.0843 | Residential_2033_Economic_GWh_Before Competition Groups_Minimize Hot and Warm Clothes Wash
Residential | Res ¦ Furnace Whistle | 2033 | Economic | GWh | Before Competition Groups | 33.5771 | 0 | 0 | 12159.4265 | 0.0027614 | 33 | Residential_2033_Economic_GWh_Before Competition Groups_33 | Furnace Whistle | 0.2761% | 0 | 33.5771 | Residential_2033_Economic_GWh_Before Competition Groups_Furnace Whistle
Residential | Res ¦ LED Tube Re-Lamp | 2033 | Economic | GWh | Before Competition Groups | 31.9238 | 0 | 0 | 12159.4265 | 0.0026254 | 34 | Residential_2033_Economic_GWh_Before Competition Groups_34 | LED Tube Re-Lamp | 0.2625% | 0 | 31.9238 | Residential_2033_Economic_GWh_Before Competition Groups_LED Tube Re-Lamp
Residential | Res ¦ Outside Air Economizer | 2033 | Economic | GWh | Before Competition Groups | 30.0517 | 0 | 0 | 12159.4265 | 0.0024715 | 35 | Residential_2033_Economic_GWh_Before Competition Groups_35 | Outside Air Economizer | 0.2471% | 0 | 30.0517 | Residential_2033_Economic_GWh_Before Competition Groups_Outside Air Economizer
Residential | Res ¦ Tankless Water Heater | 2033 | Economic | GWh | Before Competition Groups | 28.9719 | 0 | 0 | 12159.4265 | 0.0023827 | 36 | Residential_2033_Economic_GWh_Before Competition Groups_36 | Tankless Water Heater | 0.2383% | 0 | 28.9719 | Residential_2033_Economic_GWh_Before Competition Groups_Tankless Water Heater
Residential | Res ¦ Energy Star Dehumidifier | 2033 | Economic | GWh | Before Competition Groups | 24.9662 | 0 | 0 | 12159.4265 | 0.0020532 | 37 | Residential_2033_Economic_GWh_Before Competition Groups_37 | Energy Star Dehumidifier | 0.2053% | 0 | 24.9662 | Residential_2033_Economic_GWh_Before Competition Groups_Energy Star Dehumidifier
Residential | Res ¦ Duct Insulation MF | 2033 | Economic | GWh | Before Competition Groups | 20.4327 | 0 | 0 | 12159.4265 | 0.0016804 | 38 | Residential_2033_Economic_GWh_Before Competition Groups_38 | Duct Insulation MF | 0.168% | 0 | 20.4327 | Residential_2033_Economic_GWh_Before Competition Groups_Duct Insulation MF
Residential | Res ¦ CO Sensors for parking garage exhaust fans | 2033 | Economic | GWh | Before Competition Groups | 18.9603 | 0 | 0 | 12159.4265 | 0.0015593 | 39 | Residential_2033_Economic_GWh_Before Competition Groups_39 | CO Sensors for parking garage exhaust fans | 0.1559% | 0 | 18.9603 | Residential_2033_Economic_GWh_Before Competition Groups_CO Sensors for parking garage exhaust fans
Residential | Res ¦ Demand Control Ventilation | 2033 | Economic | GWh | Before Competition Groups | 17.9838 | 0 | 0 | 12159.4265 | 0.001479 | 40 | Residential_2033_Economic_GWh_Before Competition Groups_40 | Demand Control Ventilation | 0.1479% | 0 | 17.9838 | Residential_2033_Economic_GWh_Before Competition Groups_Demand Control Ventilation
Residential | Res ¦ Condensing Make Up Air Unit | 2033 | Economic | GWh | Before Competition Groups | 17.5481 | 0 | 0 | 12159.4265 | 0.0014432 | 41 | Residential_2033_Economic_GWh_Before Competition Groups_41 | Condensing Make Up Air Unit | 0.1443% | 0 | 17.5481 | Residential_2033_Economic_GWh_Before Competition Groups_Condensing Make Up Air Unit
Residential | Res ¦ High Efficiency Chiller (avg of water and air cooled) | 2033 | Economic | GWh | Before Competition Groups | 16.6493 | 0 | 0 | 12159.4265 | 0.0013693 | 42 | Residential_2033_Economic_GWh_Before Competition Groups_42 | High Efficiency Chiller (avg of water and air cooled) | 0.1369% | 0 | 16.6493 | Residential_2033_Economic_GWh_Before Competition Groups_High Efficiency Chiller (avg of water and air cooled)
Residential | Res ¦ ENERGY STAR LED LAMPS (REFLECTOR LAMPs/MR16/PAR 16) | 2033 | Economic | GWh | Before Competition Groups | 15.2098 | 0 | 0 | 12159.4265 | 0.0012509 | 43 | Residential_2033_Economic_GWh_Before Competition Groups_43 | ENERGY STAR LED LAMPS (REFLECTOR LAMPs/MR16/PAR 16) | 0.1251% | 0 | 15.2098 | Residential_2033_Economic_GWh_Before Competition Groups_ENERGY STAR LED LAMPS (REFLECTOR LAMPs/MR16/PAR 16)
Residential | Res ¦ Variable Frequency Drive (VFD) | 2033 | Economic | GWh | Before Competition Groups | 14.2434 | 0 | 0 | 12159.4265 | 0.0011714 | 44 | Residential_2033_Economic_GWh_Before Competition Groups_44 | Variable Frequency Drive (VFD) | 0.1171% | 0 | 14.2434 | Residential_2033_Economic_GWh_Before Competition Groups_Variable Frequency Drive (VFD)
Residential | Res ¦ Water Heater Temperature Setback | 2033 | Economic | GWh | Before Competition Groups | 10.6435 | 0 | 0 | 12159.4265 | 0.00087533 | 45 | Residential_2033_Economic_GWh_Before Competition Groups_45 | Water Heater Temperature Setback | 0.08753% | 0 | 10.6435 | Residential_2033_Economic_GWh_Before Competition Groups_Water Heater Temperature Setback
Residential | Res ¦ Wall Insulation | 2033 | Economic | GWh | Before Competition Groups | 6.0477 | 0 | 0 | 12159.4265 | 0.00049737 | 46 | Residential_2033_Economic_GWh_Before Competition Groups_46 | Wall Insulation | 0.04974% | 0 | 6.0477 | Residential_2033_Economic_GWh_Before Competition Groups_Wall Insulation
Residential | Res ¦ VFD on Pumps | 2033 | Economic | GWh | Before Competition Groups | 4.38 | 0 | 0 | 12159.4265 | 0.00036021 | 47 | Residential_2033_Economic_GWh_Before Competition Groups_47 | VFD on Pumps | 0.03602% | 0 | 4.38 | Residential_2033_Economic_GWh_Before Competition Groups_VFD on Pumps
Residential | Res ¦ ENERGY STAR LED Lamps (General Service Lamps) | 2033 | Economic | GWh | Before Competition Groups | 3.5682 | 0 | 0 | 12159.4265 | 0.00029346 | 48 | Residential_2033_Economic_GWh_Before Competition Groups_48 | ENERGY STAR LED Lamps (General Service Lamps) | 0.02935% | 0 | 3.5682 | Residential_2033_Economic_GWh_Before Competition Groups_ENERGY STAR LED Lamps (General Service Lamps)
Residential | Res ¦ ECM MOTORS FOR HVAC APPLICATION (FAN-POWERED VAV BOX) | 2033 | Economic | GWh | Before Competition Groups | 3.0591 | 0 | 0 | 12159.4265 | 0.00025158 | 49 | Residential_2033_Economic_GWh_Before Competition Groups_49 | ECM MOTORS FOR HVAC APPLICATION (FAN-POWERED VAV BOX) | 0.02516% | 0 | 3.0591 | Residential_2033_Economic_GWh_Before Competition Groups_ECM MOTORS FOR HVAC APPLICATION (FAN-POWERED VAV BOX)
Residential | Res ¦ Beverage Vending Machine Controls | 2033 | Economic | GWh | Before Competition Groups | 2.2031 | 0 | 0 | 12159.4265 | 0.00018119 | 50 | Residential_2033_Economic_GWh_Before Competition Groups_50 | Beverage Vending Machine Controls | 0.01812% | 0 | 2.2031 | Residential_2033_Economic_GWh_Before Competition Groups_Beverage Vending Machine Controls
Residential | Res ¦ Chilled Water Optimization | 2033 | Economic | GWh | Before Competition Groups | 0.41759 | 0 | 0 | 12159.4265 | 3.4343e-05 | 51 | Residential_2033_Economic_GWh_Before Competition Groups_51 | Chilled Water Optimization | 0.003434% | 0 | 0.41759 | Residential_2033_Economic_GWh_Before Competition Groups_Chilled Water Optimization
Residential | Res ¦ LED High Bay Fixture | 2033 | Economic | GWh | Before Competition Groups | 0.16081 | 0 | 0 | 12159.4265 | 1.3225e-05 | 52 | Residential_2033_Economic_GWh_Before Competition Groups_52 | LED High Bay Fixture | 0.001322% | 0 | 0.16081 | Residential_2033_Economic_GWh_Before Competition Groups_LED High Bay Fixture
Residential | Res ¦ Wall Insulation MF | 2033 | Economic | GWh | Before Competition Groups | 0.043283 | 0 | 0 | 12159.4265 | 3.5596e-06 | 53 | Residential_2033_Economic_GWh_Before Competition Groups_53 | Wall Insulation MF | 0.000356% | 0 | 0.043283 | Residential_2033_Economic_GWh_Before Competition Groups_Wall Insulation MF
Residential | Res ¦ Heavy Duty Outdoor/Holiday Plug-in Timers | 2033 | Economic | GWh | Before Competition Groups | 0 | 0 | 0 | 12159.4265 | 0 | 54 | Residential_2033_Economic_GWh_Before Competition Groups_54 | Heavy Duty Outdoor/Holiday Plug-in Timers | 0% | 0 | 0 | Residential_2033_Economic_GWh_Before Competition Groups_Heavy Duty Outdoor/Holiday Plug-in Timers
Residential | Res ¦ LED Downlight | 2033 | Economic | GWh | Before Competition Groups | 0 | 0 | 0 | 12159.4265 | 0 | 55 | Residential_2033_Economic_GWh_Before Competition Groups_55 | LED Downlight | 0% | 0 | 0 | Residential_2033_Economic_GWh_Before Competition Groups_LED Downlight
Residential | Res ¦ Smart Power Bar | 2033 | Economic | GWh | Before Competition Groups | 0 | 0 | 0 | 12159.4265 | 0 | 56 | Residential_2033_Economic_GWh_Before Competition Groups_56 | Smart Power Bar | 0% | 0 | 0 | Residential_2033_Economic_GWh_Before Competition Groups_Smart Power Bar
Residential | Res ¦ Energy Star LED Specialty Bulbs | 2033 | SC A | GWh | Before Competition Groups | 573.9772 | 0 | 0 | 3605.2481 | 0.15921 | 1 | Residential_2033_SC A_GWh_Before Competition Groups_1 | Energy Star LED Specialty Bulbs | 15.92% | 0 | 573.9772 | Residential_2033_SC A_GWh_Before Competition Groups_Energy Star LED Specialty Bulbs
Residential | Res ¦ Energy Star Clothes Washer | 2033 | SC A | GWh | Before Competition Groups | 372.4291 | 0 | 0 | 3605.2481 | 0.1033 | 2 | Residential_2033_SC A_GWh_Before Competition Groups_2 | Energy Star Clothes Washer | 10.33% | 0 | 372.4291 | Residential_2033_SC A_GWh_Before Competition Groups_Energy Star Clothes Washer
Residential | Res ¦ Ductless Mini-Split Heat Pump | 2033 | SC A | GWh | Before Competition Groups | 332.1843 | 0 | 0 | 3605.2481 | 0.092139 | 3 | Residential_2033_SC A_GWh_Before Competition Groups_3 | Ductless Mini-Split Heat Pump | 9.214% | 0 | 332.1843 | Residential_2033_SC A_GWh_Before Competition Groups_Ductless Mini-Split Heat Pump
Residential | Res ¦ Energy Star A Line, PAR, MR Lamps | 2033 | SC A | GWh | Before Competition Groups | 267.5895 | 0 | 0 | 3605.2481 | 0.074222 | 4 | Residential_2033_SC A_GWh_Before Competition Groups_4 | Energy Star A Line, PAR, MR Lamps | 7.422% | 0 | 267.5895 | Residential_2033_SC A_GWh_Before Competition Groups_Energy Star A Line, PAR, MR Lamps
Residential | Res ¦ Car Block Heater Timer | 2033 | SC A | GWh | Before Competition Groups | 235.1851 | 0 | 0 | 3605.2481 | 0.065234 | 5 | Residential_2033_SC A_GWh_Before Competition Groups_5 | Car Block Heater Timer | 6.523% | 0 | 235.1851 | Residential_2033_SC A_GWh_Before Competition Groups_Car Block Heater Timer
Residential | Res ¦ Energy Star LED Bulbs General Purpose LEDs | 2033 | SC A | GWh | Before Competition Groups | 208.4586 | 0 | 0 | 3605.2481 | 0.057821 | 6 | Residential_2033_SC A_GWh_Before Competition Groups_6 | Energy Star LED Bulbs General Purpose LEDs | 5.782% | 0 | 208.4586 | Residential_2033_SC A_GWh_Before Competition Groups_Energy Star LED Bulbs General Purpose LEDs
Residential | Res ¦ Building Recommissioning, Operations and Maintenance (O&M) Improvements | 2033 | SC A | GWh | Before Competition Groups | 188.0942 | 0 | 0 | 3605.2481 | 0.052172 | 7 | Residential_2033_SC A_GWh_Before Competition Groups_7 | Building Recommissioning, Operations and Maintenance (O&M) Improvements | 5.217% | 0 | 188.0942 | Residential_2033_SC A_GWh_Before Competition Groups_Building Recommissioning, Operations and Maintenance (O&M) Improvements
Residential | Res ¦ Variable Speed Pool Pump Motor | 2033 | SC A | GWh | Before Competition Groups | 178.0413 | 0 | 0 | 3605.2481 | 0.049384 | 8 | Residential_2033_SC A_GWh_Before Competition Groups_8 | Variable Speed Pool Pump Motor | 4.938% | 0 | 178.0413 | Residential_2033_SC A_GWh_Before Competition Groups_Variable Speed Pool Pump Motor
Residential | Res ¦ Energy Star Torchiere | 2033 | SC A | GWh | Before Competition Groups | 144.3214 | 0 | 0 | 3605.2481 | 0.040031 | 9 | Residential_2033_SC A_GWh_Before Competition Groups_9 | Energy Star Torchiere | 4.003% | 0 | 144.3214 | Residential_2033_SC A_GWh_Before Competition Groups_Energy Star Torchiere
Residential | Res ¦ Adaptive Thermostat | 2033 | SC A | GWh | Before Competition Groups | 111.7313 | 0 | 0 | 3605.2481 | 0.030991 | 10 | Residential_2033_SC A_GWh_Before Competition Groups_10 | Adaptive Thermostat | 3.099% | 0 | 111.7313 | Residential_2033_SC A_GWh_Before Competition Groups_Adaptive Thermostat
Residential | Res ¦ Comprehensive Draft Proofing | 2033 | SC A | GWh | Before Competition Groups | 91.2742 | 0 | 0 | 3605.2481 | 0.025317 | 11 | Residential_2033_SC A_GWh_Before Competition Groups_11 | Comprehensive Draft Proofing | 2.532% | 0 | 91.2742 | Residential_2033_SC A_GWh_Before Competition Groups_Comprehensive Draft Proofing
Residential | Res ¦ Energy Star Air Source Heat Pump | 2033 | SC A | GWh | Before Competition Groups | 87.1571 | 0 | 0 | 3605.2481 | 0.024175 | 12 | Residential_2033_SC A_GWh_Before Competition Groups_12 | Energy Star Air Source Heat Pump | 2.418% | 0 | 87.1571 | Residential_2033_SC A_GWh_Before Competition Groups_Energy Star Air Source Heat Pump
Residential | Res ¦ Air Sealing | 2033 | SC A | GWh | Before Competition Groups | 82.3378 | 0 | 0 | 3605.2481 | 0.022838 | 13 | Residential_2033_SC A_GWh_Before Competition Groups_13 | Air Sealing | 2.284% | 0 | 82.3378 | Residential_2033_SC A_GWh_Before Competition Groups_Air Sealing
Residential | Res ¦ LED Parking Lot Fixture | 2033 | SC A | GWh | Before Competition Groups | 80.8445 | 0 | 0 | 3605.2481 | 0.022424 | 14 | Residential_2033_SC A_GWh_Before Competition Groups_14 | LED Parking Lot Fixture | 2.242% | 0 | 80.8445 | Residential_2033_SC A_GWh_Before Competition Groups_LED Parking Lot Fixture
Residential | Res ¦ Basement Wall Insulation | 2033 | SC A | GWh | Before Competition Groups | 80.4616 | 0 | 0 | 3605.2481 | 0.022318 | 15 | Residential_2033_SC A_GWh_Before Competition Groups_15 | Basement Wall Insulation | 2.232% | 0 | 80.4616 | Residential_2033_SC A_GWh_Before Competition Groups_Basement Wall Insulation
Residential | Res ¦ Energy Star Clothes Dryer | 2033 | SC A | GWh | Before Competition Groups | 55.0364 | 0 | 0 | 3605.2481 | 0.015266 | 16 | Residential_2033_SC A_GWh_Before Competition Groups_16 | Energy Star Clothes Dryer | 1.527% | 0 | 55.0364 | Residential_2033_SC A_GWh_Before Competition Groups_Energy Star Clothes Dryer
Residential | Res ¦ Occupancy Sensors MF | 2033 | SC A | GWh | Before Competition Groups | 53.0629 | 0 | 0 | 3605.2481 | 0.014718 | 17 | Residential_2033_SC A_GWh_Before Competition Groups_17 | Occupancy Sensors MF | 1.472% | 0 | 53.0629 | Residential_2033_SC A_GWh_Before Competition Groups_Occupancy Sensors MF
Residential | Res ¦ Energy Star Light Fixture | 2033 | SC A | GWh | Before Competition Groups | 51.8143 | 0 | 0 | 3605.2481 | 0.014372 | 18 | Residential_2033_SC A_GWh_Before Competition Groups_18 | Energy Star Light Fixture | 1.437% | 0 | 51.8143 | Residential_2033_SC A_GWh_Before Competition Groups_Energy Star Light Fixture
Residential | Res ¦ LED Exterior Area Lights - LED Fixture (200W) | 2033 | SC A | GWh | Before Competition Groups | 39.2451 | 0 | 0 | 3605.2481 | 0.010886 | 19 | Residential_2033_SC A_GWh_Before Competition Groups_19 | LED Exterior Area Lights - LED Fixture (200W) | 1.089% | 0 | 39.2451 | Residential_2033_SC A_GWh_Before Competition Groups_LED Exterior Area Lights - LED Fixture (200W)
Residential | Res ¦ Refrigerator Recycling | 2033 | SC A | GWh | Before Competition Groups | 36.2285 | 0 | 0 | 3605.2481 | 0.010049 | 20 | Residential_2033_SC A_GWh_Before Competition Groups_20 | Refrigerator Recycling | 1.005% | 0 | 36.2285 | Residential_2033_SC A_GWh_Before Competition Groups_Refrigerator Recycling
Residential | Res ¦ Home Energy Reports | 2033 | SC A | GWh | Before Competition Groups | 31.0721 | 0 | 0 | 3605.2481 | 0.0086186 | 21 | Residential_2033_SC A_GWh_Before Competition Groups_21 | Home Energy Reports | 0.8619% | 0 | 31.0721 | Residential_2033_SC A_GWh_Before Competition Groups_Home Energy Reports
Residential | Res ¦ Energy Star Room Air Conditioner | 2033 | SC A | GWh | Before Competition Groups | 28.193 | 0 | 0 | 3605.2481 | 0.00782 | 22 | Residential_2033_SC A_GWh_Before Competition Groups_22 | Energy Star Room Air Conditioner | 0.782% | 0 | 28.193 | Residential_2033_SC A_GWh_Before Competition Groups_Energy Star Room Air Conditioner
Residential | Res ¦ LED Tube Re-Lamp | 2033 | SC A | GWh | Before Competition Groups | 27.5664 | 0 | 0 | 3605.2481 | 0.0076462 | 23 | Residential_2033_SC A_GWh_Before Competition Groups_23 | LED Tube Re-Lamp | 0.7646% | 0 | 27.5664 | Residential_2033_SC A_GWh_Before Competition Groups_LED Tube Re-Lamp
Residential | Res ¦ Energy Star Freezer | 2033 | SC A | GWh | Before Competition Groups | 25.5012 | 0 | 0 | 3605.2481 | 0.0070734 | 24 | Residential_2033_SC A_GWh_Before Competition Groups_24 | Energy Star Freezer | 0.7073% | 0 | 25.5012 | Residential_2033_SC A_GWh_Before Competition Groups_Energy Star Freezer
Residential | Res ¦ Attic Insulation | 2033 | SC A | GWh | Before Competition Groups | 24.7856 | 0 | 0 | 3605.2481 | 0.0068749 | 25 | Residential_2033_SC A_GWh_Before Competition Groups_25 | Attic Insulation | 0.6875% | 0 | 24.7856 | Residential_2033_SC A_GWh_Before Competition Groups_Attic Insulation
Residential | Res ¦ Outside Air Economizer | 2033 | SC A | GWh | Before Competition Groups | 24.0955 | 0 | 0 | 3605.2481 | 0.0066834 | 26 | Residential_2033_SC A_GWh_Before Competition Groups_26 | Outside Air Economizer | 0.6683% | 0 | 24.0955 | Residential_2033_SC A_GWh_Before Competition Groups_Outside Air Economizer
Residential | Res ¦ Furnace Whistle | 2033 | SC A | GWh | Before Competition Groups | 23.778 | 0 | 0 | 3605.2481 | 0.0065954 | 27 | Residential_2033_SC A_GWh_Before Competition Groups_27 | Furnace Whistle | 0.6595% | 0 | 23.778 | Residential_2033_SC A_GWh_Before Competition Groups_Furnace Whistle
Residential | Res ¦ Minimize Hot and Warm Clothes Wash | 2033 | SC A | GWh | Before Competition Groups | 22.977 | 0 | 0 | 3605.2481 | 0.0063732 | 28 | Residential_2033_SC A_GWh_Before Competition Groups_28 | Minimize Hot and Warm Clothes Wash | 0.6373% | 0 | 22.977 | Residential_2033_SC A_GWh_Before Competition Groups_Minimize Hot and Warm Clothes Wash
Residential | Res ¦ Advanced BAS/Controllers | 2033 | SC A | GWh | Before Competition Groups | 18.6137 | 0 | 0 | 3605.2481 | 0.0051629 | 29 | Residential_2033_SC A_GWh_Before Competition Groups_29 | Advanced BAS/Controllers | 0.5163% | 0 | 18.6137 | Residential_2033_SC A_GWh_Before Competition Groups_Advanced BAS/Controllers
Residential | Res ¦ ENERGY STAR LED LAMPS (REFLECTOR LAMPs/MR16/PAR 16) | 2033 | SC A | GWh | Before Competition Groups | 16.161 | 0 | 0 | 3605.2481 | 0.0044826 | 30 | Residential_2033_SC A_GWh_Before Competition Groups_30 | ENERGY STAR LED LAMPS (REFLECTOR LAMPs/MR16/PAR 16) | 0.4483% | 0 | 16.161 | Residential_2033_SC A_GWh_Before Competition Groups_ENERGY STAR LED LAMPS (REFLECTOR LAMPs/MR16/PAR 16)
Residential | Res ¦ Smart Burners | 2033 | SC A | GWh | Before Competition Groups | 15.7219 | 0 | 0 | 3605.2481 | 0.0043608 | 31 | Residential_2033_SC A_GWh_Before Competition Groups_31 | Smart Burners | 0.4361% | 0 | 15.7219 | Residential_2033_SC A_GWh_Before Competition Groups_Smart Burners
Residential | Res ¦ High Efficiency Chiller (avg of water and air cooled) | 2033 | SC A | GWh | Before Competition Groups | 14.6887 | 0 | 0 | 3605.2481 | 0.0040743 | 32 | Residential_2033_SC A_GWh_Before Competition Groups_32 | High Efficiency Chiller (avg of water and air cooled) | 0.4074% | 0 | 14.6887 | Residential_2033_SC A_GWh_Before Competition Groups_High Efficiency Chiller (avg of water and air cooled)
Residential | Res ¦ Variable Frequency Drive (VFD) | 2033 | SC A | GWh | Before Competition Groups | 10.0866 | 0 | 0 | 3605.2481 | 0.0027978 | 33 | Residential_2033_SC A_GWh_Before Competition Groups_33 | Variable Frequency Drive (VFD) | 0.2798% | 0 | 10.0866 | Residential_2033_SC A_GWh_Before Competition Groups_Variable Frequency Drive (VFD)
Residential | Res ¦ CO Sensors for parking garage exhaust fans | 2033 | SC A | GWh | Before Competition Groups | 8.5689 | 0 | 0 | 3605.2481 | 0.0023768 | 34 | Residential_2033_SC A_GWh_Before Competition Groups_34 | CO Sensors for parking garage exhaust fans | 0.2377% | 0 | 8.5689 | Residential_2033_SC A_GWh_Before Competition Groups_CO Sensors for parking garage exhaust fans
Residential | Res ¦ Water Heater Temperature Setback | 2033 | SC A | GWh | Before Competition Groups | 7.4945 | 0 | 0 | 3605.2481 | 0.0020788 | 35 | Residential_2033_SC A_GWh_Before Competition Groups_35 | Water Heater Temperature Setback | 0.2079% | 0 | 7.4945 | Residential_2033_SC A_GWh_Before Competition Groups_Water Heater Temperature Setback
Residential | Res ¦ Demand Control Ventilation | 2033 | SC A | GWh | Before Competition Groups | 6.608 | 0 | 0 | 3605.2481 | 0.0018329 | 36 | Residential_2033_SC A_GWh_Before Competition Groups_36 | Demand Control Ventilation | 0.1833% | 0 | 6.608 | Residential_2033_SC A_GWh_Before Competition Groups_Demand Control Ventilation
Residential | Res ¦ Tankless Water Heater | 2033 | SC A | GWh | Before Competition Groups | 5.7412 | 0 | 0 | 3605.2481 | 0.0015924 | 37 | Residential_2033_SC A_GWh_Before Competition Groups_37 | Tankless Water Heater | 0.1592% | 0 | 5.7412 | Residential_2033_SC A_GWh_Before Competition Groups_Tankless Water Heater
Residential | Res ¦ ENERGY STAR LED Lamps (General Service Lamps) | 2033 | SC A | GWh | Before Competition Groups | 3.5764 | 0 | 0 | 3605.2481 | 0.000992 | 38 | Residential_2033_SC A_GWh_Before Competition Groups_38 | ENERGY STAR LED Lamps (General Service Lamps) | 0.0992% | 0 | 3.5764 | Residential_2033_SC A_GWh_Before Competition Groups_ENERGY STAR LED Lamps (General Service Lamps)
Residential | Res ¦ Condensing Make Up Air Unit | 2033 | SC A | GWh | Before Competition Groups | 3.4035 | 0 | 0 | 3605.2481 | 0.00094405 | 39 | Residential_2033_SC A_GWh_Before Competition Groups_39 | Condensing Make Up Air Unit | 0.09441% | 0 | 3.4035 | Residential_2033_SC A_GWh_Before Competition Groups_Condensing Make Up Air Unit
Residential | Res ¦ Clothes Drying Racks | 2033 | SC A | GWh | Before Competition Groups | 3.0749 | 0 | 0 | 3605.2481 | 0.0008529 | 40 | Residential_2033_SC A_GWh_Before Competition Groups_40 | Clothes Drying Racks | 0.08529% | 0 | 3.0749 | Residential_2033_SC A_GWh_Before Competition Groups_Clothes Drying Racks
Residential | Res ¦ VFD on Pumps | 2033 | SC A | GWh | Before Competition Groups | 2.9209 | 0 | 0 | 3605.2481 | 0.00081017 | 41 | Residential_2033_SC A_GWh_Before Competition Groups_41 | VFD on Pumps | 0.08102% | 0 | 2.9209 | Residential_2033_SC A_GWh_Before Competition Groups_VFD on Pumps
Residential | Res ¦ Energy Star Dehumidifier | 2033 | SC A | GWh | Before Competition Groups | 2.889 | 0 | 0 | 3605.2481 | 0.00080134 | 42 | Residential_2033_SC A_GWh_Before Competition Groups_42 | Energy Star Dehumidifier | 0.08013% | 0 | 2.889 | Residential_2033_SC A_GWh_Before Competition Groups_Energy Star Dehumidifier
Residential | Res ¦ Heat Recovery Ventilator | 2033 | SC A | GWh | Before Competition Groups | 1.7474 | 0 | 0 | 3605.2481 | 0.00048468 | 43 | Residential_2033_SC A_GWh_Before Competition Groups_43 | Heat Recovery Ventilator | 0.04847% | 0 | 1.7474 | Residential_2033_SC A_GWh_Before Competition Groups_Heat Recovery Ventilator
Residential | Res ¦ ECM MOTORS FOR HVAC APPLICATION (FAN-POWERED VAV BOX) | 2033 | SC A | GWh | Before Competition Groups | 1.7253 | 0 | 0 | 3605.2481 | 0.00047857 | 44 | Residential_2033_SC A_GWh_Before Competition Groups_44 | ECM MOTORS FOR HVAC APPLICATION (FAN-POWERED VAV BOX) | 0.04786% | 0 | 1.7253 | Residential_2033_SC A_GWh_Before Competition Groups_ECM MOTORS FOR HVAC APPLICATION (FAN-POWERED VAV BOX)
Residential | Res ¦ Floor Insulation | 2033 | SC A | GWh | Before Competition Groups | 1.7151 | 0 | 0 | 3605.2481 | 0.00047573 | 45 | Residential_2033_SC A_GWh_Before Competition Groups_45 | Floor Insulation | 0.04757% | 0 | 1.7151 | Residential_2033_SC A_GWh_Before Competition Groups_Floor Insulation
Residential | Res ¦ Beverage Vending Machine Controls | 2033 | SC A | GWh | Before Competition Groups | 1.0772 | 0 | 0 | 3605.2481 | 0.00029879 | 46 | Residential_2033_SC A_GWh_Before Competition Groups_46 | Beverage Vending Machine Controls | 0.02988% | 0 | 1.0772 | Residential_2033_SC A_GWh_Before Competition Groups_Beverage Vending Machine Controls
Residential | Res ¦ Duct Insulation | 2033 | SC A | GWh | Before Competition Groups | 1.0108 | 0 | 0 | 3605.2481 | 0.00028036 | 47 | Residential_2033_SC A_GWh_Before Competition Groups_47 | Duct Insulation | 0.02804% | 0 | 1.0108 | Residential_2033_SC A_GWh_Before Competition Groups_Duct Insulation
Residential | Res ¦ Duct Insulation MF | 2033 | SC A | GWh | Before Competition Groups | 0.60119 | 0 | 0 | 3605.2481 | 0.00016675 | 48 | Residential_2033_SC A_GWh_Before Competition Groups_48 | Duct Insulation MF | 0.01668% | 0 | 0.60119 | Residential_2033_SC A_GWh_Before Competition Groups_Duct Insulation MF
Residential | Res ¦ Chilled Water Optimization | 2033 | SC A | GWh | Before Competition Groups | 0.22155 | 0 | 0 | 3605.2481 | 6.1451e-05 | 49 | Residential_2033_SC A_GWh_Before Competition Groups_49 | Chilled Water Optimization | 0.006145% | 0 | 0.22155 | Residential_2033_SC A_GWh_Before Competition Groups_Chilled Water Optimization
Residential | Res ¦ LED High Bay Fixture | 2033 | SC A | GWh | Before Competition Groups | 0.11676 | 0 | 0 | 3605.2481 | 3.2386e-05 | 50 | Residential_2033_SC A_GWh_Before Competition Groups_50 | LED High Bay Fixture | 0.003239% | 0 | 0.11676 | Residential_2033_SC A_GWh_Before Competition Groups_LED High Bay Fixture
Residential | Res ¦ Wall Insulation | 2033 | SC A | GWh | Before Competition Groups | 0.024464 | 0 | 0 | 3605.2481 | 6.7856e-06 | 51 | Residential_2033_SC A_GWh_Before Competition Groups_51 | Wall Insulation | 0.0006786% | 0 | 0.024464 | Residential_2033_SC A_GWh_Before Competition Groups_Wall Insulation
Residential | Res ¦ Wall Insulation MF | 2033 | SC A | GWh | Before Competition Groups | 0.012531 | 0 | 0 | 3605.2481 | 3.4757e-06 | 52 | Residential_2033_SC A_GWh_Before Competition Groups_52 | Wall Insulation MF | 0.0003476% | 0 | 0.012531 | Residential_2033_SC A_GWh_Before Competition Groups_Wall Insulation MF
Residential | Res ¦ Freezer Recycling | 2033 | SC A | GWh | Before Competition Groups | 0.003375 | 0 | 0 | 3605.2481 | 9.3614e-07 | 53 | Residential_2033_SC A_GWh_Before Competition Groups_53 | Freezer Recycling | 9.361e-05% | 0 | 0.003375 | Residential_2033_SC A_GWh_Before Competition Groups_Freezer Recycling
Residential | Res ¦ Heavy Duty Outdoor/Holiday Plug-in Timers | 2033 | SC A | GWh | Before Competition Groups | 0 | 0 | 0 | 3605.2481 | 0 | 54 | Residential_2033_SC A_GWh_Before Competition Groups_54 | Heavy Duty Outdoor/Holiday Plug-in Timers | 0% | 0 | 0 | Residential_2033_SC A_GWh_Before Competition Groups_Heavy Duty Outdoor/Holiday Plug-in Timers
Residential | Res ¦ LED Downlight | 2033 | SC A | GWh | Before Competition Groups | 0 | 0 | 0 | 3605.2481 | 0 | 55 | Residential_2033_SC A_GWh_Before Competition Groups_55 | LED Downlight | 0% | 0 | 0 | Residential_2033_SC A_GWh_Before Competition Groups_LED Downlight
Residential | Res ¦ Smart Power Bar | 2033 | SC A | GWh | Before Competition Groups | 0 | 0 | 0 | 3605.2481 | 0 | 56 | Residential_2033_SC A_GWh_Before Competition Groups_56 | Smart Power Bar | 0% | 0 | 0 | Residential_2033_SC A_GWh_Before Competition Groups_Smart Power Bar
Residential | Res ¦ Energy Star Clothes Washer | 2033 | SC B | GWh | Before Competition Groups | 569.3481 | 0 | 0 | 5319.6907 | 0.10703 | 1 | Residential_2033_SC B_GWh_Before Competition Groups_1 | Energy Star Clothes Washer | 10.7% | 0 | 569.3481 | Residential_2033_SC B_GWh_Before Competition Groups_Energy Star Clothes Washer
Residential | Res ¦ Ductless Mini-Split Heat Pump | 2033 | SC B | GWh | Before Competition Groups | 416.1728 | 0 | 0 | 5319.6907 | 0.078233 | 2 | Residential_2033_SC B_GWh_Before Competition Groups_2 | Ductless Mini-Split Heat Pump | 7.823% | 0 | 416.1728 | Residential_2033_SC B_GWh_Before Competition Groups_Ductless Mini-Split Heat Pump
Residential | Res ¦ Energy Star LED Bulbs General Purpose LEDs | 2033 | SC B | GWh | Before Competition Groups | 383.0873 | 0 | 0 | 5319.6907 | 0.072013 | 3 | Residential_2033_SC B_GWh_Before Competition Groups_3 | Energy Star LED Bulbs General Purpose LEDs | 7.201% | 0 | 383.0873 | Residential_2033_SC B_GWh_Before Competition Groups_Energy Star LED Bulbs General Purpose LEDs
Residential | Res ¦ Energy Star A Line, PAR, MR Lamps | 2033 | SC B | GWh | Before Competition Groups | 373.6709 | 0 | 0 | 5319.6907 | 0.070243 | 4 | Residential_2033_SC B_GWh_Before Competition Groups_4 | Energy Star A Line, PAR, MR Lamps | 7.024% | 0 | 373.6709 | Residential_2033_SC B_GWh_Before Competition Groups_Energy Star A Line, PAR, MR Lamps
Residential | Res ¦ Variable Speed Pool Pump Motor | 2033 | SC B | GWh | Before Competition Groups | 370.7931 | 0 | 0 | 5319.6907 | 0.069702 | 5 | Residential_2033_SC B_GWh_Before Competition Groups_5 | Variable Speed Pool Pump Motor | 6.97% | 0 | 370.7931 | Residential_2033_SC B_GWh_Before Competition Groups_Variable Speed Pool Pump Motor
Residential | Res ¦ Energy Star LED Specialty Bulbs | 2033 | SC B | GWh | Before Competition Groups | 347.1001 | 0 | 0 | 5319.6907 | 0.065248 | 6 | Residential_2033_SC B_GWh_Before Competition Groups_6 | Energy Star LED Specialty Bulbs | 6.525% | 0 | 347.1001 | Residential_2033_SC B_GWh_Before Competition Groups_Energy Star LED Specialty Bulbs
Residential | Res ¦ Car Block Heater Timer | 2033 | SC B | GWh | Before Competition Groups | 340.9807 | 0 | 0 | 5319.6907 | 0.064098 | 7 | Residential_2033_SC B_GWh_Before Competition Groups_7 | Car Block Heater Timer | 6.41% | 0 | 340.9807 | Residential_2033_SC B_GWh_Before Competition Groups_Car Block Heater Timer
Residential | Res ¦ Building Recommissioning, Operations and Maintenance (O&M) Improvements | 2033 | SC B | GWh | Before Competition Groups | 287.3643 | 0 | 0 | 5319.6907 | 0.054019 | 8 | Residential_2033_SC B_GWh_Before Competition Groups_8 | Building Recommissioning, Operations and Maintenance (O&M) Improvements | 5.402% | 0 | 287.3643 | Residential_2033_SC B_GWh_Before Competition Groups_Building Recommissioning, Operations and Maintenance (O&M) Improvements
Residential | Res ¦ Adaptive Thermostat | 2033 | SC B | GWh | Before Competition Groups | 282.2599 | 0 | 0 | 5319.6907 | 0.053059 | 9 | Residential_2033_SC B_GWh_Before Competition Groups_9 | Adaptive Thermostat | 5.306% | 0 | 282.2599 | Residential_2033_SC B_GWh_Before Competition Groups_Adaptive Thermostat
Residential | Res ¦ Energy Star Torchiere | 2033 | SC B | GWh | Before Competition Groups | 197.6723 | 0 | 0 | 5319.6907 | 0.037159 | 10 | Residential_2033_SC B_GWh_Before Competition Groups_10 | Energy Star Torchiere | 3.716% | 0 | 197.6723 | Residential_2033_SC B_GWh_Before Competition Groups_Energy Star Torchiere
Residential | Res ¦ Air Sealing | 2033 | SC B | GWh | Before Competition Groups | 156.6209 | 0 | 0 | 5319.6907 | 0.029442 | 11 | Residential_2033_SC B_GWh_Before Competition Groups_11 | Air Sealing | 2.944% | 0 | 156.6209 | Residential_2033_SC B_GWh_Before Competition Groups_Air Sealing
Residential | Res ¦ Comprehensive Draft Proofing | 2033 | SC B | GWh | Before Competition Groups | 146.1572 | 0 | 0 | 5319.6907 | 0.027475 | 12 | Residential_2033_SC B_GWh_Before Competition Groups_12 | Comprehensive Draft Proofing | 2.747% | 0 | 146.1572 | Residential_2033_SC B_GWh_Before Competition Groups_Comprehensive Draft Proofing
Residential | Res ¦ Energy Star Air Source Heat Pump | 2033 | SC B | GWh | Before Competition Groups | 130.8662 | 0 | 0 | 5319.6907 | 0.0246 | 13 | Residential_2033_SC B_GWh_Before Competition Groups_13 | Energy Star Air Source Heat Pump | 2.46% | 0 | 130.8662 | Residential_2033_SC B_GWh_Before Competition Groups_Energy Star Air Source Heat Pump
Residential | Res ¦ Energy Star Clothes Dryer | 2033 | SC B | GWh | Before Competition Groups | 98.4489 | 0 | 0 | 5319.6907 | 0.018506 | 14 | Residential_2033_SC B_GWh_Before Competition Groups_14 | Energy Star Clothes Dryer | 1.851% | 0 | 98.4489 | Residential_2033_SC B_GWh_Before Competition Groups_Energy Star Clothes Dryer
Residential | Res ¦ Occupancy Sensors MF | 2033 | SC B | GWh | Before Competition Groups | 86.1131 | 0 | 0 | 5319.6907 | 0.016188 | 15 | Residential_2033_SC B_GWh_Before Competition Groups_15 | Occupancy Sensors MF | 1.619% | 0 | 86.1131 | Residential_2033_SC B_GWh_Before Competition Groups_Occupancy Sensors MF
Residential | Res ¦ LED Parking Lot Fixture | 2033 | SC B | GWh | Before Competition Groups | 86.0586 | 0 | 0 | 5319.6907 | 0.016177 | 16 | Residential_2033_SC B_GWh_Before Competition Groups_16 | LED Parking Lot Fixture | 1.618% | 0 | 86.0586 | Residential_2033_SC B_GWh_Before Competition Groups_LED Parking Lot Fixture
Residential | Res ¦ Basement Wall Insulation | 2033 | SC B | GWh | Before Competition Groups | 82.222 | 0 | 0 | 5319.6907 | 0.015456 | 17 | Residential_2033_SC B_GWh_Before Competition Groups_17 | Basement Wall Insulation | 1.546% | 0 | 82.222 | Residential_2033_SC B_GWh_Before Competition Groups_Basement Wall Insulation
Residential | Res ¦ Refrigerator Recycling | 2033 | SC B | GWh | Before Competition Groups | 75.326 | 0 | 0 | 5319.6907 | 0.01416 | 18 | Residential_2033_SC B_GWh_Before Competition Groups_18 | Refrigerator Recycling | 1.416% | 0 | 75.326 | Residential_2033_SC B_GWh_Before Competition Groups_Refrigerator Recycling
Residential | Res ¦ Energy Star Light Fixture | 2033 | SC B | GWh | Before Competition Groups | 73.5999 | 0 | 0 | 5319.6907 | 0.013835 | 19 | Residential_2033_SC B_GWh_Before Competition Groups_19 | Energy Star Light Fixture | 1.384% | 0 | 73.5999 | Residential_2033_SC B_GWh_Before Competition Groups_Energy Star Light Fixture
Residential | Res ¦ Clothes Drying Racks | 2033 | SC B | GWh | Before Competition Groups | 68.7761 | 0 | 0 | 5319.6907 | 0.012929 | 20 | Residential_2033_SC B_GWh_Before Competition Groups_20 | Clothes Drying Racks | 1.293% | 0 | 68.7761 | Residential_2033_SC B_GWh_Before Competition Groups_Clothes Drying Racks
Residential | Res ¦ Freezer Recycling | 2033 | SC B | GWh | Before Competition Groups | 66.0481 | 0 | 0 | 5319.6907 | 0.012416 | 21 | Residential_2033_SC B_GWh_Before Competition Groups_21 | Freezer Recycling | 1.242% | 0 | 66.0481 | Residential_2033_SC B_GWh_Before Competition Groups_Freezer Recycling
Residential | Res ¦ Smart Burners | 2033 | SC B | GWh | Before Competition Groups | 65.2078 | 0 | 0 | 5319.6907 | 0.012258 | 22 | Residential_2033_SC B_GWh_Before Competition Groups_22 | Smart Burners | 1.226% | 0 | 65.2078 | Residential_2033_SC B_GWh_Before Competition Groups_Smart Burners
Residential | Res ¦ Attic Insulation | 2033 | SC B | GWh | Before Competition Groups | 63.417 | 0 | 0 | 5319.6907 | 0.011921 | 23 | Residential_2033_SC B_GWh_Before Competition Groups_23 | Attic Insulation | 1.192% | 0 | 63.417 | Residential_2033_SC B_GWh_Before Competition Groups_Attic Insulation
Residential | Res ¦ Energy Star Room Air Conditioner | 2033 | SC B | GWh | Before Competition Groups | 52.9012 | 0 | 0 | 5319.6907 | 0.0099444 | 24 | Residential_2033_SC B_GWh_Before Competition Groups_24 | Energy Star Room Air Conditioner | 0.9944% | 0 | 52.9012 | Residential_2033_SC B_GWh_Before Competition Groups_Energy Star Room Air Conditioner
Residential | Res ¦ Energy Star Freezer | 2033 | SC B | GWh | Before Competition Groups | 51.9968 | 0 | 0 | 5319.6907 | 0.0097744 | 25 | Residential_2033_SC B_GWh_Before Competition Groups_25 | Energy Star Freezer | 0.9774% | 0 | 51.9968 | Residential_2033_SC B_GWh_Before Competition Groups_Energy Star Freezer
Residential | Res ¦ Advanced BAS/Controllers | 2033 | SC B | GWh | Before Competition Groups | 42.0578 | 0 | 0 | 5319.6907 | 0.0079061 | 26 | Residential_2033_SC B_GWh_Before Competition Groups_26 | Advanced BAS/Controllers | 0.7906% | 0 | 42.0578 | Residential_2033_SC B_GWh_Before Competition Groups_Advanced BAS/Controllers
Residential | Res ¦ LED Exterior Area Lights - LED Fixture (200W) | 2033 | SC B | GWh | Before Competition Groups | 39.2451 | 0 | 0 | 5319.6907 | 0.0073773 | 27 | Residential_2033_SC B_GWh_Before Competition Groups_27 | LED Exterior Area Lights - LED Fixture (200W) | 0.7377% | 0 | 39.2451 | Residential_2033_SC B_GWh_Before Competition Groups_LED Exterior Area Lights - LED Fixture (200W)
Residential | Res ¦ Furnace Whistle | 2033 | SC B | GWh | Before Competition Groups | 36.2171 | 0 | 0 | 5319.6907 | 0.0068081 | 28 | Residential_2033_SC B_GWh_Before Competition Groups_28 | Furnace Whistle | 0.6808% | 0 | 36.2171 | Residential_2033_SC B_GWh_Before Competition Groups_Furnace Whistle
Residential | Res ¦ Outside Air Economizer | 2033 | SC B | GWh | Before Competition Groups | 31.2507 | 0 | 0 | 5319.6907 | 0.0058745 | 29 | Residential_2033_SC B_GWh_Before Competition Groups_29 | Outside Air Economizer | 0.5875% | 0 | 31.2507 | Residential_2033_SC B_GWh_Before Competition Groups_Outside Air Economizer
Residential | Res ¦ Home Energy Reports | 2033 | SC B | GWh | Before Competition Groups | 31.0721 | 0 | 0 | 5319.6907 | 0.005841 | 30 | Residential_2033_SC B_GWh_Before Competition Groups_30 | Home Energy Reports | 0.5841% | 0 | 31.0721 | Residential_2033_SC B_GWh_Before Competition Groups_Home Energy Reports
Residential | Res ¦ LED Tube Re-Lamp | 2033 | SC B | GWh | Before Competition Groups | 27.5664 | 0 | 0 | 5319.6907 | 0.005182 | 31 | Residential_2033_SC B_GWh_Before Competition Groups_31 | LED Tube Re-Lamp | 0.5182% | 0 | 27.5664 | Residential_2033_SC B_GWh_Before Competition Groups_LED Tube Re-Lamp
Residential | Res ¦ Energy Star Dehumidifier | 2033 | SC B | GWh | Before Competition Groups | 23.7849 | 0 | 0 | 5319.6907 | 0.0044711 | 32 | Residential_2033_SC B_GWh_Before Competition Groups_32 | Energy Star Dehumidifier | 0.4471% | 0 | 23.7849 | Residential_2033_SC B_GWh_Before Competition Groups_Energy Star Dehumidifier
Residential | Res ¦ Minimize Hot and Warm Clothes Wash | 2033 | SC B | GWh | Before Competition Groups | 22.977 | 0 | 0 | 5319.6907 | 0.0043192 | 33 | Residential_2033_SC B_GWh_Before Competition Groups_33 | Minimize Hot and Warm Clothes Wash | 0.4319% | 0 | 22.977 | Residential_2033_SC B_GWh_Before Competition Groups_Minimize Hot and Warm Clothes Wash
Residential | Res ¦ Heat Recovery Ventilator | 2033 | SC B | GWh | Before Competition Groups | 20.2065 | 0 | 0 | 5319.6907 | 0.0037984 | 34 | Residential_2033_SC B_GWh_Before Competition Groups_34 | Heat Recovery Ventilator | 0.3798% | 0 | 20.2065 | Residential_2033_SC B_GWh_Before Competition Groups_Heat Recovery Ventilator
Residential | Res ¦ Demand Control Ventilation | 2033 | SC B | GWh | Before Competition Groups | 19.3967 | 0 | 0 | 5319.6907 | 0.0036462 | 35 | Residential_2033_SC B_GWh_Before Competition Groups_35 | Demand Control Ventilation | 0.3646% | 0 | 19.3967 | Residential_2033_SC B_GWh_Before Competition Groups_Demand Control Ventilation
Residential | Res ¦ CO Sensors for parking garage exhaust fans | 2033 | SC B | GWh | Before Competition Groups | 16.86 | 0 | 0 | 5319.6907 | 0.0031694 | 36 | Residential_2033_SC B_GWh_Before Competition Groups_36 | CO Sensors for parking garage exhaust fans | 0.3169% | 0 | 16.86 | Residential_2033_SC B_GWh_Before Competition Groups_CO Sensors for parking garage exhaust fans
Residential | Res ¦ Floor Insulation | 2033 | SC B | GWh | Before Competition Groups | 16.6135 | 0 | 0 | 5319.6907 | 0.003123 | 37 | Residential_2033_SC B_GWh_Before Competition Groups_37 | Floor Insulation | 0.3123% | 0 | 16.6135 | Residential_2033_SC B_GWh_Before Competition Groups_Floor Insulation
Residential | Res ¦ ENERGY STAR LED LAMPS (REFLECTOR LAMPs/MR16/PAR 16) | 2033 | SC B | GWh | Before Competition Groups | 16.161 | 0 | 0 | 5319.6907 | 0.003038 | 38 | Residential_2033_SC B_GWh_Before Competition Groups_38 | ENERGY STAR LED LAMPS (REFLECTOR LAMPs/MR16/PAR 16) | 0.3038% | 0 | 16.161 | Residential_2033_SC B_GWh_Before Competition Groups_ENERGY STAR LED LAMPS (REFLECTOR LAMPs/MR16/PAR 16)
Residential | Res ¦ Duct Insulation | 2033 | SC B | GWh | Before Competition Groups | 15.5117 | 0 | 0 | 5319.6907 | 0.0029159 | 39 | Residential_2033_SC B_GWh_Before Competition Groups_39 | Duct Insulation | 0.2916% | 0 | 15.5117 | Residential_2033_SC B_GWh_Before Competition Groups_Duct Insulation
Residential | Res ¦ Variable Frequency Drive (VFD) | 2033 | SC B | GWh | Before Competition Groups | 15.363 | 0 | 0 | 5319.6907 | 0.002888 | 40 | Residential_2033_SC B_GWh_Before Competition Groups_40 | Variable Frequency Drive (VFD) | 0.2888% | 0 | 15.363 | Residential_2033_SC B_GWh_Before Competition Groups_Variable Frequency Drive (VFD)
Residential | Res ¦ High Efficiency Chiller (avg of water and air cooled) | 2033 | SC B | GWh | Before Competition Groups | 15.0347 | 0 | 0 | 5319.6907 | 0.0028262 | 41 | Residential_2033_SC B_GWh_Before Competition Groups_41 | High Efficiency Chiller (avg of water and air cooled) | 0.2826% | 0 | 15.0347 | Residential_2033_SC B_GWh_Before Competition Groups_High Efficiency Chiller (avg of water and air cooled)
Residential | Res ¦ Tankless Water Heater | 2033 | SC B | GWh | Before Competition Groups | 14.7198 | 0 | 0 | 5319.6907 | 0.002767 | 42 | Residential_2033_SC B_GWh_Before Competition Groups_42 | Tankless Water Heater | 0.2767% | 0 | 14.7198 | Residential_2033_SC B_GWh_Before Competition Groups_Tankless Water Heater
Residential | Res ¦ Condensing Make Up Air Unit | 2033 | SC B | GWh | Before Competition Groups | 11.7768 | 0 | 0 | 5319.6907 | 0.0022138 | 43 | Residential_2033_SC B_GWh_Before Competition Groups_43 | Condensing Make Up Air Unit | 0.2214% | 0 | 11.7768 | Residential_2033_SC B_GWh_Before Competition Groups_Condensing Make Up Air Unit
Residential | Res ¦ Water Heater Temperature Setback | 2033 | SC B | GWh | Before Competition Groups | 11.4803 | 0 | 0 | 5319.6907 | 0.0021581 | 44 | Residential_2033_SC B_GWh_Before Competition Groups_44 | Water Heater Temperature Setback | 0.2158% | 0 | 11.4803 | Residential_2033_SC B_GWh_Before Competition Groups_Water Heater Temperature Setback
Residential | Res ¦ Duct Insulation MF | 2033 | SC B | GWh | Before Competition Groups | 6.4629 | 0 | 0 | 5319.6907 | 0.0012149 | 45 | Residential_2033_SC B_GWh_Before Competition Groups_45 | Duct Insulation MF | 0.1215% | 0 | 6.4629 | Residential_2033_SC B_GWh_Before Competition Groups_Duct Insulation MF
Residential | Res ¦ VFD on Pumps | 2033 | SC B | GWh | Before Competition Groups | 4.7243 | 0 | 0 | 5319.6907 | 0.00088808 | 46 | Residential_2033_SC B_GWh_Before Competition Groups_46 | VFD on Pumps | 0.08881% | 0 | 4.7243 | Residential_2033_SC B_GWh_Before Competition Groups_VFD on Pumps
Residential | Res ¦ ENERGY STAR LED Lamps (General Service Lamps) | 2033 | SC B | GWh | Before Competition Groups | 3.5764 | 0 | 0 | 5319.6907 | 0.0006723 | 47 | Residential_2033_SC B_GWh_Before Competition Groups_47 | ENERGY STAR LED Lamps (General Service Lamps) | 0.06723% | 0 | 3.5764 | Residential_2033_SC B_GWh_Before Competition Groups_ENERGY STAR LED Lamps (General Service Lamps)
Residential | Res ¦ ECM MOTORS FOR HVAC APPLICATION (FAN-POWERED VAV BOX) | 2033 | SC B | GWh | Before Competition Groups | 2.6637 | 0 | 0 | 5319.6907 | 0.00050072 | 48 | Residential_2033_SC B_GWh_Before Competition Groups_48 | ECM MOTORS FOR HVAC APPLICATION (FAN-POWERED VAV BOX) | 0.05007% | 0 | 2.6637 | Residential_2033_SC B_GWh_Before Competition Groups_ECM MOTORS FOR HVAC APPLICATION (FAN-POWERED VAV BOX)
Residential | Res ¦ Beverage Vending Machine Controls | 2033 | SC B | GWh | Before Competition Groups | 1.8833 | 0 | 0 | 5319.6907 | 0.00035402 | 49 | Residential_2033_SC B_GWh_Before Competition Groups_49 | Beverage Vending Machine Controls | 0.0354% | 0 | 1.8833 | Residential_2033_SC B_GWh_Before Competition Groups_Beverage Vending Machine Controls
Residential | Res ¦ Wall Insulation | 2033 | SC B | GWh | Before Competition Groups | 0.36926 | 0 | 0 | 5319.6907 | 6.9414e-05 | 50 | Residential_2033_SC B_GWh_Before Competition Groups_50 | Wall Insulation | 0.006941% | 0 | 0.36926 | Residential_2033_SC B_GWh_Before Competition Groups_Wall Insulation
Residential | Res ¦ Chilled Water Optimization | 2033 | SC B | GWh | Before Competition Groups | 0.28754 | 0 | 0 | 5319.6907 | 5.4053e-05 | 51 | Residential_2033_SC B_GWh_Before Competition Groups_51 | Chilled Water Optimization | 0.005405% | 0 | 0.28754 | Residential_2033_SC B_GWh_Before Competition Groups_Chilled Water Optimization
Residential | Res ¦ LED High Bay Fixture | 2033 | SC B | GWh | Before Competition Groups | 0.20432 | 0 | 0 | 5319.6907 | 3.8407e-05 | 52 | Residential_2033_SC B_GWh_Before Competition Groups_52 | LED High Bay Fixture | 0.003841% | 0 | 0.20432 | Residential_2033_SC B_GWh_Before Competition Groups_LED High Bay Fixture
Residential | Res ¦ Wall Insulation MF | 2033 | SC B | GWh | Before Competition Groups | 0.014483 | 0 | 0 | 5319.6907 | 2.7226e-06 | 53 | Residential_2033_SC B_GWh_Before Competition Groups_53 | Wall Insulation MF | 0.0002723% | 0 | 0.014483 | Residential_2033_SC B_GWh_Before Competition Groups_Wall Insulation MF
Residential | Res ¦ Heavy Duty Outdoor/Holiday Plug-in Timers | 2033 | SC B | GWh | Before Competition Groups | 0 | 0 | 0 | 5319.6907 | 0 | 54 | Residential_2033_SC B_GWh_Before Competition Groups_54 | Heavy Duty Outdoor/Holiday Plug-in Timers | 0% | 0 | 0 | Residential_2033_SC B_GWh_Before Competition Groups_Heavy Duty Outdoor/Holiday Plug-in Timers
Residential | Res ¦ LED Downlight | 2033 | SC B | GWh | Before Competition Groups | 0 | 0 | 0 | 5319.6907 | 0 | 55 | Residential_2033_SC B_GWh_Before Competition Groups_55 | LED Downlight | 0% | 0 | 0 | Residential_2033_SC B_GWh_Before Competition Groups_LED Downlight
Residential | Res ¦ Smart Power Bar | 2033 | SC B | GWh | Before Competition Groups | 0 | 0 | 0 | 5319.6907 | 0 | 56 | Residential_2033_SC B_GWh_Before Competition Groups_56 | Smart Power Bar | 0% | 0 | 0 | Residential_2033_SC B_GWh_Before Competition Groups_Smart Power Bar
Residential | Res ¦ Energy Star LED Specialty Bulbs | 2033 | SC C | GWh | Before Competition Groups | 573.9772 | 0 | 0 | 4198.4081 | 0.13671 | 1 | Residential_2033_SC C_GWh_Before Competition Groups_1 | Energy Star LED Specialty Bulbs | 13.67% | 0 | 573.9772 | Residential_2033_SC C_GWh_Before Competition Groups_Energy Star LED Specialty Bulbs
Residential | Res ¦ Energy Star Clothes Washer | 2033 | SC C | GWh | Before Competition Groups | 518.9259 | 0 | 0 | 4198.4081 | 0.1236 | 2 | Residential_2033_SC C_GWh_Before Competition Groups_2 | Energy Star Clothes Washer | 12.36% | 0 | 518.9259 | Residential_2033_SC C_GWh_Before Competition Groups_Energy Star Clothes Washer
Residential | Res ¦ Ductless Mini-Split Heat Pump | 2033 | SC C | GWh | Before Competition Groups | 332.1702 | 0 | 0 | 4198.4081 | 0.079118 | 3 | Residential_2033_SC C_GWh_Before Competition Groups_3 | Ductless Mini-Split Heat Pump | 7.912% | 0 | 332.1702 | Residential_2033_SC C_GWh_Before Competition Groups_Ductless Mini-Split Heat Pump
Residential | Res ¦ Energy Star A Line, PAR, MR Lamps | 2033 | SC C | GWh | Before Competition Groups | 267.5895 | 0 | 0 | 4198.4081 | 0.063736 | 4 | Residential_2033_SC C_GWh_Before Competition Groups_4 | Energy Star A Line, PAR, MR Lamps | 6.374% | 0 | 267.5895 | Residential_2033_SC C_GWh_Before Competition Groups_Energy Star A Line, PAR, MR Lamps
Residential | Res ¦ Variable Speed Pool Pump Motor | 2033 | SC C | GWh | Before Competition Groups | 243.4473 | 0 | 0 | 4198.4081 | 0.057986 | 5 | Residential_2033_SC C_GWh_Before Competition Groups_5 | Variable Speed Pool Pump Motor | 5.799% | 0 | 243.4473 | Residential_2033_SC C_GWh_Before Competition Groups_Variable Speed Pool Pump Motor
Residential | Res ¦ Car Block Heater Timer | 2033 | SC C | GWh | Before Competition Groups | 235.1851 | 0 | 0 | 4198.4081 | 0.056018 | 6 | Residential_2033_SC C_GWh_Before Competition Groups_6 | Car Block Heater Timer | 5.602% | 0 | 235.1851 | Residential_2033_SC C_GWh_Before Competition Groups_Car Block Heater Timer
Residential | Res ¦ Energy Star LED Bulbs General Purpose LEDs | 2033 | SC C | GWh | Before Competition Groups | 208.4586 | 0 | 0 | 4198.4081 | 0.049652 | 7 | Residential_2033_SC C_GWh_Before Competition Groups_7 | Energy Star LED Bulbs General Purpose LEDs | 4.965% | 0 | 208.4586 | Residential_2033_SC C_GWh_Before Competition Groups_Energy Star LED Bulbs General Purpose LEDs
Residential | Res ¦ Adaptive Thermostat | 2033 | SC C | GWh | Before Competition Groups | 192.1625 | 0 | 0 | 4198.4081 | 0.04577 | 8 | Residential_2033_SC C_GWh_Before Competition Groups_8 | Adaptive Thermostat | 4.577% | 0 | 192.1625 | Residential_2033_SC C_GWh_Before Competition Groups_Adaptive Thermostat
Residential | Res ¦ Building Recommissioning, Operations and Maintenance (O&M) Improvements | 2033 | SC C | GWh | Before Competition Groups | 188.6673 | 0 | 0 | 4198.4081 | 0.044938 | 9 | Residential_2033_SC C_GWh_Before Competition Groups_9 | Building Recommissioning, Operations and Maintenance (O&M) Improvements | 4.494% | 0 | 188.6673 | Residential_2033_SC C_GWh_Before Competition Groups_Building Recommissioning, Operations and Maintenance (O&M) Improvements
Residential | Res ¦ Energy Star Torchiere | 2033 | SC C | GWh | Before Competition Groups | 144.3214 | 0 | 0 | 4198.4081 | 0.034375 | 10 | Residential_2033_SC C_GWh_Before Competition Groups_10 | Energy Star Torchiere | 3.438% | 0 | 144.3214 | Residential_2033_SC C_GWh_Before Competition Groups_Energy Star Torchiere
Residential | Res ¦ Air Sealing | 2033 | SC C | GWh | Before Competition Groups | 142.4856 | 0 | 0 | 4198.4081 | 0.033938 | 11 | Residential_2033_SC C_GWh_Before Competition Groups_11 | Air Sealing | 3.394% | 0 | 142.4856 | Residential_2033_SC C_GWh_Before Competition Groups_Air Sealing
Residential | Res ¦ Energy Star Clothes Dryer | 2033 | SC C | GWh | Before Competition Groups | 98.4813 | 0 | 0 | 4198.4081 | 0.023457 | 12 | Residential_2033_SC C_GWh_Before Competition Groups_12 | Energy Star Clothes Dryer | 2.346% | 0 | 98.4813 | Residential_2033_SC C_GWh_Before Competition Groups_Energy Star Clothes Dryer
Residential | Res ¦ Comprehensive Draft Proofing | 2033 | SC C | GWh | Before Competition Groups | 95.9585 | 0 | 0 | 4198.4081 | 0.022856 | 13 | Residential_2033_SC C_GWh_Before Competition Groups_13 | Comprehensive Draft Proofing | 2.286% | 0 | 95.9585 | Residential_2033_SC C_GWh_Before Competition Groups_Comprehensive Draft Proofing
Residential | Res ¦ Energy Star Air Source Heat Pump | 2033 | SC C | GWh | Before Competition Groups | 87.1571 | 0 | 0 | 4198.4081 | 0.02076 | 14 | Residential_2033_SC C_GWh_Before Competition Groups_14 | Energy Star Air Source Heat Pump | 2.076% | 0 | 87.1571 | Residential_2033_SC C_GWh_Before Competition Groups_Energy Star Air Source Heat Pump
Residential | Res ¦ Basement Wall Insulation | 2033 | SC C | GWh | Before Competition Groups | 82.2341 | 0 | 0 | 4198.4081 | 0.019587 | 15 | Residential_2033_SC C_GWh_Before Competition Groups_15 | Basement Wall Insulation | 1.959% | 0 | 82.2341 | Residential_2033_SC C_GWh_Before Competition Groups_Basement Wall Insulation
Residential | Res ¦ LED Parking Lot Fixture | 2033 | SC C | GWh | Before Competition Groups | 80.8445 | 0 | 0 | 4198.4081 | 0.019256 | 16 | Residential_2033_SC C_GWh_Before Competition Groups_16 | LED Parking Lot Fixture | 1.926% | 0 | 80.8445 | Residential_2033_SC C_GWh_Before Competition Groups_LED Parking Lot Fixture
Residential | Res ¦ Energy Star Light Fixture | 2033 | SC C | GWh | Before Competition Groups | 68.6054 | 0 | 0 | 4198.4081 | 0.016341 | 17 | Residential_2033_SC C_GWh_Before Competition Groups_17 | Energy Star Light Fixture | 1.634% | 0 | 68.6054 | Residential_2033_SC C_GWh_Before Competition Groups_Energy Star Light Fixture
Residential | Res ¦ Attic Insulation | 2033 | SC C | GWh | Before Competition Groups | 61.8817 | 0 | 0 | 4198.4081 | 0.014739 | 18 | Residential_2033_SC C_GWh_Before Competition Groups_18 | Attic Insulation | 1.474% | 0 | 61.8817 | Residential_2033_SC C_GWh_Before Competition Groups_Attic Insulation
Residential | Res ¦ Occupancy Sensors MF | 2033 | SC C | GWh | Before Competition Groups | 53.0629 | 0 | 0 | 4198.4081 | 0.012639 | 19 | Residential_2033_SC C_GWh_Before Competition Groups_19 | Occupancy Sensors MF | 1.264% | 0 | 53.0629 | Residential_2033_SC C_GWh_Before Competition Groups_Occupancy Sensors MF
Residential | Res ¦ Refrigerator Recycling | 2033 | SC C | GWh | Before Competition Groups | 49.4561 | 0 | 0 | 4198.4081 | 0.01178 | 20 | Residential_2033_SC C_GWh_Before Competition Groups_20 | Refrigerator Recycling | 1.178% | 0 | 49.4561 | Residential_2033_SC C_GWh_Before Competition Groups_Refrigerator Recycling
Residential | Res ¦ Energy Star Freezer | 2033 | SC C | GWh | Before Competition Groups | 43.7879 | 0 | 0 | 4198.4081 | 0.01043 | 21 | Residential_2033_SC C_GWh_Before Competition Groups_21 | Energy Star Freezer | 1.043% | 0 | 43.7879 | Residential_2033_SC C_GWh_Before Competition Groups_Energy Star Freezer
Residential | Res ¦ Energy Star Room Air Conditioner | 2033 | SC C | GWh | Before Competition Groups | 43.7147 | 0 | 0 | 4198.4081 | 0.010412 | 22 | Residential_2033_SC C_GWh_Before Competition Groups_22 | Energy Star Room Air Conditioner | 1.041% | 0 | 43.7147 | Residential_2033_SC C_GWh_Before Competition Groups_Energy Star Room Air Conditioner
Residential | Res ¦ Smart Burners | 2033 | SC C | GWh | Before Competition Groups | 43.4973 | 0 | 0 | 4198.4081 | 0.01036 | 23 | Residential_2033_SC C_GWh_Before Competition Groups_23 | Smart Burners | 1.036% | 0 | 43.4973 | Residential_2033_SC C_GWh_Before Competition Groups_Smart Burners
Residential | Res ¦ LED Exterior Area Lights - LED Fixture (200W) | 2033 | SC C | GWh | Before Competition Groups | 39.2451 | 0 | 0 | 4198.4081 | 0.0093476 | 24 | Residential_2033_SC C_GWh_Before Competition Groups_24 | LED Exterior Area Lights - LED Fixture (200W) | 0.9348% | 0 | 39.2451 | Residential_2033_SC C_GWh_Before Competition Groups_LED Exterior Area Lights - LED Fixture (200W)
Residential | Res ¦ Home Energy Reports | 2033 | SC C | GWh | Before Competition Groups | 31.0721 | 0 | 0 | 4198.4081 | 0.0074009 | 25 | Residential_2033_SC C_GWh_Before Competition Groups_25 | Home Energy Reports | 0.7401% | 0 | 31.0721 | Residential_2033_SC C_GWh_Before Competition Groups_Home Energy Reports
Residential | Res ¦ Advanced BAS/Controllers | 2033 | SC C | GWh | Before Competition Groups | 27.6137 | 0 | 0 | 4198.4081 | 0.0065772 | 26 | Residential_2033_SC C_GWh_Before Competition Groups_26 | Advanced BAS/Controllers | 0.6577% | 0 | 27.6137 | Residential_2033_SC C_GWh_Before Competition Groups_Advanced BAS/Controllers
Residential | Res ¦ LED Tube Re-Lamp | 2033 | SC C | GWh | Before Competition Groups | 27.5664 | 0 | 0 | 4198.4081 | 0.0065659 | 27 | Residential_2033_SC C_GWh_Before Competition Groups_27 | LED Tube Re-Lamp | 0.6566% | 0 | 27.5664 | Residential_2033_SC C_GWh_Before Competition Groups_LED Tube Re-Lamp
Residential | Res ¦ Outside Air Economizer | 2033 | SC C | GWh | Before Competition Groups | 24.0955 | 0 | 0 | 4198.4081 | 0.0057392 | 28 | Residential_2033_SC C_GWh_Before Competition Groups_28 | Outside Air Economizer | 0.5739% | 0 | 24.0955 | Residential_2033_SC C_GWh_Before Competition Groups_Outside Air Economizer
Residential | Res ¦ Furnace Whistle | 2033 | SC C | GWh | Before Competition Groups | 23.778 | 0 | 0 | 4198.4081 | 0.0056636 | 29 | Residential_2033_SC C_GWh_Before Competition Groups_29 | Furnace Whistle | 0.5664% | 0 | 23.778 | Residential_2033_SC C_GWh_Before Competition Groups_Furnace Whistle
Residential | Res ¦ Minimize Hot and Warm Clothes Wash | 2033 | SC C | GWh | Before Competition Groups | 22.977 | 0 | 0 | 4198.4081 | 0.0054728 | 30 | Residential_2033_SC C_GWh_Before Competition Groups_30 | Minimize Hot and Warm Clothes Wash | 0.5473% | 0 | 22.977 | Residential_2033_SC C_GWh_Before Competition Groups_Minimize Hot and Warm Clothes Wash
Residential | Res ¦ ENERGY STAR LED LAMPS (REFLECTOR LAMPs/MR16/PAR 16) | 2033 | SC C | GWh | Before Competition Groups | 16.161 | 0 | 0 | 4198.4081 | 0.0038493 | 31 | Residential_2033_SC C_GWh_Before Competition Groups_31 | ENERGY STAR LED LAMPS (REFLECTOR LAMPs/MR16/PAR 16) | 0.3849% | 0 | 16.161 | Residential_2033_SC C_GWh_Before Competition Groups_ENERGY STAR LED LAMPS (REFLECTOR LAMPs/MR16/PAR 16)
Residential | Res ¦ High Efficiency Chiller (avg of water and air cooled) | 2033 | SC C | GWh | Before Competition Groups | 14.6887 | 0 | 0 | 4198.4081 | 0.0034986 | 32 | Residential_2033_SC C_GWh_Before Competition Groups_32 | High Efficiency Chiller (avg of water and air cooled) | 0.3499% | 0 | 14.6887 | Residential_2033_SC C_GWh_Before Competition Groups_High Efficiency Chiller (avg of water and air cooled)
Residential | Res ¦ Energy Star Dehumidifier | 2033 | SC C | GWh | Before Competition Groups | 13.4843 | 0 | 0 | 4198.4081 | 0.0032118 | 33 | Residential_2033_SC C_GWh_Before Competition Groups_33 | Energy Star Dehumidifier | 0.3212% | 0 | 13.4843 | Residential_2033_SC C_GWh_Before Competition Groups_Energy Star Dehumidifier
Residential | Res ¦ Floor Insulation | 2033 | SC C | GWh | Before Competition Groups | 12.9795 | 0 | 0 | 4198.4081 | 0.0030915 | 34 | Residential_2033_SC C_GWh_Before Competition Groups_34 | Floor Insulation | 0.3092% | 0 | 12.9795 | Residential_2033_SC C_GWh_Before Competition Groups_Floor Insulation
Residential | Res ¦ Demand Control Ventilation | 2033 | SC C | GWh | Before Competition Groups | 12.7355 | 0 | 0 | 4198.4081 | 0.0030334 | 35 | Residential_2033_SC C_GWh_Before Competition Groups_35 | Demand Control Ventilation | 0.3033% | 0 | 12.7355 | Residential_2033_SC C_GWh_Before Competition Groups_Demand Control Ventilation
Residential | Res ¦ CO Sensors for parking garage exhaust fans | 2033 | SC C | GWh | Before Competition Groups | 11.2553 | 0 | 0 | 4198.4081 | 0.0026808 | 36 | Residential_2033_SC C_GWh_Before Competition Groups_36 | CO Sensors for parking garage exhaust fans | 0.2681% | 0 | 11.2553 | Residential_2033_SC C_GWh_Before Competition Groups_CO Sensors for parking garage exhaust fans
Residential | Res ¦ Variable Frequency Drive (VFD) | 2033 | SC C | GWh | Before Competition Groups | 10.0866 | 0 | 0 | 4198.4081 | 0.0024025 | 37 | Residential_2033_SC C_GWh_Before Competition Groups_37 | Variable Frequency Drive (VFD) | 0.2402% | 0 | 10.0866 | Residential_2033_SC C_GWh_Before Competition Groups_Variable Frequency Drive (VFD)
Residential | Res ¦ Tankless Water Heater | 2033 | SC C | GWh | Before Competition Groups | 9.7378 | 0 | 0 | 4198.4081 | 0.0023194 | 38 | Residential_2033_SC C_GWh_Before Competition Groups_38 | Tankless Water Heater | 0.2319% | 0 | 9.7378 | Residential_2033_SC C_GWh_Before Competition Groups_Tankless Water Heater
Residential | Res ¦ Condensing Make Up Air Unit | 2033 | SC C | GWh | Before Competition Groups | 8.9292 | 0 | 0 | 4198.4081 | 0.0021268 | 39 | Residential_2033_SC C_GWh_Before Competition Groups_39 | Condensing Make Up Air Unit | 0.2127% | 0 | 8.9292 | Residential_2033_SC C_GWh_Before Competition Groups_Condensing Make Up Air Unit
Residential | Res ¦ Water Heater Temperature Setback | 2033 | SC C | GWh | Before Competition Groups | 7.5373 | 0 | 0 | 4198.4081 | 0.0017953 | 40 | Residential_2033_SC C_GWh_Before Competition Groups_40 | Water Heater Temperature Setback | 0.1795% | 0 | 7.5373 | Residential_2033_SC C_GWh_Before Competition Groups_Water Heater Temperature Setback
Residential | Res ¦ Duct Insulation MF | 2033 | SC C | GWh | Before Competition Groups | 5.9039 | 0 | 0 | 4198.4081 | 0.0014062 | 41 | Residential_2033_SC C_GWh_Before Competition Groups_41 | Duct Insulation MF | 0.1406% | 0 | 5.9039 | Residential_2033_SC C_GWh_Before Competition Groups_Duct Insulation MF
Residential | Res ¦ Heat Recovery Ventilator | 2033 | SC C | GWh | Before Competition Groups | 4.7217 | 0 | 0 | 4198.4081 | 0.0011246 | 42 | Residential_2033_SC C_GWh_Before Competition Groups_42 | Heat Recovery Ventilator | 0.1125% | 0 | 4.7217 | Residential_2033_SC C_GWh_Before Competition Groups_Heat Recovery Ventilator
Residential | Res ¦ Duct Insulation | 2033 | SC C | GWh | Before Competition Groups | 4.5333 | 0 | 0 | 4198.4081 | 0.0010798 | 43 | Residential_2033_SC C_GWh_Before Competition Groups_43 | Duct Insulation | 0.108% | 0 | 4.5333 | Residential_2033_SC C_GWh_Before Competition Groups_Duct Insulation
Residential | Res ¦ ENERGY STAR LED Lamps (General Service Lamps) | 2033 | SC C | GWh | Before Competition Groups | 3.5764 | 0 | 0 | 4198.4081 | 0.00085185 | 44 | Residential_2033_SC C_GWh_Before Competition Groups_44 | ENERGY STAR LED Lamps (General Service Lamps) | 0.08519% | 0 | 3.5764 | Residential_2033_SC C_GWh_Before Competition Groups_ENERGY STAR LED Lamps (General Service Lamps)
Residential | Res ¦ VFD on Pumps | 2033 | SC C | GWh | Before Competition Groups | 3.1018 | 0 | 0 | 4198.4081 | 0.00073879 | 45 | Residential_2033_SC C_GWh_Before Competition Groups_45 | VFD on Pumps | 0.07388% | 0 | 3.1018 | Residential_2033_SC C_GWh_Before Competition Groups_VFD on Pumps
Residential | Res ¦ Clothes Drying Racks | 2033 | SC C | GWh | Before Competition Groups | 3.0749 | 0 | 0 | 4198.4081 | 0.0007324 | 46 | Residential_2033_SC C_GWh_Before Competition Groups_46 | Clothes Drying Racks | 0.07324% | 0 | 3.0749 | Residential_2033_SC C_GWh_Before Competition Groups_Clothes Drying Racks
Residential | Res ¦ ECM MOTORS FOR HVAC APPLICATION (FAN-POWERED VAV BOX) | 2033 | SC C | GWh | Before Competition Groups | 1.7289 | 0 | 0 | 4198.4081 | 0.0004118 | 47 | Residential_2033_SC C_GWh_Before Competition Groups_47 | ECM MOTORS FOR HVAC APPLICATION (FAN-POWERED VAV BOX) | 0.04118% | 0 | 1.7289 | Residential_2033_SC C_GWh_Before Competition Groups_ECM MOTORS FOR HVAC APPLICATION (FAN-POWERED VAV BOX)
Residential | Res ¦ Beverage Vending Machine Controls | 2033 | SC C | GWh | Before Competition Groups | 1.1641 | 0 | 0 | 4198.4081 | 0.00027727 | 48 | Residential_2033_SC C_GWh_Before Competition Groups_48 | Beverage Vending Machine Controls | 0.02773% | 0 | 1.1641 | Residential_2033_SC C_GWh_Before Competition Groups_Beverage Vending Machine Controls
Residential | Res ¦ Chilled Water Optimization | 2033 | SC C | GWh | Before Competition Groups | 0.22155 | 0 | 0 | 4198.4081 | 5.2769e-05 | 49 | Residential_2033_SC C_GWh_Before Competition Groups_49 | Chilled Water Optimization | 0.005277% | 0 | 0.22155 | Residential_2033_SC C_GWh_Before Competition Groups_Chilled Water Optimization
Residential | Res ¦ LED High Bay Fixture | 2033 | SC C | GWh | Before Competition Groups | 0.20432 | 0 | 0 | 4198.4081 | 4.8665e-05 | 50 | Residential_2033_SC C_GWh_Before Competition Groups_50 | LED High Bay Fixture | 0.004866% | 0 | 0.20432 | Residential_2033_SC C_GWh_Before Competition Groups_LED High Bay Fixture
Residential | Res ¦ Wall Insulation | 2033 | SC C | GWh | Before Competition Groups | 0.14405 | 0 | 0 | 4198.4081 | 3.4311e-05 | 51 | Residential_2033_SC C_GWh_Before Competition Groups_51 | Wall Insulation | 0.003431% | 0 | 0.14405 | Residential_2033_SC C_GWh_Before Competition Groups_Wall Insulation
Residential | Res ¦ Wall Insulation MF | 2033 | SC C | GWh | Before Competition Groups | 0.014484 | 0 | 0 | 4198.4081 | 3.45e-06 | 52 | Residential_2033_SC C_GWh_Before Competition Groups_52 | Wall Insulation MF | 0.000345% | 0 | 0.014484 | Residential_2033_SC C_GWh_Before Competition Groups_Wall Insulation MF
Residential | Res ¦ Freezer Recycling | 2033 | SC C | GWh | Before Competition Groups | 0.003375 | 0 | 0 | 4198.4081 | 8.0388e-07 | 53 | Residential_2033_SC C_GWh_Before Competition Groups_53 | Freezer Recycling | 8.039e-05% | 0 | 0.003375 | Residential_2033_SC C_GWh_Before Competition Groups_Freezer Recycling
Residential | Res ¦ Heavy Duty Outdoor/Holiday Plug-in Timers | 2033 | SC C | GWh | Before Competition Groups | 0 | 0 | 0 | 4198.4081 | 0 | 54 | Residential_2033_SC C_GWh_Before Competition Groups_54 | Heavy Duty Outdoor/Holiday Plug-in Timers | 0% | 0 | 0 | Residential_2033_SC C_GWh_Before Competition Groups_Heavy Duty Outdoor/Holiday Plug-in Timers
Residential | Res ¦ LED Downlight | 2033 | SC C | GWh | Before Competition Groups | 0 | 0 | 0 | 4198.4081 | 0 | 55 | Residential_2033_SC C_GWh_Before Competition Groups_55 | LED Downlight | 0% | 0 | 0 | Residential_2033_SC C_GWh_Before Competition Groups_LED Downlight
Residential | Res ¦ Smart Power Bar | 2033 | SC C | GWh | Before Competition Groups | 0 | 0 | 0 | 4198.4081 | 0 | 56 | Residential_2033_SC C_GWh_Before Competition Groups_56 | Smart Power Bar | 0% | 0 | 0 | Residential_2033_SC C_GWh_Before Competition Groups_Smart Power Bar
Residential | Res ¦ Energy Star LED Bulbs General Purpose LEDs | 2033 | SC D | GWh | Before Competition Groups | 406.1686 | 0 | 0 | 3289.3728 | 0.12348 | 1 | Residential_2033_SC D_GWh_Before Competition Groups_1 | Energy Star LED Bulbs General Purpose LEDs | 12.35% | 0 | 406.1686 | Residential_2033_SC D_GWh_Before Competition Groups_Energy Star LED Bulbs General Purpose LEDs
Residential | Res ¦ Energy Star LED Specialty Bulbs | 2033 | SC D | GWh | Before Competition Groups | 389.959 | 0 | 0 | 3289.3728 | 0.11855 | 2 | Residential_2033_SC D_GWh_Before Competition Groups_2 | Energy Star LED Specialty Bulbs | 11.86% | 0 | 389.959 | Residential_2033_SC D_GWh_Before Competition Groups_Energy Star LED Specialty Bulbs
Residential | Res ¦ Energy Star Clothes Washer | 2033 | SC D | GWh | Before Competition Groups | 343.9119 | 0 | 0 | 3289.3728 | 0.10455 | 3 | Residential_2033_SC D_GWh_Before Competition Groups_3 | Energy Star Clothes Washer | 10.46% | 0 | 343.9119 | Residential_2033_SC D_GWh_Before Competition Groups_Energy Star Clothes Washer
Residential | Res ¦ Ductless Mini-Split Heat Pump | 2033 | SC D | GWh | Before Competition Groups | 332.1843 | 0 | 0 | 3289.3728 | 0.10099 | 4 | Residential_2033_SC D_GWh_Before Competition Groups_4 | Ductless Mini-Split Heat Pump | 10.1% | 0 | 332.1843 | Residential_2033_SC D_GWh_Before Competition Groups_Ductless Mini-Split Heat Pump
Residential | Res ¦ Energy Star A Line, PAR, MR Lamps | 2033 | SC D | GWh | Before Competition Groups | 268.048 | 0 | 0 | 3289.3728 | 0.081489 | 5 | Residential_2033_SC D_GWh_Before Competition Groups_5 | Energy Star A Line, PAR, MR Lamps | 8.149% | 0 | 268.048 | Residential_2033_SC D_GWh_Before Competition Groups_Energy Star A Line, PAR, MR Lamps
Residential | Res ¦ Building Recommissioning, Operations and Maintenance (O&M) Improvements | 2033 | SC D | GWh | Before Competition Groups | 188.6673 | 0 | 0 | 3289.3728 | 0.057357 | 6 | Residential_2033_SC D_GWh_Before Competition Groups_6 | Building Recommissioning, Operations and Maintenance (O&M) Improvements | 5.736% | 0 | 188.6673 | Residential_2033_SC D_GWh_Before Competition Groups_Building Recommissioning, Operations and Maintenance (O&M) Improvements
Residential | Res ¦ Variable Speed Pool Pump Motor | 2033 | SC D | GWh | Before Competition Groups | 160.6731 | 0 | 0 | 3289.3728 | 0.048846 | 7 | Residential_2033_SC D_GWh_Before Competition Groups_7 | Variable Speed Pool Pump Motor | 4.885% | 0 | 160.6731 | Residential_2033_SC D_GWh_Before Competition Groups_Variable Speed Pool Pump Motor
Residential | Res ¦ Energy Star Torchiere | 2033 | SC D | GWh | Before Competition Groups | 127.7567 | 0 | 0 | 3289.3728 | 0.038839 | 8 | Residential_2033_SC D_GWh_Before Competition Groups_8 | Energy Star Torchiere | 3.884% | 0 | 127.7567 | Residential_2033_SC D_GWh_Before Competition Groups_Energy Star Torchiere
Residential | Res ¦ Adaptive Thermostat | 2033 | SC D | GWh | Before Competition Groups | 113.2087 | 0 | 0 | 3289.3728 | 0.034417 | 9 | Residential_2033_SC D_GWh_Before Competition Groups_9 | Adaptive Thermostat | 3.442% | 0 | 113.2087 | Residential_2033_SC D_GWh_Before Competition Groups_Adaptive Thermostat
Residential | Res ¦ Energy Star Air Source Heat Pump | 2033 | SC D | GWh | Before Competition Groups | 87.1571 | 0 | 0 | 3289.3728 | 0.026497 | 10 | Residential_2033_SC D_GWh_Before Competition Groups_10 | Energy Star Air Source Heat Pump | 2.65% | 0 | 87.1571 | Residential_2033_SC D_GWh_Before Competition Groups_Energy Star Air Source Heat Pump
Residential | Res ¦ Comprehensive Draft Proofing | 2033 | SC D | GWh | Before Competition Groups | 87.1174 | 0 | 0 | 3289.3728 | 0.026484 | 11 | Residential_2033_SC D_GWh_Before Competition Groups_11 | Comprehensive Draft Proofing | 2.648% | 0 | 87.1174 | Residential_2033_SC D_GWh_Before Competition Groups_Comprehensive Draft Proofing
Residential | Res ¦ LED Parking Lot Fixture | 2033 | SC D | GWh | Before Competition Groups | 80.8445 | 0 | 0 | 3289.3728 | 0.024577 | 12 | Residential_2033_SC D_GWh_Before Competition Groups_12 | LED Parking Lot Fixture | 2.458% | 0 | 80.8445 | Residential_2033_SC D_GWh_Before Competition Groups_LED Parking Lot Fixture
Residential | Res ¦ Basement Wall Insulation | 2033 | SC D | GWh | Before Competition Groups | 78.9612 | 0 | 0 | 3289.3728 | 0.024005 | 13 | Residential_2033_SC D_GWh_Before Competition Groups_13 | Basement Wall Insulation | 2.4% | 0 | 78.9612 | Residential_2033_SC D_GWh_Before Competition Groups_Basement Wall Insulation
Residential | Res ¦ Occupancy Sensors MF | 2033 | SC D | GWh | Before Competition Groups | 53.0629 | 0 | 0 | 3289.3728 | 0.016132 | 14 | Residential_2033_SC D_GWh_Before Competition Groups_14 | Occupancy Sensors MF | 1.613% | 0 | 53.0629 | Residential_2033_SC D_GWh_Before Competition Groups_Occupancy Sensors MF
Residential | Res ¦ Air Sealing | 2033 | SC D | GWh | Before Competition Groups | 52.8345 | 0 | 0 | 3289.3728 | 0.016062 | 15 | Residential_2033_SC D_GWh_Before Competition Groups_15 | Air Sealing | 1.606% | 0 | 52.8345 | Residential_2033_SC D_GWh_Before Competition Groups_Air Sealing
Residential | Res ¦ Energy Star Clothes Dryer | 2033 | SC D | GWh | Before Competition Groups | 52.2768 | 0 | 0 | 3289.3728 | 0.015893 | 16 | Residential_2033_SC D_GWh_Before Competition Groups_16 | Energy Star Clothes Dryer | 1.589% | 0 | 52.2768 | Residential_2033_SC D_GWh_Before Competition Groups_Energy Star Clothes Dryer
Residential | Res ¦ Energy Star Room Air Conditioner | 2033 | SC D | GWh | Before Competition Groups | 43.5107 | 0 | 0 | 3289.3728 | 0.013228 | 17 | Residential_2033_SC D_GWh_Before Competition Groups_17 | Energy Star Room Air Conditioner | 1.323% | 0 | 43.5107 | Residential_2033_SC D_GWh_Before Competition Groups_Energy Star Room Air Conditioner
Residential | Res ¦ Energy Star Light Fixture | 2033 | SC D | GWh | Before Competition Groups | 41.4976 | 0 | 0 | 3289.3728 | 0.012616 | 18 | Residential_2033_SC D_GWh_Before Competition Groups_18 | Energy Star Light Fixture | 1.262% | 0 | 41.4976 | Residential_2033_SC D_GWh_Before Competition Groups_Energy Star Light Fixture
Residential | Res ¦ LED Exterior Area Lights - LED Fixture (200W) | 2033 | SC D | GWh | Before Competition Groups | 36.1953 | 0 | 0 | 3289.3728 | 0.011004 | 19 | Residential_2033_SC D_GWh_Before Competition Groups_19 | LED Exterior Area Lights - LED Fixture (200W) | 1.1% | 0 | 36.1953 | Residential_2033_SC D_GWh_Before Competition Groups_LED Exterior Area Lights - LED Fixture (200W)
Residential | Res ¦ Attic Insulation | 2033 | SC D | GWh | Before Competition Groups | 32.7303 | 0 | 0 | 3289.3728 | 0.0099503 | 20 | Residential_2033_SC D_GWh_Before Competition Groups_20 | Attic Insulation | 0.995% | 0 | 32.7303 | Residential_2033_SC D_GWh_Before Competition Groups_Attic Insulation
Residential | Res ¦ Home Energy Reports | 2033 | SC D | GWh | Before Competition Groups | 31.0721 | 0 | 0 | 3289.3728 | 0.0094462 | 21 | Residential_2033_SC D_GWh_Before Competition Groups_21 | Home Energy Reports | 0.9446% | 0 | 31.0721 | Residential_2033_SC D_GWh_Before Competition Groups_Home Energy Reports
Residential | Res ¦ Refrigerator Recycling | 2033 | SC D | GWh | Before Competition Groups | 30.4917 | 0 | 0 | 3289.3728 | 0.0092698 | 22 | Residential_2033_SC D_GWh_Before Competition Groups_22 | Refrigerator Recycling | 0.927% | 0 | 30.4917 | Residential_2033_SC D_GWh_Before Competition Groups_Refrigerator Recycling
Residential | Res ¦ Advanced BAS/Controllers | 2033 | SC D | GWh | Before Competition Groups | 27.6137 | 0 | 0 | 3289.3728 | 0.0083948 | 23 | Residential_2033_SC D_GWh_Before Competition Groups_23 | Advanced BAS/Controllers | 0.8395% | 0 | 27.6137 | Residential_2033_SC D_GWh_Before Competition Groups_Advanced BAS/Controllers
Residential | Res ¦ LED Tube Re-Lamp | 2033 | SC D | GWh | Before Competition Groups | 27.5088 | 0 | 0 | 3289.3728 | 0.0083629 | 24 | Residential_2033_SC D_GWh_Before Competition Groups_24 | LED Tube Re-Lamp | 0.8363% | 0 | 27.5088 | Residential_2033_SC D_GWh_Before Competition Groups_LED Tube Re-Lamp
Residential | Res ¦ Outside Air Economizer | 2033 | SC D | GWh | Before Competition Groups | 24.0955 | 0 | 0 | 3289.3728 | 0.0073253 | 25 | Residential_2033_SC D_GWh_Before Competition Groups_25 | Outside Air Economizer | 0.7325% | 0 | 24.0955 | Residential_2033_SC D_GWh_Before Competition Groups_Outside Air Economizer
Residential | Res ¦ Furnace Whistle | 2033 | SC D | GWh | Before Competition Groups | 23.778 | 0 | 0 | 3289.3728 | 0.0072287 | 26 | Residential_2033_SC D_GWh_Before Competition Groups_26 | Furnace Whistle | 0.7229% | 0 | 23.778 | Residential_2033_SC D_GWh_Before Competition Groups_Furnace Whistle
Residential | Res ¦ Energy Star Freezer | 2033 | SC D | GWh | Before Competition Groups | 23.3655 | 0 | 0 | 3289.3728 | 0.0071033 | 27 | Residential_2033_SC D_GWh_Before Competition Groups_27 | Energy Star Freezer | 0.7103% | 0 | 23.3655 | Residential_2033_SC D_GWh_Before Competition Groups_Energy Star Freezer
Residential | Res ¦ Minimize Hot and Warm Clothes Wash | 2033 | SC D | GWh | Before Competition Groups | 22.977 | 0 | 0 | 3289.3728 | 0.0069852 | 28 | Residential_2033_SC D_GWh_Before Competition Groups_28 | Minimize Hot and Warm Clothes Wash | 0.6985% | 0 | 22.977 | Residential_2033_SC D_GWh_Before Competition Groups_Minimize Hot and Warm Clothes Wash
Residential | Res ¦ ENERGY STAR LED LAMPS (REFLECTOR LAMPs/MR16/PAR 16) | 2033 | SC D | GWh | Before Competition Groups | 16.161 | 0 | 0 | 3289.3728 | 0.0049131 | 29 | Residential_2033_SC D_GWh_Before Competition Groups_29 | ENERGY STAR LED LAMPS (REFLECTOR LAMPs/MR16/PAR 16) | 0.4913% | 0 | 16.161 | Residential_2033_SC D_GWh_Before Competition Groups_ENERGY STAR LED LAMPS (REFLECTOR LAMPs/MR16/PAR 16)
Residential | Res ¦ Smart Burners | 2033 | SC D | GWh | Before Competition Groups | 14.9079 | 0 | 0 | 3289.3728 | 0.0045321 | 30 | Residential_2033_SC D_GWh_Before Competition Groups_30 | Smart Burners | 0.4532% | 0 | 14.9079 | Residential_2033_SC D_GWh_Before Competition Groups_Smart Burners
Residential | Res ¦ High Efficiency Chiller (avg of water and air cooled) | 2033 | SC D | GWh | Before Competition Groups | 14.6887 | 0 | 0 | 3289.3728 | 0.0044655 | 31 | Residential_2033_SC D_GWh_Before Competition Groups_31 | High Efficiency Chiller (avg of water and air cooled) | 0.4466% | 0 | 14.6887 | Residential_2033_SC D_GWh_Before Competition Groups_High Efficiency Chiller (avg of water and air cooled)
Residential | Res ¦ Variable Frequency Drive (VFD) | 2033 | SC D | GWh | Before Competition Groups | 7.6932 | 0 | 0 | 3289.3728 | 0.0023388 | 32 | Residential_2033_SC D_GWh_Before Competition Groups_32 | Variable Frequency Drive (VFD) | 0.2339% | 0 | 7.6932 | Residential_2033_SC D_GWh_Before Competition Groups_Variable Frequency Drive (VFD)
Residential | Res ¦ CO Sensors for parking garage exhaust fans | 2033 | SC D | GWh | Before Competition Groups | 7.2049 | 0 | 0 | 3289.3728 | 0.0021904 | 33 | Residential_2033_SC D_GWh_Before Competition Groups_33 | CO Sensors for parking garage exhaust fans | 0.219% | 0 | 7.2049 | Residential_2033_SC D_GWh_Before Competition Groups_CO Sensors for parking garage exhaust fans
Residential | Res ¦ Water Heater Temperature Setback | 2033 | SC D | GWh | Before Competition Groups | 6.8757 | 0 | 0 | 3289.3728 | 0.0020903 | 34 | Residential_2033_SC D_GWh_Before Competition Groups_34 | Water Heater Temperature Setback | 0.209% | 0 | 6.8757 | Residential_2033_SC D_GWh_Before Competition Groups_Water Heater Temperature Setback
Residential | Res ¦ Demand Control Ventilation | 2033 | SC D | GWh | Before Competition Groups | 5.0776 | 0 | 0 | 3289.3728 | 0.0015436 | 35 | Residential_2033_SC D_GWh_Before Competition Groups_35 | Demand Control Ventilation | 0.1544% | 0 | 5.0776 | Residential_2033_SC D_GWh_Before Competition Groups_Demand Control Ventilation
Residential | Res ¦ Tankless Water Heater | 2033 | SC D | GWh | Before Competition Groups | 5.0565 | 0 | 0 | 3289.3728 | 0.0015372 | 36 | Residential_2033_SC D_GWh_Before Competition Groups_36 | Tankless Water Heater | 0.1537% | 0 | 5.0565 | Residential_2033_SC D_GWh_Before Competition Groups_Tankless Water Heater
Residential | Res ¦ Energy Star Dehumidifier | 2033 | SC D | GWh | Before Competition Groups | 3.8422 | 0 | 0 | 3289.3728 | 0.0011681 | 37 | Residential_2033_SC D_GWh_Before Competition Groups_37 | Energy Star Dehumidifier | 0.1168% | 0 | 3.8422 | Residential_2033_SC D_GWh_Before Competition Groups_Energy Star Dehumidifier
Residential | Res ¦ ENERGY STAR LED Lamps (General Service Lamps) | 2033 | SC D | GWh | Before Competition Groups | 3.5764 | 0 | 0 | 3289.3728 | 0.0010873 | 38 | Residential_2033_SC D_GWh_Before Competition Groups_38 | ENERGY STAR LED Lamps (General Service Lamps) | 0.1087% | 0 | 3.5764 | Residential_2033_SC D_GWh_Before Competition Groups_ENERGY STAR LED Lamps (General Service Lamps)
Residential | Res ¦ Condensing Make Up Air Unit | 2033 | SC D | GWh | Before Competition Groups | 3.1429 | 0 | 0 | 3289.3728 | 0.00095547 | 39 | Residential_2033_SC D_GWh_Before Competition Groups_39 | Condensing Make Up Air Unit | 0.09555% | 0 | 3.1429 | Residential_2033_SC D_GWh_Before Competition Groups_Condensing Make Up Air Unit
Residential | Res ¦ Clothes Drying Racks | 2033 | SC D | GWh | Before Competition Groups | 3.0749 | 0 | 0 | 3289.3728 | 0.00093481 | 40 | Residential_2033_SC D_GWh_Before Competition Groups_40 | Clothes Drying Racks | 0.09348% | 0 | 3.0749 | Residential_2033_SC D_GWh_Before Competition Groups_Clothes Drying Racks
Residential | Res ¦ VFD on Pumps | 2033 | SC D | GWh | Before Competition Groups | 2.1833 | 0 | 0 | 3289.3728 | 0.00066375 | 41 | Residential_2033_SC D_GWh_Before Competition Groups_41 | VFD on Pumps | 0.06637% | 0 | 2.1833 | Residential_2033_SC D_GWh_Before Competition Groups_VFD on Pumps
Residential | Res ¦ Floor Insulation | 2033 | SC D | GWh | Before Competition Groups | 2.1344 | 0 | 0 | 3289.3728 | 0.00064889 | 42 | Residential_2033_SC D_GWh_Before Competition Groups_42 | Floor Insulation | 0.06489% | 0 | 2.1344 | Residential_2033_SC D_GWh_Before Competition Groups_Floor Insulation
Residential | Res ¦ Heat Recovery Ventilator | 2033 | SC D | GWh | Before Competition Groups | 1.629 | 0 | 0 | 3289.3728 | 0.00049523 | 43 | Residential_2033_SC D_GWh_Before Competition Groups_43 | Heat Recovery Ventilator | 0.04952% | 0 | 1.629 | Residential_2033_SC D_GWh_Before Competition Groups_Heat Recovery Ventilator
Residential | Res ¦ ECM MOTORS FOR HVAC APPLICATION (FAN-POWERED VAV BOX) | 2033 | SC D | GWh | Before Competition Groups | 1.3496 | 0 | 0 | 3289.3728 | 0.00041028 | 44 | Residential_2033_SC D_GWh_Before Competition Groups_44 | ECM MOTORS FOR HVAC APPLICATION (FAN-POWERED VAV BOX) | 0.04103% | 0 | 1.3496 | Residential_2033_SC D_GWh_Before Competition Groups_ECM MOTORS FOR HVAC APPLICATION (FAN-POWERED VAV BOX)
Residential | Res ¦ Duct Insulation | 2033 | SC D | GWh | Before Competition Groups | 1.152 | 0 | 0 | 3289.3728 | 0.00035021 | 45 | Residential_2033_SC D_GWh_Before Competition Groups_45 | Duct Insulation | 0.03502% | 0 | 1.152 | Residential_2033_SC D_GWh_Before Competition Groups_Duct Insulation
Residential | Res ¦ Beverage Vending Machine Controls | 2033 | SC D | GWh | Before Competition Groups | 0.93194 | 0 | 0 | 3289.3728 | 0.00028332 | 46 | Residential_2033_SC D_GWh_Before Competition Groups_46 | Beverage Vending Machine Controls | 0.02833% | 0 | 0.93194 | Residential_2033_SC D_GWh_Before Competition Groups_Beverage Vending Machine Controls
Residential | Res ¦ Duct Insulation MF | 2033 | SC D | GWh | Before Competition Groups | 0.68006 | 0 | 0 | 3289.3728 | 0.00020674 | 47 | Residential_2033_SC D_GWh_Before Competition Groups_47 | Duct Insulation MF | 0.02067% | 0 | 0.68006 | Residential_2033_SC D_GWh_Before Competition Groups_Duct Insulation MF
Residential | Res ¦ Chilled Water Optimization | 2033 | SC D | GWh | Before Competition Groups | 0.22155 | 0 | 0 | 3289.3728 | 6.7352e-05 | 48 | Residential_2033_SC D_GWh_Before Competition Groups_48 | Chilled Water Optimization | 0.006735% | 0 | 0.22155 | Residential_2033_SC D_GWh_Before Competition Groups_Chilled Water Optimization
Residential | Res ¦ LED High Bay Fixture | 2033 | SC D | GWh | Before Competition Groups | 0.083492 | 0 | 0 | 3289.3728 | 2.5382e-05 | 49 | Residential_2033_SC D_GWh_Before Competition Groups_49 | LED High Bay Fixture | 0.002538% | 0 | 0.083492 | Residential_2033_SC D_GWh_Before Competition Groups_LED High Bay Fixture
Residential | Res ¦ Wall Insulation | 2033 | SC D | GWh | Before Competition Groups | 0.02518 | 0 | 0 | 3289.3728 | 7.655e-06 | 50 | Residential_2033_SC D_GWh_Before Competition Groups_50 | Wall Insulation | 0.0007655% | 0 | 0.02518 | Residential_2033_SC D_GWh_Before Competition Groups_Wall Insulation
Residential | Res ¦ Wall Insulation MF | 2033 | SC D | GWh | Before Competition Groups | 0.0088971 | 0 | 0 | 3289.3728 | 2.7048e-06 | 51 | Residential_2033_SC D_GWh_Before Competition Groups_51 | Wall Insulation MF | 0.0002705% | 0 | 0.0088971 | Residential_2033_SC D_GWh_Before Competition Groups_Wall Insulation MF
Residential | Res ¦ Freezer Recycling | 2033 | SC D | GWh | Before Competition Groups | 0.003375 | 0 | 0 | 3289.3728 | 1.026e-06 | 52 | Residential_2033_SC D_GWh_Before Competition Groups_52 | Freezer Recycling | 0.0001026% | 0 | 0.003375 | Residential_2033_SC D_GWh_Before Competition Groups_Freezer Recycling
Residential | Res ¦ LED Downlight | 2033 | SC D | GWh | Before Competition Groups | 0 | 0 | 0 | 3289.3728 | 0 | 53 | Residential_2033_SC D_GWh_Before Competition Groups_53 | LED Downlight | 0% | 0 | 0 | Residential_2033_SC D_GWh_Before Competition Groups_LED Downlight
Residential | Res ¦ Smart Power Bar | 2033 | SC D | GWh | Before Competition Groups | 0 | 0 | 0 | 3289.3728 | 0 | 54 | Residential_2033_SC D_GWh_Before Competition Groups_54 | Smart Power Bar | 0% | 0 | 0 | Residential_2033_SC D_GWh_Before Competition Groups_Smart Power Bar
Residential | Res ¦ Energy Star A Line, PAR, MR Lamps | 2033 | Technical | GWh | Before Competition Groups | 2032.3552 | 0 | 0 | 21551.4961 | 0.094302 | 1 | Residential_2033_Technical_GWh_Before Competition Groups_1 | Energy Star A Line, PAR, MR Lamps | 9.43% | 0 | 2032.3552 | Residential_2033_Technical_GWh_Before Competition Groups_Energy Star A Line, PAR, MR Lamps
Residential | Res ¦ Energy Star LED Bulbs General Purpose LEDs | 2033 | Technical | GWh | Before Competition Groups | 2003.1078 | 0 | 0 | 21551.4961 | 0.092945 | 2 | Residential_2033_Technical_GWh_Before Competition Groups_2 | Energy Star LED Bulbs General Purpose LEDs | 9.295% | 0 | 2003.1078 | Residential_2033_Technical_GWh_Before Competition Groups_Energy Star LED Bulbs General Purpose LEDs
Residential | Res ¦ Energy Star LED Specialty Bulbs | 2033 | Technical | GWh | Before Competition Groups | 1830.5913 | 0 | 0 | 21551.4961 | 0.08494 | 3 | Residential_2033_Technical_GWh_Before Competition Groups_3 | Energy Star LED Specialty Bulbs | 8.494% | 0 | 1830.5913 | Residential_2033_Technical_GWh_Before Competition Groups_Energy Star LED Specialty Bulbs
Residential | Res ¦ Smart Power Bar | 2033 | Technical | GWh | Before Competition Groups | 1301.4164 | 0 | 0 | 21551.4961 | 0.060386 | 4 | Residential_2033_Technical_GWh_Before Competition Groups_4 | Smart Power Bar | 6.039% | 0 | 1301.4164 | Residential_2033_Technical_GWh_Before Competition Groups_Smart Power Bar
Residential | Res ¦ Networked/ Connected - Indoor LED Lamp | 2033 | Technical | GWh | Before Competition Groups | 1254.8351 | 0 | 0 | 21551.4961 | 0.058225 | 5 | Residential_2033_Technical_GWh_Before Competition Groups_5 | Networked/ Connected - Indoor LED Lamp | 5.822% | 0 | 1254.8351 | Residential_2033_Technical_GWh_Before Competition Groups_Networked/ Connected - Indoor LED Lamp
Residential | Res ¦ Energy Star Refrigerator | 2033 | Technical | GWh | Before Competition Groups | 842.2718 | 0 | 0 | 21551.4961 | 0.039082 | 6 | Residential_2033_Technical_GWh_Before Competition Groups_6 | Energy Star Refrigerator | 3.908% | 0 | 842.2718 | Residential_2033_Technical_GWh_Before Competition Groups_Energy Star Refrigerator
Residential | Res ¦ Smart Burners | 2033 | Technical | GWh | Before Competition Groups | 746.8723 | 0 | 0 | 21551.4961 | 0.034655 | 7 | Residential_2033_Technical_GWh_Before Competition Groups_7 | Smart Burners | 3.466% | 0 | 746.8723 | Residential_2033_Technical_GWh_Before Competition Groups_Smart Burners
Residential | Res ¦ Adaptive Thermostat | 2033 | Technical | GWh | Before Competition Groups | 686.2767 | 0 | 0 | 21551.4961 | 0.031844 | 8 | Residential_2033_Technical_GWh_Before Competition Groups_8 | Adaptive Thermostat | 3.184% | 0 | 686.2767 | Residential_2033_Technical_GWh_Before Competition Groups_Adaptive Thermostat
Residential | Res ¦ Energy Star Clothes Washer | 2033 | Technical | GWh | Before Competition Groups | 685.6248 | 0 | 0 | 21551.4961 | 0.031813 | 9 | Residential_2033_Technical_GWh_Before Competition Groups_9 | Energy Star Clothes Washer | 3.181% | 0 | 685.6248 | Residential_2033_Technical_GWh_Before Competition Groups_Energy Star Clothes Washer
Residential | Res ¦ Energy Star Ground Source Heat Pump | 2033 | Technical | GWh | Before Competition Groups | 664.9092 | 0 | 0 | 21551.4961 | 0.030852 | 10 | Residential_2033_Technical_GWh_Before Competition Groups_10 | Energy Star Ground Source Heat Pump | 3.085% | 0 | 664.9092 | Residential_2033_Technical_GWh_Before Competition Groups_Energy Star Ground Source Heat Pump
Residential | Res ¦ Ductless Mini-Split Heat Pump | 2033 | Technical | GWh | Before Competition Groups | 660.8086 | 0 | 0 | 21551.4961 | 0.030662 | 11 | Residential_2033_Technical_GWh_Before Competition Groups_11 | Ductless Mini-Split Heat Pump | 3.066% | 0 | 660.8086 | Residential_2033_Technical_GWh_Before Competition Groups_Ductless Mini-Split Heat Pump
Residential | Res ¦ Heat Pump Clothes Dryer | 2033 | Technical | GWh | Before Competition Groups | 579.63 | 0 | 0 | 21551.4961 | 0.026895 | 12 | Residential_2033_Technical_GWh_Before Competition Groups_12 | Heat Pump Clothes Dryer | 2.69% | 0 | 579.63 | Residential_2033_Technical_GWh_Before Competition Groups_Heat Pump Clothes Dryer
Residential | Res ¦ Air Sealing | 2033 | Technical | GWh | Before Competition Groups | 468.118 | 0 | 0 | 21551.4961 | 0.021721 | 13 | Residential_2033_Technical_GWh_Before Competition Groups_13 | Air Sealing | 2.172% | 0 | 468.118 | Residential_2033_Technical_GWh_Before Competition Groups_Air Sealing
Residential | Res ¦ Induction Cooking Stove Top | 2033 | Technical | GWh | Before Competition Groups | 460.0733 | 0 | 0 | 21551.4961 | 0.021348 | 14 | Residential_2033_Technical_GWh_Before Competition Groups_14 | Induction Cooking Stove Top | 2.135% | 0 | 460.0733 | Residential_2033_Technical_GWh_Before Competition Groups_Induction Cooking Stove Top
Residential | Res ¦ Energy Star Central Air Conditioner | 2033 | Technical | GWh | Before Competition Groups | 428.442 | 0 | 0 | 21551.4961 | 0.01988 | 15 | Residential_2033_Technical_GWh_Before Competition Groups_15 | Energy Star Central Air Conditioner | 1.988% | 0 | 428.442 | Residential_2033_Technical_GWh_Before Competition Groups_Energy Star Central Air Conditioner
Residential | Res ¦ Energy Star Air Source Heat Pump | 2033 | Technical | GWh | Before Competition Groups | 377.0625 | 0 | 0 | 21551.4961 | 0.017496 | 16 | Residential_2033_Technical_GWh_Before Competition Groups_16 | Energy Star Air Source Heat Pump | 1.75% | 0 | 377.0625 | Residential_2033_Technical_GWh_Before Competition Groups_Energy Star Air Source Heat Pump
Residential | Res ¦ Energy Star Light Fixture | 2033 | Technical | GWh | Before Competition Groups | 376.0803 | 0 | 0 | 21551.4961 | 0.01745 | 17 | Residential_2033_Technical_GWh_Before Competition Groups_17 | Energy Star Light Fixture | 1.745% | 0 | 376.0803 | Residential_2033_Technical_GWh_Before Competition Groups_Energy Star Light Fixture
Residential | Res ¦ Car Block Heater Timer | 2033 | Technical | GWh | Before Competition Groups | 361.419 | 0 | 0 | 21551.4961 | 0.01677 | 18 | Residential_2033_Technical_GWh_Before Competition Groups_18 | Car Block Heater Timer | 1.677% | 0 | 361.419 | Residential_2033_Technical_GWh_Before Competition Groups_Car Block Heater Timer
Residential | Res ¦ Variable Speed Pool Pump Motor | 2033 | Technical | GWh | Before Competition Groups | 343.7734 | 0 | 0 | 21551.4961 | 0.015951 | 19 | Residential_2033_Technical_GWh_Before Competition Groups_19 | Variable Speed Pool Pump Motor | 1.595% | 0 | 343.7734 | Residential_2033_Technical_GWh_Before Competition Groups_Variable Speed Pool Pump Motor
Residential | Res ¦ Energy Star Clothes Dryer | 2033 | Technical | GWh | Before Competition Groups | 331.0665 | 0 | 0 | 21551.4961 | 0.015362 | 20 | Residential_2033_Technical_GWh_Before Competition Groups_20 | Energy Star Clothes Dryer | 1.536% | 0 | 331.0665 | Residential_2033_Technical_GWh_Before Competition Groups_Energy Star Clothes Dryer
Residential | Res ¦ Ductless Mini-Split Air Conditioner | 2033 | Technical | GWh | Before Competition Groups | 318.0537 | 0 | 0 | 21551.4961 | 0.014758 | 21 | Residential_2033_Technical_GWh_Before Competition Groups_21 | Ductless Mini-Split Air Conditioner | 1.476% | 0 | 318.0537 | Residential_2033_Technical_GWh_Before Competition Groups_Ductless Mini-Split Air Conditioner
Residential | Res ¦ Energy Star Torchiere | 2033 | Technical | GWh | Before Competition Groups | 296.2457 | 0 | 0 | 21551.4961 | 0.013746 | 22 | Residential_2033_Technical_GWh_Before Competition Groups_22 | Energy Star Torchiere | 1.375% | 0 | 296.2457 | Residential_2033_Technical_GWh_Before Competition Groups_Energy Star Torchiere
Residential | Res ¦ Passive Attic Ventilation | 2033 | Technical | GWh | Before Competition Groups | 277.1902 | 0 | 0 | 21551.4961 | 0.012862 | 23 | Residential_2033_Technical_GWh_Before Competition Groups_23 | Passive Attic Ventilation | 1.286% | 0 | 277.1902 | Residential_2033_Technical_GWh_Before Competition Groups_Passive Attic Ventilation
Residential | Res ¦ Building Recommissioning, Operations and Maintenance (O&M) Improvements | 2033 | Technical | GWh | Before Competition Groups | 266.4182 | 0 | 0 | 21551.4961 | 0.012362 | 24 | Residential_2033_Technical_GWh_Before Competition Groups_24 | Building Recommissioning, Operations and Maintenance (O&M) Improvements | 1.236% | 0 | 266.4182 | Residential_2033_Technical_GWh_Before Competition Groups_Building Recommissioning, Operations and Maintenance (O&M) Improvements
Residential | Res ¦ Energy Star Windows | 2033 | Technical | GWh | Before Competition Groups | 253.8948 | 0 | 0 | 21551.4961 | 0.011781 | 25 | Residential_2033_Technical_GWh_Before Competition Groups_25 | Energy Star Windows | 1.178% | 0 | 253.8948 | Residential_2033_Technical_GWh_Before Competition Groups_Energy Star Windows
Residential | Res ¦ Basement Wall Insulation | 2033 | Technical | GWh | Before Competition Groups | 245.7327 | 0 | 0 | 21551.4961 | 0.011402 | 26 | Residential_2033_Technical_GWh_Before Competition Groups_26 | Basement Wall Insulation | 1.14% | 0 | 245.7327 | Residential_2033_Technical_GWh_Before Competition Groups_Basement Wall Insulation
Residential | Res ¦ Basement or Crawlspace Insulation | 2033 | Technical | GWh | Before Competition Groups | 204.0633 | 0 | 0 | 21551.4961 | 0.0094686 | 27 | Residential_2033_Technical_GWh_Before Competition Groups_27 | Basement or Crawlspace Insulation | 0.9469% | 0 | 204.0633 | Residential_2033_Technical_GWh_Before Competition Groups_Basement or Crawlspace Insulation
Residential | Res ¦ Attic Insulation | 2033 | Technical | GWh | Before Competition Groups | 189.5669 | 0 | 0 | 21551.4961 | 0.008796 | 28 | Residential_2033_Technical_GWh_Before Competition Groups_28 | Attic Insulation | 0.8796% | 0 | 189.5669 | Residential_2033_Technical_GWh_Before Competition Groups_Attic Insulation
Residential | Res ¦ Lighting Motion Sensors, Timers, Dimmers | 2033 | Technical | GWh | Before Competition Groups | 155.4882 | 0 | 0 | 21551.4961 | 0.0072147 | 29 | Residential_2033_Technical_GWh_Before Competition Groups_29 | Lighting Motion Sensors, Timers, Dimmers | 0.7215% | 0 | 155.4882 | Residential_2033_Technical_GWh_Before Competition Groups_Lighting Motion Sensors, Timers, Dimmers
Residential | Res ¦ Wall Insulation | 2033 | Technical | GWh | Before Competition Groups | 148.1098 | 0 | 0 | 21551.4961 | 0.0068724 | 30 | Residential_2033_Technical_GWh_Before Competition Groups_30 | Wall Insulation | 0.6872% | 0 | 148.1098 | Residential_2033_Technical_GWh_Before Competition Groups_Wall Insulation
Residential | Res ¦ Comprehensive Draft Proofing | 2033 | Technical | GWh | Before Competition Groups | 135.5036 | 0 | 0 | 21551.4961 | 0.0062874 | 31 | Residential_2033_Technical_GWh_Before Competition Groups_31 | Comprehensive Draft Proofing | 0.6287% | 0 | 135.5036 | Residential_2033_Technical_GWh_Before Competition Groups_Comprehensive Draft Proofing
Residential | Res ¦ Energy Star Room Air Conditioner | 2033 | Technical | GWh | Before Competition Groups | 122.9839 | 0 | 0 | 21551.4961 | 0.0057065 | 32 | Residential_2033_Technical_GWh_Before Competition Groups_32 | Energy Star Room Air Conditioner | 0.5707% | 0 | 122.9839 | Residential_2033_Technical_GWh_Before Competition Groups_Energy Star Room Air Conditioner
Residential | Res ¦ Solar Powered Attic Fan | 2033 | Technical | GWh | Before Competition Groups | 119.8037 | 0 | 0 | 21551.4961 | 0.005559 | 33 | Residential_2033_Technical_GWh_Before Competition Groups_33 | Solar Powered Attic Fan | 0.5559% | 0 | 119.8037 | Residential_2033_Technical_GWh_Before Competition Groups_Solar Powered Attic Fan
Residential | Res ¦ Variable Refrigerant Flow Heat Pump | 2033 | Technical | GWh | Before Competition Groups | 108.9422 | 0 | 0 | 21551.4961 | 0.005055 | 34 | Residential_2033_Technical_GWh_Before Competition Groups_34 | Variable Refrigerant Flow Heat Pump | 0.5055% | 0 | 108.9422 | Residential_2033_Technical_GWh_Before Competition Groups_Variable Refrigerant Flow Heat Pump
Residential | Res ¦ Furnace with ECM | 2033 | Technical | GWh | Before Competition Groups | 102.0981 | 0 | 0 | 21551.4961 | 0.0047374 | 35 | Residential_2033_Technical_GWh_Before Competition Groups_35 | Furnace with ECM | 0.4737% | 0 | 102.0981 | Residential_2033_Technical_GWh_Before Competition Groups_Furnace with ECM
Residential | Res ¦ Networked/ Connected - Indoor LED Luminaire | 2033 | Technical | GWh | Before Competition Groups | 101.6166 | 0 | 0 | 21551.4961 | 0.0047151 | 36 | Residential_2033_Technical_GWh_Before Competition Groups_36 | Networked/ Connected - Indoor LED Luminaire | 0.4715% | 0 | 101.6166 | Residential_2033_Technical_GWh_Before Competition Groups_Networked/ Connected - Indoor LED Luminaire
Residential | Res ¦ Air Source Heat Pump | 2033 | Technical | GWh | Before Competition Groups | 96.6355 | 0 | 0 | 21551.4961 | 0.0044839 | 37 | Residential_2033_Technical_GWh_Before Competition Groups_37 | Air Source Heat Pump | 0.4484% | 0 | 96.6355 | Residential_2033_Technical_GWh_Before Competition Groups_Air Source Heat Pump
Residential | Res ¦ Heavy Duty Outdoor/Holiday Plug-in Timers | 2033 | Technical | GWh | Before Competition Groups | 96.1201 | 0 | 0 | 21551.4961 | 0.00446 | 38 | Residential_2033_Technical_GWh_Before Competition Groups_38 | Heavy Duty Outdoor/Holiday Plug-in Timers | 0.446% | 0 | 96.1201 | Residential_2033_Technical_GWh_Before Competition Groups_Heavy Duty Outdoor/Holiday Plug-in Timers
Residential | Res ¦ Radiant Barrier | 2033 | Technical | GWh | Before Competition Groups | 94.7857 | 0 | 0 | 21551.4961 | 0.0043981 | 39 | Residential_2033_Technical_GWh_Before Competition Groups_39 | Radiant Barrier | 0.4398% | 0 | 94.7857 | Residential_2033_Technical_GWh_Before Competition Groups_Radiant Barrier
Residential | Res ¦ Home Energy Reports | 2033 | Technical | GWh | Before Competition Groups | 86.8391 | 0 | 0 | 21551.4961 | 0.0040294 | 40 | Residential_2033_Technical_GWh_Before Competition Groups_40 | Home Energy Reports | 0.4029% | 0 | 86.8391 | Residential_2033_Technical_GWh_Before Competition Groups_Home Energy Reports
Residential | Res ¦ Energy Star Ceiling Fan/Lighting | 2033 | Technical | GWh | Before Competition Groups | 86.1264 | 0 | 0 | 21551.4961 | 0.0039963 | 41 | Residential_2033_Technical_GWh_Before Competition Groups_41 | Energy Star Ceiling Fan/Lighting | 0.3996% | 0 | 86.1264 | Residential_2033_Technical_GWh_Before Competition Groups_Energy Star Ceiling Fan/Lighting
Residential | Res ¦ LED Downlight | 2033 | Technical | GWh | Before Competition Groups | 85.2233 | 0 | 0 | 21551.4961 | 0.0039544 | 42 | Residential_2033_Technical_GWh_Before Competition Groups_42 | LED Downlight | 0.3954% | 0 | 85.2233 | Residential_2033_Technical_GWh_Before Competition Groups_LED Downlight
Residential | Res ¦ LED Parking Lot Fixture | 2033 | Technical | GWh | Before Competition Groups | 81.7603 | 0 | 0 | 21551.4961 | 0.0037937 | 43 | Residential_2033_Technical_GWh_Before Competition Groups_43 | LED Parking Lot Fixture | 0.3794% | 0 | 81.7603 | Residential_2033_Technical_GWh_Before Competition Groups_LED Parking Lot Fixture
Residential | Res ¦ Energy Star Freezer | 2033 | Technical | GWh | Before Competition Groups | 77.4985 | 0 | 0 | 21551.4961 | 0.003596 | 44 | Residential_2033_Technical_GWh_Before Competition Groups_44 | Energy Star Freezer | 0.3596% | 0 | 77.4985 | Residential_2033_Technical_GWh_Before Competition Groups_Energy Star Freezer
Residential | Res ¦ Ceiling Insulation | 2033 | Technical | GWh | Before Competition Groups | 74.2434 | 0 | 0 | 21551.4961 | 0.0034449 | 45 | Residential_2033_Technical_GWh_Before Competition Groups_45 | Ceiling Insulation | 0.3445% | 0 | 74.2434 | Residential_2033_Technical_GWh_Before Competition Groups_Ceiling Insulation
Residential | Res ¦ Window Film | 2033 | Technical | GWh | Before Competition Groups | 72.7621 | 0 | 0 | 21551.4961 | 0.0033762 | 46 | Residential_2033_Technical_GWh_Before Competition Groups_46 | Window Film | 0.3376% | 0 | 72.7621 | Residential_2033_Technical_GWh_Before Competition Groups_Window Film
Residential | Res ¦ Refrigerator Recycling | 2033 | Technical | GWh | Before Competition Groups | 69.8372 | 0 | 0 | 21551.4961 | 0.0032405 | 47 | Residential_2033_Technical_GWh_Before Competition Groups_47 | Refrigerator Recycling | 0.324% | 0 | 69.8372 | Residential_2033_Technical_GWh_Before Competition Groups_Refrigerator Recycling
Residential | Res ¦ Clothes Drying Racks | 2033 | Technical | GWh | Before Competition Groups | 63.7715 | 0 | 0 | 21551.4961 | 0.002959 | 48 | Residential_2033_Technical_GWh_Before Competition Groups_48 | Clothes Drying Racks | 0.2959% | 0 | 63.7715 | Residential_2033_Technical_GWh_Before Competition Groups_Clothes Drying Racks
Residential | Res ¦ Occupancy Sensors MF | 2033 | Technical | GWh | Before Competition Groups | 63.7201 | 0 | 0 | 21551.4961 | 0.0029566 | 49 | Residential_2033_Technical_GWh_Before Competition Groups_49 | Occupancy Sensors MF | 0.2957% | 0 | 63.7201 | Residential_2033_Technical_GWh_Before Competition Groups_Occupancy Sensors MF
Residential | Res ¦ Heat Pump Water Heater | 2033 | Technical | GWh | Before Competition Groups | 63.1983 | 0 | 0 | 21551.4961 | 0.0029324 | 50 | Residential_2033_Technical_GWh_Before Competition Groups_50 | Heat Pump Water Heater | 0.2932% | 0 | 63.1983 | Residential_2033_Technical_GWh_Before Competition Groups_Heat Pump Water Heater
Residential | Res ¦ Freezer Recycling | 2033 | Technical | GWh | Before Competition Groups | 61.2778 | 0 | 0 | 21551.4961 | 0.0028433 | 51 | Residential_2033_Technical_GWh_Before Competition Groups_51 | Freezer Recycling | 0.2843% | 0 | 61.2778 | Residential_2033_Technical_GWh_Before Competition Groups_Freezer Recycling
Residential | Res ¦ Duct Insulation | 2033 | Technical | GWh | Before Competition Groups | 61.0338 | 0 | 0 | 21551.4961 | 0.002832 | 52 | Residential_2033_Technical_GWh_Before Competition Groups_52 | Duct Insulation | 0.2832% | 0 | 61.0338 | Residential_2033_Technical_GWh_Before Competition Groups_Duct Insulation
Residential | Res ¦ Tankless Water Heater | 2033 | Technical | GWh | Before Competition Groups | 57.1022 | 0 | 0 | 21551.4961 | 0.0026496 | 53 | Residential_2033_Technical_GWh_Before Competition Groups_53 | Tankless Water Heater | 0.265% | 0 | 57.1022 | Residential_2033_Technical_GWh_Before Competition Groups_Tankless Water Heater
Residential | Res ¦ Floor Insulation | 2033 | Technical | GWh | Before Competition Groups | 49.6827 | 0 | 0 | 21551.4961 | 0.0023053 | 54 | Residential_2033_Technical_GWh_Before Competition Groups_54 | Floor Insulation | 0.2305% | 0 | 49.6827 | Residential_2033_Technical_GWh_Before Competition Groups_Floor Insulation
Residential | Res ¦ Heat Recovery Ventilator | 2033 | Technical | GWh | Before Competition Groups | 45.1718 | 0 | 0 | 21551.4961 | 0.002096 | 55 | Residential_2033_Technical_GWh_Before Competition Groups_55 | Heat Recovery Ventilator | 0.2096% | 0 | 45.1718 | Residential_2033_Technical_GWh_Before Competition Groups_Heat Recovery Ventilator
Residential | Res ¦ Dehumidifier Recycling | 2033 | Technical | GWh | Before Competition Groups | 42.4911 | 0 | 0 | 21551.4961 | 0.0019716 | 56 | Residential_2033_Technical_GWh_Before Competition Groups_56 | Dehumidifier Recycling | 0.1972% | 0 | 42.4911 | Residential_2033_Technical_GWh_Before Competition Groups_Dehumidifier Recycling
Residential | Res ¦ Central Lighting Control System | 2033 | Technical | GWh | Before Competition Groups | 40.5858 | 0 | 0 | 21551.4961 | 0.0018832 | 57 | Residential_2033_Technical_GWh_Before Competition Groups_57 | Central Lighting Control System | 0.1883% | 0 | 40.5858 | Residential_2033_Technical_GWh_Before Competition Groups_Central Lighting Control System
Residential | Res ¦ Advanced BAS/Controllers | 2033 | Technical | GWh | Before Competition Groups | 38.9935 | 0 | 0 | 21551.4961 | 0.0018093 | 58 | Residential_2033_Technical_GWh_Before Competition Groups_58 | Advanced BAS/Controllers | 0.1809% | 0 | 38.9935 | Residential_2033_Technical_GWh_Before Competition Groups_Advanced BAS/Controllers
Residential | Res ¦ LED Exterior Area Lights - LED Fixture (200W) | 2033 | Technical | GWh | Before Competition Groups | 38.3681 | 0 | 0 | 21551.4961 | 0.0017803 | 59 | Residential_2033_Technical_GWh_Before Competition Groups_59 | LED Exterior Area Lights - LED Fixture (200W) | 0.178% | 0 | 38.3681 | Residential_2033_Technical_GWh_Before Competition Groups_LED Exterior Area Lights - LED Fixture (200W)
Residential | Res ¦ INTEGRAL LED TROFFERS | 2033 | Technical | GWh | Before Competition Groups | 34.863 | 0 | 0 | 21551.4961 | 0.0016177 | 60 | Residential_2033_Technical_GWh_Before Competition Groups_60 | INTEGRAL LED TROFFERS | 0.1618% | 0 | 34.863 | Residential_2033_Technical_GWh_Before Competition Groups_INTEGRAL LED TROFFERS
Residential | Res ¦ Minimize Hot and Warm Clothes Wash | 2033 | Technical | GWh | Before Competition Groups | 34.0843 | 0 | 0 | 21551.4961 | 0.0015815 | 61 | Residential_2033_Technical_GWh_Before Competition Groups_61 | Minimize Hot and Warm Clothes Wash | 0.1582% | 0 | 34.0843 | Residential_2033_Technical_GWh_Before Competition Groups_Minimize Hot and Warm Clothes Wash
Residential | Res ¦ Furnace Whistle | 2033 | Technical | GWh | Before Competition Groups | 33.5771 | 0 | 0 | 21551.4961 | 0.001558 | 62 | Residential_2033_Technical_GWh_Before Competition Groups_62 | Furnace Whistle | 0.1558% | 0 | 33.5771 | Residential_2033_Technical_GWh_Before Competition Groups_Furnace Whistle
Residential | Res ¦ LED Tube Re-Lamp | 2033 | Technical | GWh | Before Competition Groups | 31.9238 | 0 | 0 | 21551.4961 | 0.0014813 | 63 | Residential_2033_Technical_GWh_Before Competition Groups_63 | LED Tube Re-Lamp | 0.1481% | 0 | 31.9238 | Residential_2033_Technical_GWh_Before Competition Groups_LED Tube Re-Lamp
Residential | Res ¦ Solar Water Heating System | 2033 | Technical | GWh | Before Competition Groups | 31.1359 | 0 | 0 | 21551.4961 | 0.0014447 | 64 | Residential_2033_Technical_GWh_Before Competition Groups_64 | Solar Water Heating System | 0.1445% | 0 | 31.1359 | Residential_2033_Technical_GWh_Before Competition Groups_Solar Water Heating System
Residential | Res ¦ Early Hot Water Heater Replacement | 2033 | Technical | GWh | Before Competition Groups | 30.4143 | 0 | 0 | 21551.4961 | 0.0014112 | 65 | Residential_2033_Technical_GWh_Before Competition Groups_65 | Early Hot Water Heater Replacement | 0.1411% | 0 | 30.4143 | Residential_2033_Technical_GWh_Before Competition Groups_Early Hot Water Heater Replacement
Residential | Res ¦ Outside Air Economizer | 2033 | Technical | GWh | Before Competition Groups | 30.0517 | 0 | 0 | 21551.4961 | 0.0013944 | 66 | Residential_2033_Technical_GWh_Before Competition Groups_66 | Outside Air Economizer | 0.1394% | 0 | 30.0517 | Residential_2033_Technical_GWh_Before Competition Groups_Outside Air Economizer
Residential | Res ¦ High Efficiency Storage Water Heater | 2033 | Technical | GWh | Before Competition Groups | 27.5836 | 0 | 0 | 21551.4961 | 0.0012799 | 67 | Residential_2033_Technical_GWh_Before Competition Groups_67 | High Efficiency Storage Water Heater | 0.128% | 0 | 27.5836 | Residential_2033_Technical_GWh_Before Competition Groups_High Efficiency Storage Water Heater
Residential | Res ¦ Duct Insulation MF | 2033 | Technical | GWh | Before Competition Groups | 26.9253 | 0 | 0 | 21551.4961 | 0.0012493 | 68 | Residential_2033_Technical_GWh_Before Competition Groups_68 | Duct Insulation MF | 0.1249% | 0 | 26.9253 | Residential_2033_Technical_GWh_Before Competition Groups_Duct Insulation MF
Residential | Res ¦ Energy Star Dishwasher | 2033 | Technical | GWh | Before Competition Groups | 25.8525 | 0 | 0 | 21551.4961 | 0.0011996 | 69 | Residential_2033_Technical_GWh_Before Competition Groups_69 | Energy Star Dishwasher | 0.12% | 0 | 25.8525 | Residential_2033_Technical_GWh_Before Competition Groups_Energy Star Dishwasher
Residential | Res ¦ Energy Star Dehumidifier | 2033 | Technical | GWh | Before Competition Groups | 24.9662 | 0 | 0 | 21551.4961 | 0.0011584 | 70 | Residential_2033_Technical_GWh_Before Competition Groups_70 | Energy Star Dehumidifier | 0.1158% | 0 | 24.9662 | Residential_2033_Technical_GWh_Before Competition Groups_Energy Star Dehumidifier
Residential | Res ¦ Central Air Conditioner Maintenance | 2033 | Technical | GWh | Before Competition Groups | 24.847 | 0 | 0 | 21551.4961 | 0.0011529 | 71 | Residential_2033_Technical_GWh_Before Competition Groups_71 | Central Air Conditioner Maintenance | 0.1153% | 0 | 24.847 | Residential_2033_Technical_GWh_Before Competition Groups_Central Air Conditioner Maintenance
Residential | Res ¦ Drain Water Heat Recovery | 2033 | Technical | GWh | Before Competition Groups | 20.428 | 0 | 0 | 21551.4961 | 0.00094787 | 72 | Residential_2033_Technical_GWh_Before Competition Groups_72 | Drain Water Heat Recovery | 0.09479% | 0 | 20.428 | Residential_2033_Technical_GWh_Before Competition Groups_Drain Water Heat Recovery
Residential | Res ¦ CO Sensors for parking garage exhaust fans | 2033 | Technical | GWh | Before Competition Groups | 18.9603 | 0 | 0 | 21551.4961 | 0.00087977 | 73 | Residential_2033_Technical_GWh_Before Competition Groups_73 | CO Sensors for parking garage exhaust fans | 0.08798% | 0 | 18.9603 | Residential_2033_Technical_GWh_Before Competition Groups_CO Sensors for parking garage exhaust fans
Residential | Res ¦ Demand Control Ventilation | 2033 | Technical | GWh | Before Competition Groups | 17.9838 | 0 | 0 | 21551.4961 | 0.00083446 | 74 | Residential_2033_Technical_GWh_Before Competition Groups_74 | Demand Control Ventilation | 0.08345% | 0 | 17.9838 | Residential_2033_Technical_GWh_Before Competition Groups_Demand Control Ventilation
Residential | Res ¦ Condensing Make Up Air Unit | 2033 | Technical | GWh | Before Competition Groups | 17.5481 | 0 | 0 | 21551.4961 | 0.00081424 | 75 | Residential_2033_Technical_GWh_Before Competition Groups_75 | Condensing Make Up Air Unit | 0.08142% | 0 | 17.5481 | Residential_2033_Technical_GWh_Before Competition Groups_Condensing Make Up Air Unit
Residential | Res ¦ High Efficiency Chiller (avg of water and air cooled) | 2033 | Technical | GWh | Before Competition Groups | 16.6493 | 0 | 0 | 21551.4961 | 0.00077254 | 76 | Residential_2033_Technical_GWh_Before Competition Groups_76 | High Efficiency Chiller (avg of water and air cooled) | 0.07725% | 0 | 16.6493 | Residential_2033_Technical_GWh_Before Competition Groups_High Efficiency Chiller (avg of water and air cooled)
Residential | Res ¦ ENERGY STAR LED LAMPS (REFLECTOR LAMPs/MR16/PAR 16) | 2033 | Technical | GWh | Before Competition Groups | 15.2098 | 0 | 0 | 21551.4961 | 0.00070574 | 77 | Residential_2033_Technical_GWh_Before Competition Groups_77 | ENERGY STAR LED LAMPS (REFLECTOR LAMPs/MR16/PAR 16) | 0.07057% | 0 | 15.2098 | Residential_2033_Technical_GWh_Before Competition Groups_ENERGY STAR LED LAMPS (REFLECTOR LAMPs/MR16/PAR 16)
Residential | Res ¦ Variable Frequency Drive (VFD) | 2033 | Technical | GWh | Before Competition Groups | 14.2434 | 0 | 0 | 21551.4961 | 0.0006609 | 78 | Residential_2033_Technical_GWh_Before Competition Groups_78 | Variable Frequency Drive (VFD) | 0.06609% | 0 | 14.2434 | Residential_2033_Technical_GWh_Before Competition Groups_Variable Frequency Drive (VFD)
Residential | Res ¦ Water Heater Temperature Setback | 2033 | Technical | GWh | Before Competition Groups | 10.6435 | 0 | 0 | 21551.4961 | 0.00049386 | 79 | Residential_2033_Technical_GWh_Before Competition Groups_79 | Water Heater Temperature Setback | 0.04939% | 0 | 10.6435 | Residential_2033_Technical_GWh_Before Competition Groups_Water Heater Temperature Setback
Residential | Res ¦ DHW Recirculation Systems | 2033 | Technical | GWh | Before Competition Groups | 9.6095 | 0 | 0 | 21551.4961 | 0.00044589 | 80 | Residential_2033_Technical_GWh_Before Competition Groups_80 | DHW Recirculation Systems | 0.04459% | 0 | 9.6095 | Residential_2033_Technical_GWh_Before Competition Groups_DHW Recirculation Systems
Residential | Res ¦ Air Source Heat Pump Maintenance | 2033 | Technical | GWh | Before Competition Groups | 8.6906 | 0 | 0 | 21551.4961 | 0.00040325 | 81 | Residential_2033_Technical_GWh_Before Competition Groups_81 | Air Source Heat Pump Maintenance | 0.04032% | 0 | 8.6906 | Residential_2033_Technical_GWh_Before Competition Groups_Air Source Heat Pump Maintenance
Residential | Res ¦ VFD on Pumps | 2033 | Technical | GWh | Before Competition Groups | 4.38 | 0 | 0 | 21551.4961 | 0.00020323 | 82 | Residential_2033_Technical_GWh_Before Competition Groups_82 | VFD on Pumps | 0.02032% | 0 | 4.38 | Residential_2033_Technical_GWh_Before Competition Groups_VFD on Pumps
Residential | Res ¦ ENERGY STAR LED Lamps (General Service Lamps) | 2033 | Technical | GWh | Before Competition Groups | 3.5682 | 0 | 0 | 21551.4961 | 0.00016557 | 83 | Residential_2033_Technical_GWh_Before Competition Groups_83 | ENERGY STAR LED Lamps (General Service Lamps) | 0.01656% | 0 | 3.5682 | Residential_2033_Technical_GWh_Before Competition Groups_ENERGY STAR LED Lamps (General Service Lamps)
Residential | Res ¦ ECM MOTORS FOR HVAC APPLICATION (FAN-POWERED VAV BOX) | 2033 | Technical | GWh | Before Competition Groups | 3.0591 | 0 | 0 | 21551.4961 | 0.00014194 | 84 | Residential_2033_Technical_GWh_Before Competition Groups_84 | ECM MOTORS FOR HVAC APPLICATION (FAN-POWERED VAV BOX) | 0.01419% | 0 | 3.0591 | Residential_2033_Technical_GWh_Before Competition Groups_ECM MOTORS FOR HVAC APPLICATION (FAN-POWERED VAV BOX)
Residential | Res ¦ HVAC Optimization | 2033 | Technical | GWh | Before Competition Groups | 3.012 | 0 | 0 | 21551.4961 | 0.00013976 | 85 | Residential_2033_Technical_GWh_Before Competition Groups_85 | HVAC Optimization | 0.01398% | 0 | 3.012 | Residential_2033_Technical_GWh_Before Competition Groups_HVAC Optimization
Residential | Res ¦ Beverage Vending Machine Controls | 2033 | Technical | GWh | Before Competition Groups | 2.2031 | 0 | 0 | 21551.4961 | 0.00010223 | 86 | Residential_2033_Technical_GWh_Before Competition Groups_86 | Beverage Vending Machine Controls | 0.01022% | 0 | 2.2031 | Residential_2033_Technical_GWh_Before Competition Groups_Beverage Vending Machine Controls
Residential | Res ¦ Wall Insulation MF | 2033 | Technical | GWh | Before Competition Groups | 0.54078 | 0 | 0 | 21551.4961 | 2.5092e-05 | 87 | Residential_2033_Technical_GWh_Before Competition Groups_87 | Wall Insulation MF | 0.002509% | 0 | 0.54078 | Residential_2033_Technical_GWh_Before Competition Groups_Wall Insulation MF
Residential | Res ¦ Chilled Water Optimization | 2033 | Technical | GWh | Before Competition Groups | 0.41759 | 0 | 0 | 21551.4961 | 1.9377e-05 | 88 | Residential_2033_Technical_GWh_Before Competition Groups_88 | Chilled Water Optimization | 0.001938% | 0 | 0.41759 | Residential_2033_Technical_GWh_Before Competition Groups_Chilled Water Optimization
Residential | Res ¦ LED Recessed Downlights | 2033 | Technical | GWh | Before Competition Groups | 0.18818 | 0 | 0 | 21551.4961 | 8.7315e-06 | 89 | Residential_2033_Technical_GWh_Before Competition Groups_89 | LED Recessed Downlights | 0.0008732% | 0 | 0.18818 | Residential_2033_Technical_GWh_Before Competition Groups_LED Recessed Downlights
Residential | Res ¦ LED High Bay Fixture | 2033 | Technical | GWh | Before Competition Groups | 0.16081 | 0 | 0 | 21551.4961 | 7.4616e-06 | 90 | Residential_2033_Technical_GWh_Before Competition Groups_90 | LED High Bay Fixture | 0.0007462% | 0 | 0.16081 | Residential_2033_Technical_GWh_Before Competition Groups_LED High Bay Fixture
Residential | Res ¦ Solar Water Preheat (Pools/DHW) | 2033 | Technical | GWh | Before Competition Groups | 0.10091 | 0 | 0 | 21551.4961 | 4.6824e-06 | 91 | Residential_2033_Technical_GWh_Before Competition Groups_91 | Solar Water Preheat (Pools/DHW) | 0.0004682% | 0 | 0.10091 | Residential_2033_Technical_GWh_Before Competition Groups_Solar Water Preheat (Pools/DHW)
Residential | Res ¦ Photocell Controls (Outdoor) | 2033 | Technical | GWh | Before Competition Groups | 0.00019911 | 0 | 0 | 21551.4961 | 9.2388e-09 | 92 | Residential_2033_Technical_GWh_Before Competition Groups_92 | Photocell Controls (Outdoor) | 9.239e-07% | 0 | 0.00019911 | Residential_2033_Technical_GWh_Before Competition Groups_Photocell Controls (Outdoor)
Residential | Res ¦ Energy Star A Line, PAR, MR Lamps | 2034 | Economic | GWh | Before Competition Groups | 2054.7834 | 0 | 0 | 12342.9974 | 0.16647 | 1 | Residential_2034_Economic_GWh_Before Competition Groups_1 | Energy Star A Line, PAR, MR Lamps | 16.65% | 0 | 2054.7834 | Residential_2034_Economic_GWh_Before Competition Groups_Energy Star A Line, PAR, MR Lamps
Residential | Res ¦ Energy Star LED Bulbs General Purpose LEDs | 2034 | Economic | GWh | Before Competition Groups | 2024.9892 | 0 | 0 | 12342.9974 | 0.16406 | 2 | Residential_2034_Economic_GWh_Before Competition Groups_2 | Energy Star LED Bulbs General Purpose LEDs | 16.41% | 0 | 2024.9892 | Residential_2034_Economic_GWh_Before Competition Groups_Energy Star LED Bulbs General Purpose LEDs
Residential | Res ¦ Energy Star LED Specialty Bulbs | 2034 | Economic | GWh | Before Competition Groups | 1850.5142 | 0 | 0 | 12342.9974 | 0.14992 | 3 | Residential_2034_Economic_GWh_Before Competition Groups_3 | Energy Star LED Specialty Bulbs | 14.99% | 0 | 1850.5142 | Residential_2034_Economic_GWh_Before Competition Groups_Energy Star LED Specialty Bulbs
Residential | Res ¦ Energy Star Clothes Washer | 2034 | Economic | GWh | Before Competition Groups | 711.4272 | 0 | 0 | 12342.9974 | 0.057638 | 4 | Residential_2034_Economic_GWh_Before Competition Groups_4 | Energy Star Clothes Washer | 5.764% | 0 | 711.4272 | Residential_2034_Economic_GWh_Before Competition Groups_Energy Star Clothes Washer
Residential | Res ¦ Ductless Mini-Split Heat Pump | 2034 | Economic | GWh | Before Competition Groups | 692.0676 | 0 | 0 | 12342.9974 | 0.05607 | 5 | Residential_2034_Economic_GWh_Before Competition Groups_5 | Ductless Mini-Split Heat Pump | 5.607% | 0 | 692.0676 | Residential_2034_Economic_GWh_Before Competition Groups_Ductless Mini-Split Heat Pump
Residential | Res ¦ Adaptive Thermostat | 2034 | Economic | GWh | Before Competition Groups | 689.1544 | 0 | 0 | 12342.9974 | 0.055834 | 6 | Residential_2034_Economic_GWh_Before Competition Groups_6 | Adaptive Thermostat | 5.583% | 0 | 689.1544 | Residential_2034_Economic_GWh_Before Competition Groups_Adaptive Thermostat
Residential | Res ¦ Air Sealing | 2034 | Economic | GWh | Before Competition Groups | 460.7218 | 0 | 0 | 12342.9974 | 0.037327 | 7 | Residential_2034_Economic_GWh_Before Competition Groups_7 | Air Sealing | 3.733% | 0 | 460.7218 | Residential_2034_Economic_GWh_Before Competition Groups_Air Sealing
Residential | Res ¦ Energy Star Air Source Heat Pump | 2034 | Economic | GWh | Before Competition Groups | 394.5885 | 0 | 0 | 12342.9974 | 0.031969 | 8 | Residential_2034_Economic_GWh_Before Competition Groups_8 | Energy Star Air Source Heat Pump | 3.197% | 0 | 394.5885 | Residential_2034_Economic_GWh_Before Competition Groups_Energy Star Air Source Heat Pump
Residential | Res ¦ Car Block Heater Timer | 2034 | Economic | GWh | Before Competition Groups | 363.759 | 0 | 0 | 12342.9974 | 0.029471 | 9 | Residential_2034_Economic_GWh_Before Competition Groups_9 | Car Block Heater Timer | 2.947% | 0 | 363.759 | Residential_2034_Economic_GWh_Before Competition Groups_Car Block Heater Timer
Residential | Res ¦ Variable Speed Pool Pump Motor | 2034 | Economic | GWh | Before Competition Groups | 338.3418 | 0 | 0 | 12342.9974 | 0.027412 | 10 | Residential_2034_Economic_GWh_Before Competition Groups_10 | Variable Speed Pool Pump Motor | 2.741% | 0 | 338.3418 | Residential_2034_Economic_GWh_Before Competition Groups_Variable Speed Pool Pump Motor
Residential | Res ¦ Energy Star Torchiere | 2034 | Economic | GWh | Before Competition Groups | 303.3084 | 0 | 0 | 12342.9974 | 0.024573 | 11 | Residential_2034_Economic_GWh_Before Competition Groups_11 | Energy Star Torchiere | 2.457% | 0 | 303.3084 | Residential_2034_Economic_GWh_Before Competition Groups_Energy Star Torchiere
Residential | Res ¦ Building Recommissioning, Operations and Maintenance (O&M) Improvements | 2034 | Economic | GWh | Before Competition Groups | 262.2088 | 0 | 0 | 12342.9974 | 0.021244 | 12 | Residential_2034_Economic_GWh_Before Competition Groups_12 | Building Recommissioning, Operations and Maintenance (O&M) Improvements | 2.124% | 0 | 262.2088 | Residential_2034_Economic_GWh_Before Competition Groups_Building Recommissioning, Operations and Maintenance (O&M) Improvements
Residential | Res ¦ Basement Wall Insulation | 2034 | Economic | GWh | Before Competition Groups | 241.8501 | 0 | 0 | 12342.9974 | 0.019594 | 13 | Residential_2034_Economic_GWh_Before Competition Groups_13 | Basement Wall Insulation | 1.959% | 0 | 241.8501 | Residential_2034_Economic_GWh_Before Competition Groups_Basement Wall Insulation
Residential | Res ¦ Energy Star Clothes Dryer | 2034 | Economic | GWh | Before Competition Groups | 224.216 | 0 | 0 | 12342.9974 | 0.018165 | 14 | Residential_2034_Economic_GWh_Before Competition Groups_14 | Energy Star Clothes Dryer | 1.817% | 0 | 224.216 | Residential_2034_Economic_GWh_Before Competition Groups_Energy Star Clothes Dryer
Residential | Res ¦ Attic Insulation | 2034 | Economic | GWh | Before Competition Groups | 186.5718 | 0 | 0 | 12342.9974 | 0.015116 | 15 | Residential_2034_Economic_GWh_Before Competition Groups_15 | Attic Insulation | 1.512% | 0 | 186.5718 | Residential_2034_Economic_GWh_Before Competition Groups_Attic Insulation
Residential | Res ¦ Smart Burners | 2034 | Economic | GWh | Before Competition Groups | 153.963 | 0 | 0 | 12342.9974 | 0.012474 | 16 | Residential_2034_Economic_GWh_Before Competition Groups_16 | Smart Burners | 1.247% | 0 | 153.963 | Residential_2034_Economic_GWh_Before Competition Groups_Smart Burners
Residential | Res ¦ Comprehensive Draft Proofing | 2034 | Economic | GWh | Before Competition Groups | 133.3626 | 0 | 0 | 12342.9974 | 0.010805 | 17 | Residential_2034_Economic_GWh_Before Competition Groups_17 | Comprehensive Draft Proofing | 1.08% | 0 | 133.3626 | Residential_2034_Economic_GWh_Before Competition Groups_Comprehensive Draft Proofing
Residential | Res ¦ Energy Star Light Fixture | 2034 | Economic | GWh | Before Competition Groups | 129.614 | 0 | 0 | 12342.9974 | 0.010501 | 18 | Residential_2034_Economic_GWh_Before Competition Groups_18 | Energy Star Light Fixture | 1.05% | 0 | 129.614 | Residential_2034_Economic_GWh_Before Competition Groups_Energy Star Light Fixture
Residential | Res ¦ Energy Star Room Air Conditioner | 2034 | Economic | GWh | Before Competition Groups | 126.906 | 0 | 0 | 12342.9974 | 0.010282 | 19 | Residential_2034_Economic_GWh_Before Competition Groups_19 | Energy Star Room Air Conditioner | 1.028% | 0 | 126.906 | Residential_2034_Economic_GWh_Before Competition Groups_Energy Star Room Air Conditioner
Residential | Res ¦ LED Parking Lot Fixture | 2034 | Economic | GWh | Before Competition Groups | 81.8124 | 0 | 0 | 12342.9974 | 0.0066282 | 20 | Residential_2034_Economic_GWh_Before Competition Groups_20 | LED Parking Lot Fixture | 0.6628% | 0 | 81.8124 | Residential_2034_Economic_GWh_Before Competition Groups_LED Parking Lot Fixture
Residential | Res ¦ Refrigerator Recycling | 2034 | Economic | GWh | Before Competition Groups | 68.7338 | 0 | 0 | 12342.9974 | 0.0055686 | 21 | Residential_2034_Economic_GWh_Before Competition Groups_21 | Refrigerator Recycling | 0.5569% | 0 | 68.7338 | Residential_2034_Economic_GWh_Before Competition Groups_Refrigerator Recycling
Residential | Res ¦ Clothes Drying Racks | 2034 | Economic | GWh | Before Competition Groups | 62.7639 | 0 | 0 | 12342.9974 | 0.005085 | 22 | Residential_2034_Economic_GWh_Before Competition Groups_22 | Clothes Drying Racks | 0.5085% | 0 | 62.7639 | Residential_2034_Economic_GWh_Before Competition Groups_Clothes Drying Racks
Residential | Res ¦ Occupancy Sensors MF | 2034 | Economic | GWh | Before Competition Groups | 61.5692 | 0 | 0 | 12342.9974 | 0.0049882 | 23 | Residential_2034_Economic_GWh_Before Competition Groups_23 | Occupancy Sensors MF | 0.4988% | 0 | 61.5692 | Residential_2034_Economic_GWh_Before Competition Groups_Occupancy Sensors MF
Residential | Res ¦ Freezer Recycling | 2034 | Economic | GWh | Before Competition Groups | 60.3096 | 0 | 0 | 12342.9974 | 0.0048861 | 24 | Residential_2034_Economic_GWh_Before Competition Groups_24 | Freezer Recycling | 0.4886% | 0 | 60.3096 | Residential_2034_Economic_GWh_Before Competition Groups_Freezer Recycling
Residential | Res ¦ Duct Insulation | 2034 | Economic | GWh | Before Competition Groups | 53.6378 | 0 | 0 | 12342.9974 | 0.0043456 | 25 | Residential_2034_Economic_GWh_Before Competition Groups_25 | Duct Insulation | 0.4346% | 0 | 53.6378 | Residential_2034_Economic_GWh_Before Competition Groups_Duct Insulation
Residential | Res ¦ Energy Star Freezer | 2034 | Economic | GWh | Before Competition Groups | 51.2885 | 0 | 0 | 12342.9974 | 0.0041553 | 26 | Residential_2034_Economic_GWh_Before Competition Groups_26 | Energy Star Freezer | 0.4155% | 0 | 51.2885 | Residential_2034_Economic_GWh_Before Competition Groups_Energy Star Freezer
Residential | Res ¦ Home Energy Reports | 2034 | Economic | GWh | Before Competition Groups | 49.9007 | 0 | 0 | 12342.9974 | 0.0040428 | 27 | Residential_2034_Economic_GWh_Before Competition Groups_27 | Home Energy Reports | 0.4043% | 0 | 49.9007 | Residential_2034_Economic_GWh_Before Competition Groups_Home Energy Reports
Residential | Res ¦ Floor Insulation | 2034 | Economic | GWh | Before Competition Groups | 48.8977 | 0 | 0 | 12342.9974 | 0.0039616 | 28 | Residential_2034_Economic_GWh_Before Competition Groups_28 | Floor Insulation | 0.3962% | 0 | 48.8977 | Residential_2034_Economic_GWh_Before Competition Groups_Floor Insulation
Residential | Res ¦ Heat Recovery Ventilator | 2034 | Economic | GWh | Before Competition Groups | 46.2178 | 0 | 0 | 12342.9974 | 0.0037445 | 29 | Residential_2034_Economic_GWh_Before Competition Groups_29 | Heat Recovery Ventilator | 0.3744% | 0 | 46.2178 | Residential_2034_Economic_GWh_Before Competition Groups_Heat Recovery Ventilator
Residential | Res ¦ LED Exterior Area Lights - LED Fixture (200W) | 2034 | Economic | GWh | Before Competition Groups | 38.4381 | 0 | 0 | 12342.9974 | 0.0031142 | 30 | Residential_2034_Economic_GWh_Before Competition Groups_30 | LED Exterior Area Lights - LED Fixture (200W) | 0.3114% | 0 | 38.4381 | Residential_2034_Economic_GWh_Before Competition Groups_LED Exterior Area Lights - LED Fixture (200W)
Residential | Res ¦ Advanced BAS/Controllers | 2034 | Economic | GWh | Before Competition Groups | 38.3774 | 0 | 0 | 12342.9974 | 0.0031092 | 31 | Residential_2034_Economic_GWh_Before Competition Groups_31 | Advanced BAS/Controllers | 0.3109% | 0 | 38.3774 | Residential_2034_Economic_GWh_Before Competition Groups_Advanced BAS/Controllers
Residential | Res ¦ Minimize Hot and Warm Clothes Wash | 2034 | Economic | GWh | Before Competition Groups | 33.5458 | 0 | 0 | 12342.9974 | 0.0027178 | 32 | Residential_2034_Economic_GWh_Before Competition Groups_32 | Minimize Hot and Warm Clothes Wash | 0.2718% | 0 | 33.5458 | Residential_2034_Economic_GWh_Before Competition Groups_Minimize Hot and Warm Clothes Wash
Residential | Res ¦ Furnace Whistle | 2034 | Economic | GWh | Before Competition Groups | 33.0466 | 0 | 0 | 12342.9974 | 0.0026774 | 33 | Residential_2034_Economic_GWh_Before Competition Groups_33 | Furnace Whistle | 0.2677% | 0 | 33.0466 | Residential_2034_Economic_GWh_Before Competition Groups_Furnace Whistle
Residential | Res ¦ LED Tube Re-Lamp | 2034 | Economic | GWh | Before Competition Groups | 32.5579 | 0 | 0 | 12342.9974 | 0.0026378 | 34 | Residential_2034_Economic_GWh_Before Competition Groups_34 | LED Tube Re-Lamp | 0.2638% | 0 | 32.5579 | Residential_2034_Economic_GWh_Before Competition Groups_LED Tube Re-Lamp
Residential | Res ¦ Tankless Water Heater | 2034 | Economic | GWh | Before Competition Groups | 31.2996 | 0 | 0 | 12342.9974 | 0.0025358 | 35 | Residential_2034_Economic_GWh_Before Competition Groups_35 | Tankless Water Heater | 0.2536% | 0 | 31.2996 | Residential_2034_Economic_GWh_Before Competition Groups_Tankless Water Heater
Residential | Res ¦ Outside Air Economizer | 2034 | Economic | GWh | Before Competition Groups | 30.3682 | 0 | 0 | 12342.9974 | 0.0024604 | 36 | Residential_2034_Economic_GWh_Before Competition Groups_36 | Outside Air Economizer | 0.246% | 0 | 30.3682 | Residential_2034_Economic_GWh_Before Competition Groups_Outside Air Economizer
Residential | Res ¦ Energy Star Dehumidifier | 2034 | Economic | GWh | Before Competition Groups | 24.5717 | 0 | 0 | 12342.9974 | 0.0019907 | 37 | Residential_2034_Economic_GWh_Before Competition Groups_37 | Energy Star Dehumidifier | 0.1991% | 0 | 24.5717 | Residential_2034_Economic_GWh_Before Competition Groups_Energy Star Dehumidifier
Residential | Res ¦ Duct Insulation MF | 2034 | Economic | GWh | Before Competition Groups | 20.1099 | 0 | 0 | 12342.9974 | 0.0016293 | 38 | Residential_2034_Economic_GWh_Before Competition Groups_38 | Duct Insulation MF | 0.1629% | 0 | 20.1099 | Residential_2034_Economic_GWh_Before Competition Groups_Duct Insulation MF
Residential | Res ¦ CO Sensors for parking garage exhaust fans | 2034 | Economic | GWh | Before Competition Groups | 19.16 | 0 | 0 | 12342.9974 | 0.0015523 | 39 | Residential_2034_Economic_GWh_Before Competition Groups_39 | CO Sensors for parking garage exhaust fans | 0.1552% | 0 | 19.16 | Residential_2034_Economic_GWh_Before Competition Groups_CO Sensors for parking garage exhaust fans
Residential | Res ¦ Condensing Make Up Air Unit | 2034 | Economic | GWh | Before Competition Groups | 18.3936 | 0 | 0 | 12342.9974 | 0.0014902 | 40 | Residential_2034_Economic_GWh_Before Competition Groups_40 | Condensing Make Up Air Unit | 0.149% | 0 | 18.3936 | Residential_2034_Economic_GWh_Before Competition Groups_Condensing Make Up Air Unit
Residential | Res ¦ Demand Control Ventilation | 2034 | Economic | GWh | Before Competition Groups | 17.6997 | 0 | 0 | 12342.9974 | 0.001434 | 41 | Residential_2034_Economic_GWh_Before Competition Groups_41 | Demand Control Ventilation | 0.1434% | 0 | 17.6997 | Residential_2034_Economic_GWh_Before Competition Groups_Demand Control Ventilation
Residential | Res ¦ High Efficiency Chiller (avg of water and air cooled) | 2034 | Economic | GWh | Before Competition Groups | 17.4964 | 0 | 0 | 12342.9974 | 0.0014175 | 42 | Residential_2034_Economic_GWh_Before Competition Groups_42 | High Efficiency Chiller (avg of water and air cooled) | 0.1418% | 0 | 17.4964 | Residential_2034_Economic_GWh_Before Competition Groups_High Efficiency Chiller (avg of water and air cooled)
Residential | Res ¦ ENERGY STAR LED LAMPS (REFLECTOR LAMPs/MR16/PAR 16) | 2034 | Economic | GWh | Before Competition Groups | 15.2016 | 0 | 0 | 12342.9974 | 0.0012316 | 43 | Residential_2034_Economic_GWh_Before Competition Groups_43 | ENERGY STAR LED LAMPS (REFLECTOR LAMPs/MR16/PAR 16) | 0.1232% | 0 | 15.2016 | Residential_2034_Economic_GWh_Before Competition Groups_ENERGY STAR LED LAMPS (REFLECTOR LAMPs/MR16/PAR 16)
Residential | Res ¦ Variable Frequency Drive (VFD) | 2034 | Economic | GWh | Before Competition Groups | 14.0184 | 0 | 0 | 12342.9974 | 0.0011357 | 44 | Residential_2034_Economic_GWh_Before Competition Groups_44 | Variable Frequency Drive (VFD) | 0.1136% | 0 | 14.0184 | Residential_2034_Economic_GWh_Before Competition Groups_Variable Frequency Drive (VFD)
Residential | Res ¦ Water Heater Temperature Setback | 2034 | Economic | GWh | Before Competition Groups | 10.4754 | 0 | 0 | 12342.9974 | 0.00084869 | 45 | Residential_2034_Economic_GWh_Before Competition Groups_45 | Water Heater Temperature Setback | 0.08487% | 0 | 10.4754 | Residential_2034_Economic_GWh_Before Competition Groups_Water Heater Temperature Setback
Residential | Res ¦ Wall Insulation | 2034 | Economic | GWh | Before Competition Groups | 5.9521 | 0 | 0 | 12342.9974 | 0.00048223 | 46 | Residential_2034_Economic_GWh_Before Competition Groups_46 | Wall Insulation | 0.04822% | 0 | 5.9521 | Residential_2034_Economic_GWh_Before Competition Groups_Wall Insulation
Residential | Res ¦ VFD on Pumps | 2034 | Economic | GWh | Before Competition Groups | 4.3108 | 0 | 0 | 12342.9974 | 0.00034925 | 47 | Residential_2034_Economic_GWh_Before Competition Groups_47 | VFD on Pumps | 0.03493% | 0 | 4.3108 | Residential_2034_Economic_GWh_Before Competition Groups_VFD on Pumps
Residential | Res ¦ ENERGY STAR LED Lamps (General Service Lamps) | 2034 | Economic | GWh | Before Competition Groups | 3.5744 | 0 | 0 | 12342.9974 | 0.00028959 | 48 | Residential_2034_Economic_GWh_Before Competition Groups_48 | ENERGY STAR LED Lamps (General Service Lamps) | 0.02896% | 0 | 3.5744 | Residential_2034_Economic_GWh_Before Competition Groups_ENERGY STAR LED Lamps (General Service Lamps)
Residential | Res ¦ ECM MOTORS FOR HVAC APPLICATION (FAN-POWERED VAV BOX) | 2034 | Economic | GWh | Before Competition Groups | 3.091 | 0 | 0 | 12342.9974 | 0.00025043 | 49 | Residential_2034_Economic_GWh_Before Competition Groups_49 | ECM MOTORS FOR HVAC APPLICATION (FAN-POWERED VAV BOX) | 0.02504% | 0 | 3.091 | Residential_2034_Economic_GWh_Before Competition Groups_ECM MOTORS FOR HVAC APPLICATION (FAN-POWERED VAV BOX)
Residential | Res ¦ Beverage Vending Machine Controls | 2034 | Economic | GWh | Before Competition Groups | 2.2232 | 0 | 0 | 12342.9974 | 0.00018012 | 50 | Residential_2034_Economic_GWh_Before Competition Groups_50 | Beverage Vending Machine Controls | 0.01801% | 0 | 2.2232 | Residential_2034_Economic_GWh_Before Competition Groups_Beverage Vending Machine Controls
Residential | Res ¦ LED Downlight | 2034 | Economic | GWh | Before Competition Groups | 0.97089 | 0 | 0 | 12342.9974 | 7.8659e-05 | 51 | Residential_2034_Economic_GWh_Before Competition Groups_51 | LED Downlight | 0.007866% | 0 | 0.97089 | Residential_2034_Economic_GWh_Before Competition Groups_LED Downlight
Residential | Res ¦ Chilled Water Optimization | 2034 | Economic | GWh | Before Competition Groups | 0.43753 | 0 | 0 | 12342.9974 | 3.5448e-05 | 52 | Residential_2034_Economic_GWh_Before Competition Groups_52 | Chilled Water Optimization | 0.003545% | 0 | 0.43753 | Residential_2034_Economic_GWh_Before Competition Groups_Chilled Water Optimization
Residential | Res ¦ LED High Bay Fixture | 2034 | Economic | GWh | Before Competition Groups | 0.15538 | 0 | 0 | 12342.9974 | 1.2588e-05 | 53 | Residential_2034_Economic_GWh_Before Competition Groups_53 | LED High Bay Fixture | 0.001259% | 0 | 0.15538 | Residential_2034_Economic_GWh_Before Competition Groups_LED High Bay Fixture
Residential | Res ¦ Wall Insulation MF | 2034 | Economic | GWh | Before Competition Groups | 0.042599 | 0 | 0 | 12342.9974 | 3.4512e-06 | 54 | Residential_2034_Economic_GWh_Before Competition Groups_54 | Wall Insulation MF | 0.0003451% | 0 | 0.042599 | Residential_2034_Economic_GWh_Before Competition Groups_Wall Insulation MF
Residential | Res ¦ Heavy Duty Outdoor/Holiday Plug-in Timers | 2034 | Economic | GWh | Before Competition Groups | 0 | 0 | 0 | 12342.9974 | 0 | 55 | Residential_2034_Economic_GWh_Before Competition Groups_55 | Heavy Duty Outdoor/Holiday Plug-in Timers | 0% | 0 | 0 | Residential_2034_Economic_GWh_Before Competition Groups_Heavy Duty Outdoor/Holiday Plug-in Timers
Residential | Res ¦ Smart Power Bar | 2034 | Economic | GWh | Before Competition Groups | 0 | 0 | 0 | 12342.9974 | 0 | 56 | Residential_2034_Economic_GWh_Before Competition Groups_56 | Smart Power Bar | 0% | 0 | 0 | Residential_2034_Economic_GWh_Before Competition Groups_Smart Power Bar
Residential | Res ¦ Energy Star LED Specialty Bulbs | 2034 | SC A | GWh | Before Competition Groups | 585.935 | 0 | 0 | 3843.5379 | 0.15245 | 1 | Residential_2034_SC A_GWh_Before Competition Groups_1 | Energy Star LED Specialty Bulbs | 15.24% | 0 | 585.935 | Residential_2034_SC A_GWh_Before Competition Groups_Energy Star LED Specialty Bulbs
Residential | Res ¦ Energy Star Clothes Washer | 2034 | SC A | GWh | Before Competition Groups | 394.659 | 0 | 0 | 3843.5379 | 0.10268 | 2 | Residential_2034_SC A_GWh_Before Competition Groups_2 | Energy Star Clothes Washer | 10.27% | 0 | 394.659 | Residential_2034_SC A_GWh_Before Competition Groups_Energy Star Clothes Washer
Residential | Res ¦ Ductless Mini-Split Heat Pump | 2034 | SC A | GWh | Before Competition Groups | 361.9334 | 0 | 0 | 3843.5379 | 0.094167 | 3 | Residential_2034_SC A_GWh_Before Competition Groups_3 | Ductless Mini-Split Heat Pump | 9.417% | 0 | 361.9334 | Residential_2034_SC A_GWh_Before Competition Groups_Ductless Mini-Split Heat Pump
Residential | Res ¦ Energy Star A Line, PAR, MR Lamps | 2034 | SC A | GWh | Before Competition Groups | 279.579 | 0 | 0 | 3843.5379 | 0.07274 | 4 | Residential_2034_SC A_GWh_Before Competition Groups_4 | Energy Star A Line, PAR, MR Lamps | 7.274% | 0 | 279.579 | Residential_2034_SC A_GWh_Before Competition Groups_Energy Star A Line, PAR, MR Lamps
Residential | Res ¦ Car Block Heater Timer | 2034 | SC A | GWh | Before Competition Groups | 252.295 | 0 | 0 | 3843.5379 | 0.065641 | 5 | Residential_2034_SC A_GWh_Before Competition Groups_5 | Car Block Heater Timer | 6.564% | 0 | 252.295 | Residential_2034_SC A_GWh_Before Competition Groups_Car Block Heater Timer
Residential | Res ¦ Energy Star LED Bulbs General Purpose LEDs | 2034 | SC A | GWh | Before Competition Groups | 221.592 | 0 | 0 | 3843.5379 | 0.057653 | 6 | Residential_2034_SC A_GWh_Before Competition Groups_6 | Energy Star LED Bulbs General Purpose LEDs | 5.765% | 0 | 221.592 | Residential_2034_SC A_GWh_Before Competition Groups_Energy Star LED Bulbs General Purpose LEDs
Residential | Res ¦ Building Recommissioning, Operations and Maintenance (O&M) Improvements | 2034 | SC A | GWh | Before Competition Groups | 200.4368 | 0 | 0 | 3843.5379 | 0.052149 | 7 | Residential_2034_SC A_GWh_Before Competition Groups_7 | Building Recommissioning, Operations and Maintenance (O&M) Improvements | 5.215% | 0 | 200.4368 | Residential_2034_SC A_GWh_Before Competition Groups_Building Recommissioning, Operations and Maintenance (O&M) Improvements
Residential | Res ¦ Variable Speed Pool Pump Motor | 2034 | SC A | GWh | Before Competition Groups | 192.4975 | 0 | 0 | 3843.5379 | 0.050083 | 8 | Residential_2034_SC A_GWh_Before Competition Groups_8 | Variable Speed Pool Pump Motor | 5.008% | 0 | 192.4975 | Residential_2034_SC A_GWh_Before Competition Groups_Variable Speed Pool Pump Motor
Residential | Res ¦ Energy Star Torchiere | 2034 | SC A | GWh | Before Competition Groups | 155.7243 | 0 | 0 | 3843.5379 | 0.040516 | 9 | Residential_2034_SC A_GWh_Before Competition Groups_9 | Energy Star Torchiere | 4.052% | 0 | 155.7243 | Residential_2034_SC A_GWh_Before Competition Groups_Energy Star Torchiere
Residential | Res ¦ Adaptive Thermostat | 2034 | SC A | GWh | Before Competition Groups | 120.3884 | 0 | 0 | 3843.5379 | 0.031322 | 10 | Residential_2034_SC A_GWh_Before Competition Groups_10 | Adaptive Thermostat | 3.132% | 0 | 120.3884 | Residential_2034_SC A_GWh_Before Competition Groups_Adaptive Thermostat
Residential | Res ¦ Energy Star Air Source Heat Pump | 2034 | SC A | GWh | Before Competition Groups | 97.7085 | 0 | 0 | 3843.5379 | 0.025422 | 11 | Residential_2034_SC A_GWh_Before Competition Groups_11 | Energy Star Air Source Heat Pump | 2.542% | 0 | 97.7085 | Residential_2034_SC A_GWh_Before Competition Groups_Energy Star Air Source Heat Pump
Residential | Res ¦ Comprehensive Draft Proofing | 2034 | SC A | GWh | Before Competition Groups | 97.5481 | 0 | 0 | 3843.5379 | 0.02538 | 12 | Residential_2034_SC A_GWh_Before Competition Groups_12 | Comprehensive Draft Proofing | 2.538% | 0 | 97.5481 | Residential_2034_SC A_GWh_Before Competition Groups_Comprehensive Draft Proofing
Residential | Res ¦ Air Sealing | 2034 | SC A | GWh | Before Competition Groups | 89.8457 | 0 | 0 | 3843.5379 | 0.023376 | 13 | Residential_2034_SC A_GWh_Before Competition Groups_13 | Air Sealing | 2.338% | 0 | 89.8457 | Residential_2034_SC A_GWh_Before Competition Groups_Air Sealing
Residential | Res ¦ Basement Wall Insulation | 2034 | SC A | GWh | Before Competition Groups | 88.3326 | 0 | 0 | 3843.5379 | 0.022982 | 14 | Residential_2034_SC A_GWh_Before Competition Groups_14 | Basement Wall Insulation | 2.298% | 0 | 88.3326 | Residential_2034_SC A_GWh_Before Competition Groups_Basement Wall Insulation
Residential | Res ¦ LED Parking Lot Fixture | 2034 | SC A | GWh | Before Competition Groups | 82.426 | 0 | 0 | 3843.5379 | 0.021445 | 15 | Residential_2034_SC A_GWh_Before Competition Groups_15 | LED Parking Lot Fixture | 2.145% | 0 | 82.426 | Residential_2034_SC A_GWh_Before Competition Groups_LED Parking Lot Fixture
Residential | Res ¦ Energy Star Clothes Dryer | 2034 | SC A | GWh | Before Competition Groups | 59.5815 | 0 | 0 | 3843.5379 | 0.015502 | 16 | Residential_2034_SC A_GWh_Before Competition Groups_16 | Energy Star Clothes Dryer | 1.55% | 0 | 59.5815 | Residential_2034_SC A_GWh_Before Competition Groups_Energy Star Clothes Dryer
Residential | Res ¦ Occupancy Sensors MF | 2034 | SC A | GWh | Before Competition Groups | 55.9992 | 0 | 0 | 3843.5379 | 0.01457 | 17 | Residential_2034_SC A_GWh_Before Competition Groups_17 | Occupancy Sensors MF | 1.457% | 0 | 55.9992 | Residential_2034_SC A_GWh_Before Competition Groups_Occupancy Sensors MF
Residential | Res ¦ Energy Star Light Fixture | 2034 | SC A | GWh | Before Competition Groups | 54.6382 | 0 | 0 | 3843.5379 | 0.014216 | 18 | Residential_2034_SC A_GWh_Before Competition Groups_18 | Energy Star Light Fixture | 1.422% | 0 | 54.6382 | Residential_2034_SC A_GWh_Before Competition Groups_Energy Star Light Fixture
Residential | Res ¦ LED Exterior Area Lights - LED Fixture (200W) | 2034 | SC A | GWh | Before Competition Groups | 39.8717 | 0 | 0 | 3843.5379 | 0.010374 | 19 | Residential_2034_SC A_GWh_Before Competition Groups_19 | LED Exterior Area Lights - LED Fixture (200W) | 1.037% | 0 | 39.8717 | Residential_2034_SC A_GWh_Before Competition Groups_LED Exterior Area Lights - LED Fixture (200W)
Residential | Res ¦ Refrigerator Recycling | 2034 | SC A | GWh | Before Competition Groups | 39.1209 | 0 | 0 | 3843.5379 | 0.010178 | 20 | Residential_2034_SC A_GWh_Before Competition Groups_20 | Refrigerator Recycling | 1.018% | 0 | 39.1209 | Residential_2034_SC A_GWh_Before Competition Groups_Refrigerator Recycling
Residential | Res ¦ Home Energy Reports | 2034 | SC A | GWh | Before Competition Groups | 34.269 | 0 | 0 | 3843.5379 | 0.008916 | 21 | Residential_2034_SC A_GWh_Before Competition Groups_21 | Home Energy Reports | 0.8916% | 0 | 34.269 | Residential_2034_SC A_GWh_Before Competition Groups_Home Energy Reports
Residential | Res ¦ Energy Star Room Air Conditioner | 2034 | SC A | GWh | Before Competition Groups | 30.7532 | 0 | 0 | 3843.5379 | 0.0080013 | 22 | Residential_2034_SC A_GWh_Before Competition Groups_22 | Energy Star Room Air Conditioner | 0.8001% | 0 | 30.7532 | Residential_2034_SC A_GWh_Before Competition Groups_Energy Star Room Air Conditioner
Residential | Res ¦ LED Tube Re-Lamp | 2034 | SC A | GWh | Before Competition Groups | 28.1213 | 0 | 0 | 3843.5379 | 0.0073165 | 23 | Residential_2034_SC A_GWh_Before Competition Groups_23 | LED Tube Re-Lamp | 0.7317% | 0 | 28.1213 | Residential_2034_SC A_GWh_Before Competition Groups_LED Tube Re-Lamp
Residential | Res ¦ Energy Star Freezer | 2034 | SC A | GWh | Before Competition Groups | 27.7797 | 0 | 0 | 3843.5379 | 0.0072276 | 24 | Residential_2034_SC A_GWh_Before Competition Groups_24 | Energy Star Freezer | 0.7228% | 0 | 27.7797 | Residential_2034_SC A_GWh_Before Competition Groups_Energy Star Freezer
Residential | Res ¦ Attic Insulation | 2034 | SC A | GWh | Before Competition Groups | 26.9243 | 0 | 0 | 3843.5379 | 0.0070051 | 25 | Residential_2034_SC A_GWh_Before Competition Groups_25 | Attic Insulation | 0.7005% | 0 | 26.9243 | Residential_2034_SC A_GWh_Before Competition Groups_Attic Insulation
Residential | Res ¦ Outside Air Economizer | 2034 | SC A | GWh | Before Competition Groups | 25.6046 | 0 | 0 | 3843.5379 | 0.0066617 | 26 | Residential_2034_SC A_GWh_Before Competition Groups_26 | Outside Air Economizer | 0.6662% | 0 | 25.6046 | Residential_2034_SC A_GWh_Before Competition Groups_Outside Air Economizer
Residential | Res ¦ Furnace Whistle | 2034 | SC A | GWh | Before Competition Groups | 25.3541 | 0 | 0 | 3843.5379 | 0.0065965 | 27 | Residential_2034_SC A_GWh_Before Competition Groups_27 | Furnace Whistle | 0.6597% | 0 | 25.3541 | Residential_2034_SC A_GWh_Before Competition Groups_Furnace Whistle
Residential | Res ¦ Minimize Hot and Warm Clothes Wash | 2034 | SC A | GWh | Before Competition Groups | 23.4492 | 0 | 0 | 3843.5379 | 0.0061009 | 28 | Residential_2034_SC A_GWh_Before Competition Groups_28 | Minimize Hot and Warm Clothes Wash | 0.6101% | 0 | 23.4492 | Residential_2034_SC A_GWh_Before Competition Groups_Minimize Hot and Warm Clothes Wash
Residential | Res ¦ Smart Burners | 2034 | SC A | GWh | Before Competition Groups | 22.7747 | 0 | 0 | 3843.5379 | 0.0059255 | 29 | Residential_2034_SC A_GWh_Before Competition Groups_29 | Smart Burners | 0.5925% | 0 | 22.7747 | Residential_2034_SC A_GWh_Before Competition Groups_Smart Burners
Residential | Res ¦ Advanced BAS/Controllers | 2034 | SC A | GWh | Before Competition Groups | 20.1828 | 0 | 0 | 3843.5379 | 0.0052511 | 30 | Residential_2034_SC A_GWh_Before Competition Groups_30 | Advanced BAS/Controllers | 0.5251% | 0 | 20.1828 | Residential_2034_SC A_GWh_Before Competition Groups_Advanced BAS/Controllers
Residential | Res ¦ ENERGY STAR LED LAMPS (REFLECTOR LAMPs/MR16/PAR 16) | 2034 | SC A | GWh | Before Competition Groups | 16.3516 | 0 | 0 | 3843.5379 | 0.0042543 | 31 | Residential_2034_SC A_GWh_Before Competition Groups_31 | ENERGY STAR LED LAMPS (REFLECTOR LAMPs/MR16/PAR 16) | 0.4254% | 0 | 16.3516 | Residential_2034_SC A_GWh_Before Competition Groups_ENERGY STAR LED LAMPS (REFLECTOR LAMPs/MR16/PAR 16)
Residential | Res ¦ High Efficiency Chiller (avg of water and air cooled) | 2034 | SC A | GWh | Before Competition Groups | 15.4778 | 0 | 0 | 3843.5379 | 0.004027 | 32 | Residential_2034_SC A_GWh_Before Competition Groups_32 | High Efficiency Chiller (avg of water and air cooled) | 0.4027% | 0 | 15.4778 | Residential_2034_SC A_GWh_Before Competition Groups_High Efficiency Chiller (avg of water and air cooled)
Residential | Res ¦ Variable Frequency Drive (VFD) | 2034 | SC A | GWh | Before Competition Groups | 10.7552 | 0 | 0 | 3843.5379 | 0.0027983 | 33 | Residential_2034_SC A_GWh_Before Competition Groups_33 | Variable Frequency Drive (VFD) | 0.2798% | 0 | 10.7552 | Residential_2034_SC A_GWh_Before Competition Groups_Variable Frequency Drive (VFD)
Residential | Res ¦ CO Sensors for parking garage exhaust fans | 2034 | SC A | GWh | Before Competition Groups | 9.3306 | 0 | 0 | 3843.5379 | 0.0024276 | 34 | Residential_2034_SC A_GWh_Before Competition Groups_34 | CO Sensors for parking garage exhaust fans | 0.2428% | 0 | 9.3306 | Residential_2034_SC A_GWh_Before Competition Groups_CO Sensors for parking garage exhaust fans
Residential | Res ¦ LED Downlight | 2034 | SC A | GWh | Before Competition Groups | 8.6102 | 0 | 0 | 3843.5379 | 0.0022402 | 35 | Residential_2034_SC A_GWh_Before Competition Groups_35 | LED Downlight | 0.224% | 0 | 8.6102 | Residential_2034_SC A_GWh_Before Competition Groups_LED Downlight
Residential | Res ¦ Water Heater Temperature Setback | 2034 | SC A | GWh | Before Competition Groups | 7.9945 | 0 | 0 | 3843.5379 | 0.00208 | 36 | Residential_2034_SC A_GWh_Before Competition Groups_36 | Water Heater Temperature Setback | 0.208% | 0 | 7.9945 | Residential_2034_SC A_GWh_Before Competition Groups_Water Heater Temperature Setback
Residential | Res ¦ Demand Control Ventilation | 2034 | SC A | GWh | Before Competition Groups | 7.1161 | 0 | 0 | 3843.5379 | 0.0018514 | 37 | Residential_2034_SC A_GWh_Before Competition Groups_37 | Demand Control Ventilation | 0.1851% | 0 | 7.1161 | Residential_2034_SC A_GWh_Before Competition Groups_Demand Control Ventilation
Residential | Res ¦ Tankless Water Heater | 2034 | SC A | GWh | Before Competition Groups | 6.6333 | 0 | 0 | 3843.5379 | 0.0017258 | 38 | Residential_2034_SC A_GWh_Before Competition Groups_38 | Tankless Water Heater | 0.1726% | 0 | 6.6333 | Residential_2034_SC A_GWh_Before Competition Groups_Tankless Water Heater
Residential | Res ¦ Condensing Make Up Air Unit | 2034 | SC A | GWh | Before Competition Groups | 3.7427 | 0 | 0 | 3843.5379 | 0.00097375 | 39 | Residential_2034_SC A_GWh_Before Competition Groups_39 | Condensing Make Up Air Unit | 0.09738% | 0 | 3.7427 | Residential_2034_SC A_GWh_Before Competition Groups_Condensing Make Up Air Unit
Residential | Res ¦ ENERGY STAR LED Lamps (General Service Lamps) | 2034 | SC A | GWh | Before Competition Groups | 3.6128 | 0 | 0 | 3843.5379 | 0.00093996 | 40 | Residential_2034_SC A_GWh_Before Competition Groups_40 | ENERGY STAR LED Lamps (General Service Lamps) | 0.094% | 0 | 3.6128 | Residential_2034_SC A_GWh_Before Competition Groups_ENERGY STAR LED Lamps (General Service Lamps)
Residential | Res ¦ Clothes Drying Racks | 2034 | SC A | GWh | Before Competition Groups | 3.2864 | 0 | 0 | 3843.5379 | 0.00085503 | 41 | Residential_2034_SC A_GWh_Before Competition Groups_41 | Clothes Drying Racks | 0.0855% | 0 | 3.2864 | Residential_2034_SC A_GWh_Before Competition Groups_Clothes Drying Racks
Residential | Res ¦ Energy Star Dehumidifier | 2034 | SC A | GWh | Before Competition Groups | 3.1595 | 0 | 0 | 3843.5379 | 0.00082203 | 42 | Residential_2034_SC A_GWh_Before Competition Groups_42 | Energy Star Dehumidifier | 0.0822% | 0 | 3.1595 | Residential_2034_SC A_GWh_Before Competition Groups_Energy Star Dehumidifier
Residential | Res ¦ VFD on Pumps | 2034 | SC A | GWh | Before Competition Groups | 3.1266 | 0 | 0 | 3843.5379 | 0.00081347 | 43 | Residential_2034_SC A_GWh_Before Competition Groups_43 | VFD on Pumps | 0.08135% | 0 | 3.1266 | Residential_2034_SC A_GWh_Before Competition Groups_VFD on Pumps
Residential | Res ¦ Heat Recovery Ventilator | 2034 | SC A | GWh | Before Competition Groups | 1.9849 | 0 | 0 | 3843.5379 | 0.00051641 | 44 | Residential_2034_SC A_GWh_Before Competition Groups_44 | Heat Recovery Ventilator | 0.05164% | 0 | 1.9849 | Residential_2034_SC A_GWh_Before Competition Groups_Heat Recovery Ventilator
Residential | Res ¦ ECM MOTORS FOR HVAC APPLICATION (FAN-POWERED VAV BOX) | 2034 | SC A | GWh | Before Competition Groups | 1.8625 | 0 | 0 | 3843.5379 | 0.00048459 | 45 | Residential_2034_SC A_GWh_Before Competition Groups_45 | ECM MOTORS FOR HVAC APPLICATION (FAN-POWERED VAV BOX) | 0.04846% | 0 | 1.8625 | Residential_2034_SC A_GWh_Before Competition Groups_ECM MOTORS FOR HVAC APPLICATION (FAN-POWERED VAV BOX)
Residential | Res ¦ Floor Insulation | 2034 | SC A | GWh | Before Competition Groups | 1.8371 | 0 | 0 | 3843.5379 | 0.00047798 | 46 | Residential_2034_SC A_GWh_Before Competition Groups_46 | Floor Insulation | 0.0478% | 0 | 1.8371 | Residential_2034_SC A_GWh_Before Competition Groups_Floor Insulation
Residential | Res ¦ Beverage Vending Machine Controls | 2034 | SC A | GWh | Before Competition Groups | 1.185 | 0 | 0 | 3843.5379 | 0.0003083 | 47 | Residential_2034_SC A_GWh_Before Competition Groups_47 | Beverage Vending Machine Controls | 0.03083% | 0 | 1.185 | Residential_2034_SC A_GWh_Before Competition Groups_Beverage Vending Machine Controls
Residential | Res ¦ Duct Insulation | 2034 | SC A | GWh | Before Competition Groups | 1.0841 | 0 | 0 | 3843.5379 | 0.00028205 | 48 | Residential_2034_SC A_GWh_Before Competition Groups_48 | Duct Insulation | 0.02821% | 0 | 1.0841 | Residential_2034_SC A_GWh_Before Competition Groups_Duct Insulation
Residential | Res ¦ Duct Insulation MF | 2034 | SC A | GWh | Before Competition Groups | 0.64648 | 0 | 0 | 3843.5379 | 0.0001682 | 49 | Residential_2034_SC A_GWh_Before Competition Groups_49 | Duct Insulation MF | 0.01682% | 0 | 0.64648 | Residential_2034_SC A_GWh_Before Competition Groups_Duct Insulation MF
Residential | Res ¦ Chilled Water Optimization | 2034 | SC A | GWh | Before Competition Groups | 0.24315 | 0 | 0 | 3843.5379 | 6.3263e-05 | 50 | Residential_2034_SC A_GWh_Before Competition Groups_50 | Chilled Water Optimization | 0.006326% | 0 | 0.24315 | Residential_2034_SC A_GWh_Before Competition Groups_Chilled Water Optimization
Residential | Res ¦ LED High Bay Fixture | 2034 | SC A | GWh | Before Competition Groups | 0.12217 | 0 | 0 | 3843.5379 | 3.1785e-05 | 51 | Residential_2034_SC A_GWh_Before Competition Groups_51 | LED High Bay Fixture | 0.003179% | 0 | 0.12217 | Residential_2034_SC A_GWh_Before Competition Groups_LED High Bay Fixture
Residential | Res ¦ Wall Insulation | 2034 | SC A | GWh | Before Competition Groups | 0.032811 | 0 | 0 | 3843.5379 | 8.5368e-06 | 52 | Residential_2034_SC A_GWh_Before Competition Groups_52 | Wall Insulation | 0.0008537% | 0 | 0.032811 | Residential_2034_SC A_GWh_Before Competition Groups_Wall Insulation
Residential | Res ¦ Wall Insulation MF | 2034 | SC A | GWh | Before Competition Groups | 0.013626 | 0 | 0 | 3843.5379 | 3.545e-06 | 53 | Residential_2034_SC A_GWh_Before Competition Groups_53 | Wall Insulation MF | 0.0003545% | 0 | 0.013626 | Residential_2034_SC A_GWh_Before Competition Groups_Wall Insulation MF
Residential | Res ¦ Freezer Recycling | 2034 | SC A | GWh | Before Competition Groups | 0.0035073 | 0 | 0 | 3843.5379 | 9.1251e-07 | 54 | Residential_2034_SC A_GWh_Before Competition Groups_54 | Freezer Recycling | 9.125e-05% | 0 | 0.0035073 | Residential_2034_SC A_GWh_Before Competition Groups_Freezer Recycling
Residential | Res ¦ Heavy Duty Outdoor/Holiday Plug-in Timers | 2034 | SC A | GWh | Before Competition Groups | 0 | 0 | 0 | 3843.5379 | 0 | 55 | Residential_2034_SC A_GWh_Before Competition Groups_55 | Heavy Duty Outdoor/Holiday Plug-in Timers | 0% | 0 | 0 | Residential_2034_SC A_GWh_Before Competition Groups_Heavy Duty Outdoor/Holiday Plug-in Timers
Residential | Res ¦ Smart Power Bar | 2034 | SC A | GWh | Before Competition Groups | 0 | 0 | 0 | 3843.5379 | 0 | 56 | Residential_2034_SC A_GWh_Before Competition Groups_56 | Smart Power Bar | 0% | 0 | 0 | Residential_2034_SC A_GWh_Before Competition Groups_Smart Power Bar
Residential | Res ¦ Energy Star Clothes Washer | 2034 | SC B | GWh | Before Competition Groups | 597.4933 | 0 | 0 | 5590.8183 | 0.10687 | 1 | Residential_2034_SC B_GWh_Before Competition Groups_1 | Energy Star Clothes Washer | 10.69% | 0 | 597.4933 | Residential_2034_SC B_GWh_Before Competition Groups_Energy Star Clothes Washer
Residential | Res ¦ Ductless Mini-Split Heat Pump | 2034 | SC B | GWh | Before Competition Groups | 447.4439 | 0 | 0 | 5590.8183 | 0.080032 | 2 | Residential_2034_SC B_GWh_Before Competition Groups_2 | Ductless Mini-Split Heat Pump | 8.003% | 0 | 447.4439 | Residential_2034_SC B_GWh_Before Competition Groups_Ductless Mini-Split Heat Pump
Residential | Res ¦ Energy Star LED Bulbs General Purpose LEDs | 2034 | SC B | GWh | Before Competition Groups | 396.2191 | 0 | 0 | 5590.8183 | 0.07087 | 3 | Residential_2034_SC B_GWh_Before Competition Groups_3 | Energy Star LED Bulbs General Purpose LEDs | 7.087% | 0 | 396.2191 | Residential_2034_SC B_GWh_Before Competition Groups_Energy Star LED Bulbs General Purpose LEDs
Residential | Res ¦ Energy Star A Line, PAR, MR Lamps | 2034 | SC B | GWh | Before Competition Groups | 385.6596 | 0 | 0 | 5590.8183 | 0.068981 | 4 | Residential_2034_SC B_GWh_Before Competition Groups_4 | Energy Star A Line, PAR, MR Lamps | 6.898% | 0 | 385.6596 | Residential_2034_SC B_GWh_Before Competition Groups_Energy Star A Line, PAR, MR Lamps
Residential | Res ¦ Variable Speed Pool Pump Motor | 2034 | SC B | GWh | Before Competition Groups | 374.742 | 0 | 0 | 5590.8183 | 0.067028 | 5 | Residential_2034_SC B_GWh_Before Competition Groups_5 | Variable Speed Pool Pump Motor | 6.703% | 0 | 374.742 | Residential_2034_SC B_GWh_Before Competition Groups_Variable Speed Pool Pump Motor
Residential | Res ¦ Energy Star LED Specialty Bulbs | 2034 | SC B | GWh | Before Competition Groups | 359.0565 | 0 | 0 | 5590.8183 | 0.064223 | 6 | Residential_2034_SC B_GWh_Before Competition Groups_6 | Energy Star LED Specialty Bulbs | 6.422% | 0 | 359.0565 | Residential_2034_SC B_GWh_Before Competition Groups_Energy Star LED Specialty Bulbs
Residential | Res ¦ Car Block Heater Timer | 2034 | SC B | GWh | Before Competition Groups | 349.9539 | 0 | 0 | 5590.8183 | 0.062594 | 7 | Residential_2034_SC B_GWh_Before Competition Groups_7 | Car Block Heater Timer | 6.259% | 0 | 349.9539 | Residential_2034_SC B_GWh_Before Competition Groups_Car Block Heater Timer
Residential | Res ¦ Adaptive Thermostat | 2034 | SC B | GWh | Before Competition Groups | 307.3918 | 0 | 0 | 5590.8183 | 0.054982 | 8 | Residential_2034_SC B_GWh_Before Competition Groups_8 | Adaptive Thermostat | 5.498% | 0 | 307.3918 | Residential_2034_SC B_GWh_Before Competition Groups_Adaptive Thermostat
Residential | Res ¦ Building Recommissioning, Operations and Maintenance (O&M) Improvements | 2034 | SC B | GWh | Before Competition Groups | 290.4236 | 0 | 0 | 5590.8183 | 0.051947 | 9 | Residential_2034_SC B_GWh_Before Competition Groups_9 | Building Recommissioning, Operations and Maintenance (O&M) Improvements | 5.195% | 0 | 290.4236 | Residential_2034_SC B_GWh_Before Competition Groups_Building Recommissioning, Operations and Maintenance (O&M) Improvements
Residential | Res ¦ Energy Star Torchiere | 2034 | SC B | GWh | Before Competition Groups | 208.3268 | 0 | 0 | 5590.8183 | 0.037262 | 10 | Residential_2034_SC B_GWh_Before Competition Groups_10 | Energy Star Torchiere | 3.726% | 0 | 208.3268 | Residential_2034_SC B_GWh_Before Competition Groups_Energy Star Torchiere
Residential | Res ¦ Air Sealing | 2034 | SC B | GWh | Before Competition Groups | 172.0794 | 0 | 0 | 5590.8183 | 0.030779 | 11 | Residential_2034_SC B_GWh_Before Competition Groups_11 | Air Sealing | 3.078% | 0 | 172.0794 | Residential_2034_SC B_GWh_Before Competition Groups_Air Sealing
Residential | Res ¦ Comprehensive Draft Proofing | 2034 | SC B | GWh | Before Competition Groups | 147.7132 | 0 | 0 | 5590.8183 | 0.026421 | 12 | Residential_2034_SC B_GWh_Before Competition Groups_12 | Comprehensive Draft Proofing | 2.642% | 0 | 147.7132 | Residential_2034_SC B_GWh_Before Competition Groups_Comprehensive Draft Proofing
Residential | Res ¦ Energy Star Air Source Heat Pump | 2034 | SC B | GWh | Before Competition Groups | 143.6423 | 0 | 0 | 5590.8183 | 0.025693 | 13 | Residential_2034_SC B_GWh_Before Competition Groups_13 | Energy Star Air Source Heat Pump | 2.569% | 0 | 143.6423 | Residential_2034_SC B_GWh_Before Competition Groups_Energy Star Air Source Heat Pump
Residential | Res ¦ Energy Star Clothes Dryer | 2034 | SC B | GWh | Before Competition Groups | 106.3742 | 0 | 0 | 5590.8183 | 0.019027 | 14 | Residential_2034_SC B_GWh_Before Competition Groups_14 | Energy Star Clothes Dryer | 1.903% | 0 | 106.3742 | Residential_2034_SC B_GWh_Before Competition Groups_Energy Star Clothes Dryer
Residential | Res ¦ Smart Burners | 2034 | SC B | GWh | Before Competition Groups | 92.5115 | 0 | 0 | 5590.8183 | 0.016547 | 15 | Residential_2034_SC B_GWh_Before Competition Groups_15 | Smart Burners | 1.655% | 0 | 92.5115 | Residential_2034_SC B_GWh_Before Competition Groups_Smart Burners
Residential | Res ¦ Basement Wall Insulation | 2034 | SC B | GWh | Before Competition Groups | 90.3374 | 0 | 0 | 5590.8183 | 0.016158 | 16 | Residential_2034_SC B_GWh_Before Competition Groups_16 | Basement Wall Insulation | 1.616% | 0 | 90.3374 | Residential_2034_SC B_GWh_Before Competition Groups_Basement Wall Insulation
Residential | Res ¦ LED Parking Lot Fixture | 2034 | SC B | GWh | Before Competition Groups | 87.2452 | 0 | 0 | 5590.8183 | 0.015605 | 17 | Residential_2034_SC B_GWh_Before Competition Groups_17 | LED Parking Lot Fixture | 1.561% | 0 | 87.2452 | Residential_2034_SC B_GWh_Before Competition Groups_LED Parking Lot Fixture
Residential | Res ¦ Occupancy Sensors MF | 2034 | SC B | GWh | Before Competition Groups | 86.8314 | 0 | 0 | 5590.8183 | 0.015531 | 18 | Residential_2034_SC B_GWh_Before Competition Groups_18 | Occupancy Sensors MF | 1.553% | 0 | 86.8314 | Residential_2034_SC B_GWh_Before Competition Groups_Occupancy Sensors MF
Residential | Res ¦ Energy Star Light Fixture | 2034 | SC B | GWh | Before Competition Groups | 77.4887 | 0 | 0 | 5590.8183 | 0.01386 | 19 | Residential_2034_SC B_GWh_Before Competition Groups_19 | Energy Star Light Fixture | 1.386% | 0 | 77.4887 | Residential_2034_SC B_GWh_Before Competition Groups_Energy Star Light Fixture
Residential | Res ¦ Refrigerator Recycling | 2034 | SC B | GWh | Before Competition Groups | 76.1283 | 0 | 0 | 5590.8183 | 0.013617 | 20 | Residential_2034_SC B_GWh_Before Competition Groups_20 | Refrigerator Recycling | 1.362% | 0 | 76.1283 | Residential_2034_SC B_GWh_Before Competition Groups_Refrigerator Recycling
Residential | Res ¦ Attic Insulation | 2034 | SC B | GWh | Before Competition Groups | 69.6763 | 0 | 0 | 5590.8183 | 0.012463 | 21 | Residential_2034_SC B_GWh_Before Competition Groups_21 | Attic Insulation | 1.246% | 0 | 69.6763 | Residential_2034_SC B_GWh_Before Competition Groups_Attic Insulation
Residential | Res ¦ Clothes Drying Racks | 2034 | SC B | GWh | Before Competition Groups | 69.5098 | 0 | 0 | 5590.8183 | 0.012433 | 22 | Residential_2034_SC B_GWh_Before Competition Groups_22 | Clothes Drying Racks | 1.243% | 0 | 69.5098 | Residential_2034_SC B_GWh_Before Competition Groups_Clothes Drying Racks
Residential | Res ¦ Freezer Recycling | 2034 | SC B | GWh | Before Competition Groups | 66.7592 | 0 | 0 | 5590.8183 | 0.011941 | 23 | Residential_2034_SC B_GWh_Before Competition Groups_23 | Freezer Recycling | 1.194% | 0 | 66.7592 | Residential_2034_SC B_GWh_Before Competition Groups_Freezer Recycling
Residential | Res ¦ Energy Star Room Air Conditioner | 2034 | SC B | GWh | Before Competition Groups | 56.991 | 0 | 0 | 5590.8183 | 0.010194 | 24 | Residential_2034_SC B_GWh_Before Competition Groups_24 | Energy Star Room Air Conditioner | 1.019% | 0 | 56.991 | Residential_2034_SC B_GWh_Before Competition Groups_Energy Star Room Air Conditioner
Residential | Res ¦ Energy Star Freezer | 2034 | SC B | GWh | Before Competition Groups | 55.7054 | 0 | 0 | 5590.8183 | 0.0099637 | 25 | Residential_2034_SC B_GWh_Before Competition Groups_25 | Energy Star Freezer | 0.9964% | 0 | 55.7054 | Residential_2034_SC B_GWh_Before Competition Groups_Energy Star Freezer
Residential | Res ¦ Advanced BAS/Controllers | 2034 | SC B | GWh | Before Competition Groups | 42.5058 | 0 | 0 | 5590.8183 | 0.0076028 | 26 | Residential_2034_SC B_GWh_Before Competition Groups_26 | Advanced BAS/Controllers | 0.7603% | 0 | 42.5058 | Residential_2034_SC B_GWh_Before Competition Groups_Advanced BAS/Controllers
Residential | Res ¦ LED Exterior Area Lights - LED Fixture (200W) | 2034 | SC B | GWh | Before Competition Groups | 39.8717 | 0 | 0 | 5590.8183 | 0.0071316 | 27 | Residential_2034_SC B_GWh_Before Competition Groups_27 | LED Exterior Area Lights - LED Fixture (200W) | 0.7132% | 0 | 39.8717 | Residential_2034_SC B_GWh_Before Competition Groups_LED Exterior Area Lights - LED Fixture (200W)
Residential | Res ¦ Furnace Whistle | 2034 | SC B | GWh | Before Competition Groups | 36.6026 | 0 | 0 | 5590.8183 | 0.0065469 | 28 | Residential_2034_SC B_GWh_Before Competition Groups_28 | Furnace Whistle | 0.6547% | 0 | 36.6026 | Residential_2034_SC B_GWh_Before Competition Groups_Furnace Whistle
Residential | Res ¦ Home Energy Reports | 2034 | SC B | GWh | Before Competition Groups | 34.269 | 0 | 0 | 5590.8183 | 0.0061295 | 29 | Residential_2034_SC B_GWh_Before Competition Groups_29 | Home Energy Reports | 0.613% | 0 | 34.269 | Residential_2034_SC B_GWh_Before Competition Groups_Home Energy Reports
Residential | Res ¦ Outside Air Economizer | 2034 | SC B | GWh | Before Competition Groups | 32.0866 | 0 | 0 | 5590.8183 | 0.0057392 | 30 | Residential_2034_SC B_GWh_Before Competition Groups_30 | Outside Air Economizer | 0.5739% | 0 | 32.0866 | Residential_2034_SC B_GWh_Before Competition Groups_Outside Air Economizer
Residential | Res ¦ LED Tube Re-Lamp | 2034 | SC B | GWh | Before Competition Groups | 28.1213 | 0 | 0 | 5590.8183 | 0.0050299 | 31 | Residential_2034_SC B_GWh_Before Competition Groups_31 | LED Tube Re-Lamp | 0.503% | 0 | 28.1213 | Residential_2034_SC B_GWh_Before Competition Groups_LED Tube Re-Lamp
Residential | Res ¦ Energy Star Dehumidifier | 2034 | SC B | GWh | Before Competition Groups | 24.4366 | 0 | 0 | 5590.8183 | 0.0043709 | 32 | Residential_2034_SC B_GWh_Before Competition Groups_32 | Energy Star Dehumidifier | 0.4371% | 0 | 24.4366 | Residential_2034_SC B_GWh_Before Competition Groups_Energy Star Dehumidifier
Residential | Res ¦ Minimize Hot and Warm Clothes Wash | 2034 | SC B | GWh | Before Competition Groups | 23.4492 | 0 | 0 | 5590.8183 | 0.0041942 | 33 | Residential_2034_SC B_GWh_Before Competition Groups_33 | Minimize Hot and Warm Clothes Wash | 0.4194% | 0 | 23.4492 | Residential_2034_SC B_GWh_Before Competition Groups_Minimize Hot and Warm Clothes Wash
Residential | Res ¦ Heat Recovery Ventilator | 2034 | SC B | GWh | Before Competition Groups | 22.4861 | 0 | 0 | 5590.8183 | 0.004022 | 34 | Residential_2034_SC B_GWh_Before Competition Groups_34 | Heat Recovery Ventilator | 0.4022% | 0 | 22.4861 | Residential_2034_SC B_GWh_Before Competition Groups_Heat Recovery Ventilator
Residential | Res ¦ Demand Control Ventilation | 2034 | SC B | GWh | Before Competition Groups | 19.6034 | 0 | 0 | 5590.8183 | 0.0035064 | 35 | Residential_2034_SC B_GWh_Before Competition Groups_35 | Demand Control Ventilation | 0.3506% | 0 | 19.6034 | Residential_2034_SC B_GWh_Before Competition Groups_Demand Control Ventilation
Residential | Res ¦ Floor Insulation | 2034 | SC B | GWh | Before Competition Groups | 18.2533 | 0 | 0 | 5590.8183 | 0.0032649 | 36 | Residential_2034_SC B_GWh_Before Competition Groups_36 | Floor Insulation | 0.3265% | 0 | 18.2533 | Residential_2034_SC B_GWh_Before Competition Groups_Floor Insulation
Residential | Res ¦ CO Sensors for parking garage exhaust fans | 2034 | SC B | GWh | Before Competition Groups | 17.3771 | 0 | 0 | 5590.8183 | 0.0031082 | 37 | Residential_2034_SC B_GWh_Before Competition Groups_37 | CO Sensors for parking garage exhaust fans | 0.3108% | 0 | 17.3771 | Residential_2034_SC B_GWh_Before Competition Groups_CO Sensors for parking garage exhaust fans
Residential | Res ¦ Duct Insulation | 2034 | SC B | GWh | Before Competition Groups | 17.1672 | 0 | 0 | 5590.8183 | 0.0030706 | 38 | Residential_2034_SC B_GWh_Before Competition Groups_38 | Duct Insulation | 0.3071% | 0 | 17.1672 | Residential_2034_SC B_GWh_Before Competition Groups_Duct Insulation
Residential | Res ¦ Tankless Water Heater | 2034 | SC B | GWh | Before Competition Groups | 16.6138 | 0 | 0 | 5590.8183 | 0.0029716 | 39 | Residential_2034_SC B_GWh_Before Competition Groups_39 | Tankless Water Heater | 0.2972% | 0 | 16.6138 | Residential_2034_SC B_GWh_Before Competition Groups_Tankless Water Heater
Residential | Res ¦ ENERGY STAR LED LAMPS (REFLECTOR LAMPs/MR16/PAR 16) | 2034 | SC B | GWh | Before Competition Groups | 16.3516 | 0 | 0 | 5590.8183 | 0.0029247 | 40 | Residential_2034_SC B_GWh_Before Competition Groups_40 | ENERGY STAR LED LAMPS (REFLECTOR LAMPs/MR16/PAR 16) | 0.2925% | 0 | 16.3516 | Residential_2034_SC B_GWh_Before Competition Groups_ENERGY STAR LED LAMPS (REFLECTOR LAMPs/MR16/PAR 16)
Residential | Res ¦ High Efficiency Chiller (avg of water and air cooled) | 2034 | SC B | GWh | Before Competition Groups | 15.8198 | 0 | 0 | 5590.8183 | 0.0028296 | 41 | Residential_2034_SC B_GWh_Before Competition Groups_41 | High Efficiency Chiller (avg of water and air cooled) | 0.283% | 0 | 15.8198 | Residential_2034_SC B_GWh_Before Competition Groups_High Efficiency Chiller (avg of water and air cooled)
Residential | Res ¦ Variable Frequency Drive (VFD) | 2034 | SC B | GWh | Before Competition Groups | 15.5266 | 0 | 0 | 5590.8183 | 0.0027772 | 42 | Residential_2034_SC B_GWh_Before Competition Groups_42 | Variable Frequency Drive (VFD) | 0.2777% | 0 | 15.5266 | Residential_2034_SC B_GWh_Before Competition Groups_Variable Frequency Drive (VFD)
Residential | Res ¦ Condensing Make Up Air Unit | 2034 | SC B | GWh | Before Competition Groups | 12.7114 | 0 | 0 | 5590.8183 | 0.0022736 | 43 | Residential_2034_SC B_GWh_Before Competition Groups_43 | Condensing Make Up Air Unit | 0.2274% | 0 | 12.7114 | Residential_2034_SC B_GWh_Before Competition Groups_Condensing Make Up Air Unit
Residential | Res ¦ Water Heater Temperature Setback | 2034 | SC B | GWh | Before Competition Groups | 11.6025 | 0 | 0 | 5590.8183 | 0.0020753 | 44 | Residential_2034_SC B_GWh_Before Competition Groups_44 | Water Heater Temperature Setback | 0.2075% | 0 | 11.6025 | Residential_2034_SC B_GWh_Before Competition Groups_Water Heater Temperature Setback
Residential | Res ¦ LED Downlight | 2034 | SC B | GWh | Before Competition Groups | 9.0466 | 0 | 0 | 5590.8183 | 0.0016181 | 45 | Residential_2034_SC B_GWh_Before Competition Groups_45 | LED Downlight | 0.1618% | 0 | 9.0466 | Residential_2034_SC B_GWh_Before Competition Groups_LED Downlight
Residential | Res ¦ Duct Insulation MF | 2034 | SC B | GWh | Before Competition Groups | 7.1173 | 0 | 0 | 5590.8183 | 0.001273 | 46 | Residential_2034_SC B_GWh_Before Competition Groups_46 | Duct Insulation MF | 0.1273% | 0 | 7.1173 | Residential_2034_SC B_GWh_Before Competition Groups_Duct Insulation MF
Residential | Res ¦ VFD on Pumps | 2034 | SC B | GWh | Before Competition Groups | 4.7746 | 0 | 0 | 5590.8183 | 0.00085401 | 47 | Residential_2034_SC B_GWh_Before Competition Groups_47 | VFD on Pumps | 0.0854% | 0 | 4.7746 | Residential_2034_SC B_GWh_Before Competition Groups_VFD on Pumps
Residential | Res ¦ ENERGY STAR LED Lamps (General Service Lamps) | 2034 | SC B | GWh | Before Competition Groups | 3.6128 | 0 | 0 | 5590.8183 | 0.0006462 | 48 | Residential_2034_SC B_GWh_Before Competition Groups_48 | ENERGY STAR LED Lamps (General Service Lamps) | 0.06462% | 0 | 3.6128 | Residential_2034_SC B_GWh_Before Competition Groups_ENERGY STAR LED Lamps (General Service Lamps)
Residential | Res ¦ ECM MOTORS FOR HVAC APPLICATION (FAN-POWERED VAV BOX) | 2034 | SC B | GWh | Before Competition Groups | 2.7464 | 0 | 0 | 5590.8183 | 0.00049123 | 49 | Residential_2034_SC B_GWh_Before Competition Groups_49 | ECM MOTORS FOR HVAC APPLICATION (FAN-POWERED VAV BOX) | 0.04912% | 0 | 2.7464 | Residential_2034_SC B_GWh_Before Competition Groups_ECM MOTORS FOR HVAC APPLICATION (FAN-POWERED VAV BOX)
Residential | Res ¦ Beverage Vending Machine Controls | 2034 | SC B | GWh | Before Competition Groups | 1.9616 | 0 | 0 | 5590.8183 | 0.00035087 | 50 | Residential_2034_SC B_GWh_Before Competition Groups_50 | Beverage Vending Machine Controls | 0.03509% | 0 | 1.9616 | Residential_2034_SC B_GWh_Before Competition Groups_Beverage Vending Machine Controls
Residential | Res ¦ Wall Insulation | 2034 | SC B | GWh | Before Competition Groups | 0.46721 | 0 | 0 | 5590.8183 | 8.3567e-05 | 51 | Residential_2034_SC B_GWh_Before Competition Groups_51 | Wall Insulation | 0.008357% | 0 | 0.46721 | Residential_2034_SC B_GWh_Before Competition Groups_Wall Insulation
Residential | Res ¦ Chilled Water Optimization | 2034 | SC B | GWh | Before Competition Groups | 0.30998 | 0 | 0 | 5590.8183 | 5.5445e-05 | 52 | Residential_2034_SC B_GWh_Before Competition Groups_52 | Chilled Water Optimization | 0.005545% | 0 | 0.30998 | Residential_2034_SC B_GWh_Before Competition Groups_Chilled Water Optimization
Residential | Res ¦ LED High Bay Fixture | 2034 | SC B | GWh | Before Competition Groups | 0.20671 | 0 | 0 | 5590.8183 | 3.6974e-05 | 53 | Residential_2034_SC B_GWh_Before Competition Groups_53 | LED High Bay Fixture | 0.003697% | 0 | 0.20671 | Residential_2034_SC B_GWh_Before Competition Groups_LED High Bay Fixture
Residential | Res ¦ Wall Insulation MF | 2034 | SC B | GWh | Before Competition Groups | 0.015913 | 0 | 0 | 5590.8183 | 2.8463e-06 | 54 | Residential_2034_SC B_GWh_Before Competition Groups_54 | Wall Insulation MF | 0.0002846% | 0 | 0.015913 | Residential_2034_SC B_GWh_Before Competition Groups_Wall Insulation MF
Residential | Res ¦ Heavy Duty Outdoor/Holiday Plug-in Timers | 2034 | SC B | GWh | Before Competition Groups | 0 | 0 | 0 | 5590.8183 | 0 | 55 | Residential_2034_SC B_GWh_Before Competition Groups_55 | Heavy Duty Outdoor/Holiday Plug-in Timers | 0% | 0 | 0 | Residential_2034_SC B_GWh_Before Competition Groups_Heavy Duty Outdoor/Holiday Plug-in Timers
Residential | Res ¦ Smart Power Bar | 2034 | SC B | GWh | Before Competition Groups | 0 | 0 | 0 | 5590.8183 | 0 | 56 | Residential_2034_SC B_GWh_Before Competition Groups_56 | Smart Power Bar | 0% | 0 | 0 | Residential_2034_SC B_GWh_Before Competition Groups_Smart Power Bar
Residential | Res ¦ Energy Star LED Specialty Bulbs | 2034 | SC C | GWh | Before Competition Groups | 585.935 | 0 | 0 | 4491.5523 | 0.13045 | 1 | Residential_2034_SC C_GWh_Before Competition Groups_1 | Energy Star LED Specialty Bulbs | 13.05% | 0 | 585.935 | Residential_2034_SC C_GWh_Before Competition Groups_Energy Star LED Specialty Bulbs
Residential | Res ¦ Energy Star Clothes Washer | 2034 | SC C | GWh | Before Competition Groups | 548.6153 | 0 | 0 | 4491.5523 | 0.12214 | 2 | Residential_2034_SC C_GWh_Before Competition Groups_2 | Energy Star Clothes Washer | 12.21% | 0 | 548.6153 | Residential_2034_SC C_GWh_Before Competition Groups_Energy Star Clothes Washer
Residential | Res ¦ Ductless Mini-Split Heat Pump | 2034 | SC C | GWh | Before Competition Groups | 361.9164 | 0 | 0 | 4491.5523 | 0.080577 | 3 | Residential_2034_SC C_GWh_Before Competition Groups_3 | Ductless Mini-Split Heat Pump | 8.058% | 0 | 361.9164 | Residential_2034_SC C_GWh_Before Competition Groups_Ductless Mini-Split Heat Pump
Residential | Res ¦ Energy Star A Line, PAR, MR Lamps | 2034 | SC C | GWh | Before Competition Groups | 279.579 | 0 | 0 | 4491.5523 | 0.062246 | 4 | Residential_2034_SC C_GWh_Before Competition Groups_4 | Energy Star A Line, PAR, MR Lamps | 6.225% | 0 | 279.579 | Residential_2034_SC C_GWh_Before Competition Groups_Energy Star A Line, PAR, MR Lamps
Residential | Res ¦ Variable Speed Pool Pump Motor | 2034 | SC C | GWh | Before Competition Groups | 259.5833 | 0 | 0 | 4491.5523 | 0.057794 | 5 | Residential_2034_SC C_GWh_Before Competition Groups_5 | Variable Speed Pool Pump Motor | 5.779% | 0 | 259.5833 | Residential_2034_SC C_GWh_Before Competition Groups_Variable Speed Pool Pump Motor
Residential | Res ¦ Car Block Heater Timer | 2034 | SC C | GWh | Before Competition Groups | 252.295 | 0 | 0 | 4491.5523 | 0.056171 | 6 | Residential_2034_SC C_GWh_Before Competition Groups_6 | Car Block Heater Timer | 5.617% | 0 | 252.295 | Residential_2034_SC C_GWh_Before Competition Groups_Car Block Heater Timer
Residential | Res ¦ Energy Star LED Bulbs General Purpose LEDs | 2034 | SC C | GWh | Before Competition Groups | 221.592 | 0 | 0 | 4491.5523 | 0.049335 | 7 | Residential_2034_SC C_GWh_Before Competition Groups_7 | Energy Star LED Bulbs General Purpose LEDs | 4.934% | 0 | 221.592 | Residential_2034_SC C_GWh_Before Competition Groups_Energy Star LED Bulbs General Purpose LEDs
Residential | Res ¦ Adaptive Thermostat | 2034 | SC C | GWh | Before Competition Groups | 208.8361 | 0 | 0 | 4491.5523 | 0.046495 | 8 | Residential_2034_SC C_GWh_Before Competition Groups_8 | Adaptive Thermostat | 4.65% | 0 | 208.8361 | Residential_2034_SC C_GWh_Before Competition Groups_Adaptive Thermostat
Residential | Res ¦ Building Recommissioning, Operations and Maintenance (O&M) Improvements | 2034 | SC C | GWh | Before Competition Groups | 201.1724 | 0 | 0 | 4491.5523 | 0.044789 | 9 | Residential_2034_SC C_GWh_Before Competition Groups_9 | Building Recommissioning, Operations and Maintenance (O&M) Improvements | 4.479% | 0 | 201.1724 | Residential_2034_SC C_GWh_Before Competition Groups_Building Recommissioning, Operations and Maintenance (O&M) Improvements
Residential | Res ¦ Air Sealing | 2034 | SC C | GWh | Before Competition Groups | 156.4489 | 0 | 0 | 4491.5523 | 0.034832 | 10 | Residential_2034_SC C_GWh_Before Competition Groups_10 | Air Sealing | 3.483% | 0 | 156.4489 | Residential_2034_SC C_GWh_Before Competition Groups_Air Sealing
Residential | Res ¦ Energy Star Torchiere | 2034 | SC C | GWh | Before Competition Groups | 155.7243 | 0 | 0 | 4491.5523 | 0.03467 | 11 | Residential_2034_SC C_GWh_Before Competition Groups_11 | Energy Star Torchiere | 3.467% | 0 | 155.7243 | Residential_2034_SC C_GWh_Before Competition Groups_Energy Star Torchiere
Residential | Res ¦ Energy Star Clothes Dryer | 2034 | SC C | GWh | Before Competition Groups | 106.4089 | 0 | 0 | 4491.5523 | 0.023691 | 12 | Residential_2034_SC C_GWh_Before Competition Groups_12 | Energy Star Clothes Dryer | 2.369% | 0 | 106.4089 | Residential_2034_SC C_GWh_Before Competition Groups_Energy Star Clothes Dryer
Residential | Res ¦ Comprehensive Draft Proofing | 2034 | SC C | GWh | Before Competition Groups | 102.3188 | 0 | 0 | 4491.5523 | 0.02278 | 13 | Residential_2034_SC C_GWh_Before Competition Groups_13 | Comprehensive Draft Proofing | 2.278% | 0 | 102.3188 | Residential_2034_SC C_GWh_Before Competition Groups_Comprehensive Draft Proofing
Residential | Res ¦ Energy Star Air Source Heat Pump | 2034 | SC C | GWh | Before Competition Groups | 97.7085 | 0 | 0 | 4491.5523 | 0.021754 | 14 | Residential_2034_SC C_GWh_Before Competition Groups_14 | Energy Star Air Source Heat Pump | 2.175% | 0 | 97.7085 | Residential_2034_SC C_GWh_Before Competition Groups_Energy Star Air Source Heat Pump
Residential | Res ¦ Basement Wall Insulation | 2034 | SC C | GWh | Before Competition Groups | 90.3507 | 0 | 0 | 4491.5523 | 0.020116 | 15 | Residential_2034_SC C_GWh_Before Competition Groups_15 | Basement Wall Insulation | 2.012% | 0 | 90.3507 | Residential_2034_SC C_GWh_Before Competition Groups_Basement Wall Insulation
Residential | Res ¦ LED Parking Lot Fixture | 2034 | SC C | GWh | Before Competition Groups | 82.426 | 0 | 0 | 4491.5523 | 0.018351 | 16 | Residential_2034_SC C_GWh_Before Competition Groups_16 | LED Parking Lot Fixture | 1.835% | 0 | 82.426 | Residential_2034_SC C_GWh_Before Competition Groups_LED Parking Lot Fixture
Residential | Res ¦ Energy Star Light Fixture | 2034 | SC C | GWh | Before Competition Groups | 72.5271 | 0 | 0 | 4491.5523 | 0.016147 | 17 | Residential_2034_SC C_GWh_Before Competition Groups_17 | Energy Star Light Fixture | 1.615% | 0 | 72.5271 | Residential_2034_SC C_GWh_Before Competition Groups_Energy Star Light Fixture
Residential | Res ¦ Attic Insulation | 2034 | SC C | GWh | Before Competition Groups | 67.9818 | 0 | 0 | 4491.5523 | 0.015135 | 18 | Residential_2034_SC C_GWh_Before Competition Groups_18 | Attic Insulation | 1.514% | 0 | 67.9818 | Residential_2034_SC C_GWh_Before Competition Groups_Attic Insulation
Residential | Res ¦ Smart Burners | 2034 | SC C | GWh | Before Competition Groups | 63.5676 | 0 | 0 | 4491.5523 | 0.014153 | 19 | Residential_2034_SC C_GWh_Before Competition Groups_19 | Smart Burners | 1.415% | 0 | 63.5676 | Residential_2034_SC C_GWh_Before Competition Groups_Smart Burners
Residential | Res ¦ Occupancy Sensors MF | 2034 | SC C | GWh | Before Competition Groups | 55.9992 | 0 | 0 | 4491.5523 | 0.012468 | 20 | Residential_2034_SC C_GWh_Before Competition Groups_20 | Occupancy Sensors MF | 1.247% | 0 | 55.9992 | Residential_2034_SC C_GWh_Before Competition Groups_Occupancy Sensors MF
Residential | Res ¦ Refrigerator Recycling | 2034 | SC C | GWh | Before Competition Groups | 52.7341 | 0 | 0 | 4491.5523 | 0.011741 | 21 | Residential_2034_SC C_GWh_Before Competition Groups_21 | Refrigerator Recycling | 1.174% | 0 | 52.7341 | Residential_2034_SC C_GWh_Before Competition Groups_Refrigerator Recycling
Residential | Res ¦ Energy Star Freezer | 2034 | SC C | GWh | Before Competition Groups | 47.6258 | 0 | 0 | 4491.5523 | 0.010603 | 22 | Residential_2034_SC C_GWh_Before Competition Groups_22 | Energy Star Freezer | 1.06% | 0 | 47.6258 | Residential_2034_SC C_GWh_Before Competition Groups_Energy Star Freezer
Residential | Res ¦ Energy Star Room Air Conditioner | 2034 | SC C | GWh | Before Competition Groups | 47.5933 | 0 | 0 | 4491.5523 | 0.010596 | 23 | Residential_2034_SC C_GWh_Before Competition Groups_23 | Energy Star Room Air Conditioner | 1.06% | 0 | 47.5933 | Residential_2034_SC C_GWh_Before Competition Groups_Energy Star Room Air Conditioner
Residential | Res ¦ LED Exterior Area Lights - LED Fixture (200W) | 2034 | SC C | GWh | Before Competition Groups | 39.8717 | 0 | 0 | 4491.5523 | 0.008877 | 24 | Residential_2034_SC C_GWh_Before Competition Groups_24 | LED Exterior Area Lights - LED Fixture (200W) | 0.8877% | 0 | 39.8717 | Residential_2034_SC C_GWh_Before Competition Groups_LED Exterior Area Lights - LED Fixture (200W)
Residential | Res ¦ Home Energy Reports | 2034 | SC C | GWh | Before Competition Groups | 34.269 | 0 | 0 | 4491.5523 | 0.0076297 | 25 | Residential_2034_SC C_GWh_Before Competition Groups_25 | Home Energy Reports | 0.763% | 0 | 34.269 | Residential_2034_SC C_GWh_Before Competition Groups_Home Energy Reports
Residential | Res ¦ Advanced BAS/Controllers | 2034 | SC C | GWh | Before Competition Groups | 29.444 | 0 | 0 | 4491.5523 | 0.0065554 | 26 | Residential_2034_SC C_GWh_Before Competition Groups_26 | Advanced BAS/Controllers | 0.6555% | 0 | 29.444 | Residential_2034_SC C_GWh_Before Competition Groups_Advanced BAS/Controllers
Residential | Res ¦ LED Tube Re-Lamp | 2034 | SC C | GWh | Before Competition Groups | 28.1213 | 0 | 0 | 4491.5523 | 0.0062609 | 27 | Residential_2034_SC C_GWh_Before Competition Groups_27 | LED Tube Re-Lamp | 0.6261% | 0 | 28.1213 | Residential_2034_SC C_GWh_Before Competition Groups_LED Tube Re-Lamp
Residential | Res ¦ Outside Air Economizer | 2034 | SC C | GWh | Before Competition Groups | 25.6046 | 0 | 0 | 4491.5523 | 0.0057006 | 28 | Residential_2034_SC C_GWh_Before Competition Groups_28 | Outside Air Economizer | 0.5701% | 0 | 25.6046 | Residential_2034_SC C_GWh_Before Competition Groups_Outside Air Economizer
Residential | Res ¦ Furnace Whistle | 2034 | SC C | GWh | Before Competition Groups | 25.3541 | 0 | 0 | 4491.5523 | 0.0056448 | 29 | Residential_2034_SC C_GWh_Before Competition Groups_29 | Furnace Whistle | 0.5645% | 0 | 25.3541 | Residential_2034_SC C_GWh_Before Competition Groups_Furnace Whistle
Residential | Res ¦ Minimize Hot and Warm Clothes Wash | 2034 | SC C | GWh | Before Competition Groups | 23.4492 | 0 | 0 | 4491.5523 | 0.0052207 | 30 | Residential_2034_SC C_GWh_Before Competition Groups_30 | Minimize Hot and Warm Clothes Wash | 0.5221% | 0 | 23.4492 | Residential_2034_SC C_GWh_Before Competition Groups_Minimize Hot and Warm Clothes Wash
Residential | Res ¦ ENERGY STAR LED LAMPS (REFLECTOR LAMPs/MR16/PAR 16) | 2034 | SC C | GWh | Before Competition Groups | 16.3516 | 0 | 0 | 4491.5523 | 0.0036405 | 31 | Residential_2034_SC C_GWh_Before Competition Groups_31 | ENERGY STAR LED LAMPS (REFLECTOR LAMPs/MR16/PAR 16) | 0.3641% | 0 | 16.3516 | Residential_2034_SC C_GWh_Before Competition Groups_ENERGY STAR LED LAMPS (REFLECTOR LAMPs/MR16/PAR 16)
Residential | Res ¦ High Efficiency Chiller (avg of water and air cooled) | 2034 | SC C | GWh | Before Competition Groups | 15.4778 | 0 | 0 | 4491.5523 | 0.003446 | 32 | Residential_2034_SC C_GWh_Before Competition Groups_32 | High Efficiency Chiller (avg of water and air cooled) | 0.3446% | 0 | 15.4778 | Residential_2034_SC C_GWh_Before Competition Groups_High Efficiency Chiller (avg of water and air cooled)
Residential | Res ¦ Energy Star Dehumidifier | 2034 | SC C | GWh | Before Competition Groups | 14.8266 | 0 | 0 | 4491.5523 | 0.003301 | 33 | Residential_2034_SC C_GWh_Before Competition Groups_33 | Energy Star Dehumidifier | 0.3301% | 0 | 14.8266 | Residential_2034_SC C_GWh_Before Competition Groups_Energy Star Dehumidifier
Residential | Res ¦ Floor Insulation | 2034 | SC C | GWh | Before Competition Groups | 14.2532 | 0 | 0 | 4491.5523 | 0.0031733 | 34 | Residential_2034_SC C_GWh_Before Competition Groups_34 | Floor Insulation | 0.3173% | 0 | 14.2532 | Residential_2034_SC C_GWh_Before Competition Groups_Floor Insulation
Residential | Res ¦ Demand Control Ventilation | 2034 | SC C | GWh | Before Competition Groups | 13.5796 | 0 | 0 | 4491.5523 | 0.0030234 | 35 | Residential_2034_SC C_GWh_Before Competition Groups_35 | Demand Control Ventilation | 0.3023% | 0 | 13.5796 | Residential_2034_SC C_GWh_Before Competition Groups_Demand Control Ventilation
Residential | Res ¦ CO Sensors for parking garage exhaust fans | 2034 | SC C | GWh | Before Competition Groups | 12.1328 | 0 | 0 | 4491.5523 | 0.0027013 | 36 | Residential_2034_SC C_GWh_Before Competition Groups_36 | CO Sensors for parking garage exhaust fans | 0.2701% | 0 | 12.1328 | Residential_2034_SC C_GWh_Before Competition Groups_CO Sensors for parking garage exhaust fans
Residential | Res ¦ Tankless Water Heater | 2034 | SC C | GWh | Before Competition Groups | 11.3021 | 0 | 0 | 4491.5523 | 0.0025163 | 37 | Residential_2034_SC C_GWh_Before Competition Groups_37 | Tankless Water Heater | 0.2516% | 0 | 11.3021 | Residential_2034_SC C_GWh_Before Competition Groups_Tankless Water Heater
Residential | Res ¦ Variable Frequency Drive (VFD) | 2034 | SC C | GWh | Before Competition Groups | 10.7552 | 0 | 0 | 4491.5523 | 0.0023945 | 38 | Residential_2034_SC C_GWh_Before Competition Groups_38 | Variable Frequency Drive (VFD) | 0.2395% | 0 | 10.7552 | Residential_2034_SC C_GWh_Before Competition Groups_Variable Frequency Drive (VFD)
Residential | Res ¦ Condensing Make Up Air Unit | 2034 | SC C | GWh | Before Competition Groups | 9.8163 | 0 | 0 | 4491.5523 | 0.0021855 | 39 | Residential_2034_SC C_GWh_Before Competition Groups_39 | Condensing Make Up Air Unit | 0.2186% | 0 | 9.8163 | Residential_2034_SC C_GWh_Before Competition Groups_Condensing Make Up Air Unit
Residential | Res ¦ LED Downlight | 2034 | SC C | GWh | Before Competition Groups | 9.0466 | 0 | 0 | 4491.5523 | 0.0020141 | 40 | Residential_2034_SC C_GWh_Before Competition Groups_40 | LED Downlight | 0.2014% | 0 | 9.0466 | Residential_2034_SC C_GWh_Before Competition Groups_LED Downlight
Residential | Res ¦ Water Heater Temperature Setback | 2034 | SC C | GWh | Before Competition Groups | 8.0369 | 0 | 0 | 4491.5523 | 0.0017893 | 41 | Residential_2034_SC C_GWh_Before Competition Groups_41 | Water Heater Temperature Setback | 0.1789% | 0 | 8.0369 | Residential_2034_SC C_GWh_Before Competition Groups_Water Heater Temperature Setback
Residential | Res ¦ Duct Insulation MF | 2034 | SC C | GWh | Before Competition Groups | 6.4996 | 0 | 0 | 4491.5523 | 0.0014471 | 42 | Residential_2034_SC C_GWh_Before Competition Groups_42 | Duct Insulation MF | 0.1447% | 0 | 6.4996 | Residential_2034_SC C_GWh_Before Competition Groups_Duct Insulation MF
Residential | Res ¦ Heat Recovery Ventilator | 2034 | SC C | GWh | Before Competition Groups | 5.4072 | 0 | 0 | 4491.5523 | 0.0012039 | 43 | Residential_2034_SC C_GWh_Before Competition Groups_43 | Heat Recovery Ventilator | 0.1204% | 0 | 5.4072 | Residential_2034_SC C_GWh_Before Competition Groups_Heat Recovery Ventilator
Residential | Res ¦ Duct Insulation | 2034 | SC C | GWh | Before Competition Groups | 4.9751 | 0 | 0 | 4491.5523 | 0.0011077 | 44 | Residential_2034_SC C_GWh_Before Competition Groups_44 | Duct Insulation | 0.1108% | 0 | 4.9751 | Residential_2034_SC C_GWh_Before Competition Groups_Duct Insulation
Residential | Res ¦ ENERGY STAR LED Lamps (General Service Lamps) | 2034 | SC C | GWh | Before Competition Groups | 3.6128 | 0 | 0 | 4491.5523 | 0.00080435 | 45 | Residential_2034_SC C_GWh_Before Competition Groups_45 | ENERGY STAR LED Lamps (General Service Lamps) | 0.08044% | 0 | 3.6128 | Residential_2034_SC C_GWh_Before Competition Groups_ENERGY STAR LED Lamps (General Service Lamps)
Residential | Res ¦ VFD on Pumps | 2034 | SC C | GWh | Before Competition Groups | 3.3073 | 0 | 0 | 4491.5523 | 0.00073635 | 46 | Residential_2034_SC C_GWh_Before Competition Groups_46 | VFD on Pumps | 0.07363% | 0 | 3.3073 | Residential_2034_SC C_GWh_Before Competition Groups_VFD on Pumps
Residential | Res ¦ Clothes Drying Racks | 2034 | SC C | GWh | Before Competition Groups | 3.2864 | 0 | 0 | 4491.5523 | 0.00073167 | 47 | Residential_2034_SC C_GWh_Before Competition Groups_47 | Clothes Drying Racks | 0.07317% | 0 | 3.2864 | Residential_2034_SC C_GWh_Before Competition Groups_Clothes Drying Racks
Residential | Res ¦ ECM MOTORS FOR HVAC APPLICATION (FAN-POWERED VAV BOX) | 2034 | SC C | GWh | Before Competition Groups | 1.8662 | 0 | 0 | 4491.5523 | 0.00041549 | 48 | Residential_2034_SC C_GWh_Before Competition Groups_48 | ECM MOTORS FOR HVAC APPLICATION (FAN-POWERED VAV BOX) | 0.04155% | 0 | 1.8662 | Residential_2034_SC C_GWh_Before Competition Groups_ECM MOTORS FOR HVAC APPLICATION (FAN-POWERED VAV BOX)
Residential | Res ¦ Beverage Vending Machine Controls | 2034 | SC C | GWh | Before Competition Groups | 1.2772 | 0 | 0 | 4491.5523 | 0.00028435 | 49 | Residential_2034_SC C_GWh_Before Competition Groups_49 | Beverage Vending Machine Controls | 0.02844% | 0 | 1.2772 | Residential_2034_SC C_GWh_Before Competition Groups_Beverage Vending Machine Controls
Residential | Res ¦ Chilled Water Optimization | 2034 | SC C | GWh | Before Competition Groups | 0.24315 | 0 | 0 | 4491.5523 | 5.4136e-05 | 50 | Residential_2034_SC C_GWh_Before Competition Groups_50 | Chilled Water Optimization | 0.005414% | 0 | 0.24315 | Residential_2034_SC C_GWh_Before Competition Groups_Chilled Water Optimization
Residential | Res ¦ Wall Insulation | 2034 | SC C | GWh | Before Competition Groups | 0.21933 | 0 | 0 | 4491.5523 | 4.8832e-05 | 51 | Residential_2034_SC C_GWh_Before Competition Groups_51 | Wall Insulation | 0.004883% | 0 | 0.21933 | Residential_2034_SC C_GWh_Before Competition Groups_Wall Insulation
Residential | Res ¦ LED High Bay Fixture | 2034 | SC C | GWh | Before Competition Groups | 0.20671 | 0 | 0 | 4491.5523 | 4.6023e-05 | 52 | Residential_2034_SC C_GWh_Before Competition Groups_52 | LED High Bay Fixture | 0.004602% | 0 | 0.20671 | Residential_2034_SC C_GWh_Before Competition Groups_LED High Bay Fixture
Residential | Res ¦ Wall Insulation MF | 2034 | SC C | GWh | Before Competition Groups | 0.015914 | 0 | 0 | 4491.5523 | 3.5431e-06 | 53 | Residential_2034_SC C_GWh_Before Competition Groups_53 | Wall Insulation MF | 0.0003543% | 0 | 0.015914 | Residential_2034_SC C_GWh_Before Competition Groups_Wall Insulation MF
Residential | Res ¦ Freezer Recycling | 2034 | SC C | GWh | Before Competition Groups | 0.0035073 | 0 | 0 | 4491.5523 | 7.8086e-07 | 54 | Residential_2034_SC C_GWh_Before Competition Groups_54 | Freezer Recycling | 7.809e-05% | 0 | 0.0035073 | Residential_2034_SC C_GWh_Before Competition Groups_Freezer Recycling
Residential | Res ¦ Heavy Duty Outdoor/Holiday Plug-in Timers | 2034 | SC C | GWh | Before Competition Groups | 0 | 0 | 0 | 4491.5523 | 0 | 55 | Residential_2034_SC C_GWh_Before Competition Groups_55 | Heavy Duty Outdoor/Holiday Plug-in Timers | 0% | 0 | 0 | Residential_2034_SC C_GWh_Before Competition Groups_Heavy Duty Outdoor/Holiday Plug-in Timers
Residential | Res ¦ Smart Power Bar | 2034 | SC C | GWh | Before Competition Groups | 0 | 0 | 0 | 4491.5523 | 0 | 56 | Residential_2034_SC C_GWh_Before Competition Groups_56 | Smart Power Bar | 0% | 0 | 0 | Residential_2034_SC C_GWh_Before Competition Groups_Smart Power Bar
Residential | Res ¦ Energy Star LED Bulbs General Purpose LEDs | 2034 | SC D | GWh | Before Competition Groups | 419.3035 | 0 | 0 | 3498.3076 | 0.11986 | 1 | Residential_2034_SC D_GWh_Before Competition Groups_1 | Energy Star LED Bulbs General Purpose LEDs | 11.99% | 0 | 419.3035 | Residential_2034_SC D_GWh_Before Competition Groups_Energy Star LED Bulbs General Purpose LEDs
Residential | Res ¦ Energy Star LED Specialty Bulbs | 2034 | SC D | GWh | Before Competition Groups | 401.9183 | 0 | 0 | 3498.3076 | 0.11489 | 2 | Residential_2034_SC D_GWh_Before Competition Groups_2 | Energy Star LED Specialty Bulbs | 11.49% | 0 | 401.9183 | Residential_2034_SC D_GWh_Before Competition Groups_Energy Star LED Specialty Bulbs
Residential | Res ¦ Energy Star Clothes Washer | 2034 | SC D | GWh | Before Competition Groups | 364.5636 | 0 | 0 | 3498.3076 | 0.10421 | 3 | Residential_2034_SC D_GWh_Before Competition Groups_3 | Energy Star Clothes Washer | 10.42% | 0 | 364.5636 | Residential_2034_SC D_GWh_Before Competition Groups_Energy Star Clothes Washer
Residential | Res ¦ Ductless Mini-Split Heat Pump | 2034 | SC D | GWh | Before Competition Groups | 361.9334 | 0 | 0 | 3498.3076 | 0.10346 | 4 | Residential_2034_SC D_GWh_Before Competition Groups_4 | Ductless Mini-Split Heat Pump | 10.35% | 0 | 361.9334 | Residential_2034_SC D_GWh_Before Competition Groups_Ductless Mini-Split Heat Pump
Residential | Res ¦ Energy Star A Line, PAR, MR Lamps | 2034 | SC D | GWh | Before Competition Groups | 280.0389 | 0 | 0 | 3498.3076 | 0.08005 | 5 | Residential_2034_SC D_GWh_Before Competition Groups_5 | Energy Star A Line, PAR, MR Lamps | 8.005% | 0 | 280.0389 | Residential_2034_SC D_GWh_Before Competition Groups_Energy Star A Line, PAR, MR Lamps
Residential | Res ¦ Building Recommissioning, Operations and Maintenance (O&M) Improvements | 2034 | SC D | GWh | Before Competition Groups | 201.1724 | 0 | 0 | 3498.3076 | 0.057506 | 6 | Residential_2034_SC D_GWh_Before Competition Groups_6 | Building Recommissioning, Operations and Maintenance (O&M) Improvements | 5.751% | 0 | 201.1724 | Residential_2034_SC D_GWh_Before Competition Groups_Building Recommissioning, Operations and Maintenance (O&M) Improvements
Residential | Res ¦ Variable Speed Pool Pump Motor | 2034 | SC D | GWh | Before Competition Groups | 174.1605 | 0 | 0 | 3498.3076 | 0.049784 | 7 | Residential_2034_SC D_GWh_Before Competition Groups_7 | Variable Speed Pool Pump Motor | 4.978% | 0 | 174.1605 | Residential_2034_SC D_GWh_Before Competition Groups_Variable Speed Pool Pump Motor
Residential | Res ¦ Energy Star Torchiere | 2034 | SC D | GWh | Before Competition Groups | 137.6209 | 0 | 0 | 3498.3076 | 0.039339 | 8 | Residential_2034_SC D_GWh_Before Competition Groups_8 | Energy Star Torchiere | 3.934% | 0 | 137.6209 | Residential_2034_SC D_GWh_Before Competition Groups_Energy Star Torchiere
Residential | Res ¦ Adaptive Thermostat | 2034 | SC D | GWh | Before Competition Groups | 122.4597 | 0 | 0 | 3498.3076 | 0.035005 | 9 | Residential_2034_SC D_GWh_Before Competition Groups_9 | Adaptive Thermostat | 3.501% | 0 | 122.4597 | Residential_2034_SC D_GWh_Before Competition Groups_Adaptive Thermostat
Residential | Res ¦ Energy Star Air Source Heat Pump | 2034 | SC D | GWh | Before Competition Groups | 97.7085 | 0 | 0 | 3498.3076 | 0.02793 | 10 | Residential_2034_SC D_GWh_Before Competition Groups_10 | Energy Star Air Source Heat Pump | 2.793% | 0 | 97.7085 | Residential_2034_SC D_GWh_Before Competition Groups_Energy Star Air Source Heat Pump
Residential | Res ¦ Comprehensive Draft Proofing | 2034 | SC D | GWh | Before Competition Groups | 93.4502 | 0 | 0 | 3498.3076 | 0.026713 | 11 | Residential_2034_SC D_GWh_Before Competition Groups_11 | Comprehensive Draft Proofing | 2.671% | 0 | 93.4502 | Residential_2034_SC D_GWh_Before Competition Groups_Comprehensive Draft Proofing
Residential | Res ¦ Basement Wall Insulation | 2034 | SC D | GWh | Before Competition Groups | 86.7327 | 0 | 0 | 3498.3076 | 0.024793 | 12 | Residential_2034_SC D_GWh_Before Competition Groups_12 | Basement Wall Insulation | 2.479% | 0 | 86.7327 | Residential_2034_SC D_GWh_Before Competition Groups_Basement Wall Insulation
Residential | Res ¦ LED Parking Lot Fixture | 2034 | SC D | GWh | Before Competition Groups | 82.426 | 0 | 0 | 3498.3076 | 0.023562 | 13 | Residential_2034_SC D_GWh_Before Competition Groups_13 | LED Parking Lot Fixture | 2.356% | 0 | 82.426 | Residential_2034_SC D_GWh_Before Competition Groups_LED Parking Lot Fixture
Residential | Res ¦ Air Sealing | 2034 | SC D | GWh | Before Competition Groups | 57.369 | 0 | 0 | 3498.3076 | 0.016399 | 14 | Residential_2034_SC D_GWh_Before Competition Groups_14 | Air Sealing | 1.64% | 0 | 57.369 | Residential_2034_SC D_GWh_Before Competition Groups_Air Sealing
Residential | Res ¦ Energy Star Clothes Dryer | 2034 | SC D | GWh | Before Competition Groups | 56.6098 | 0 | 0 | 3498.3076 | 0.016182 | 15 | Residential_2034_SC D_GWh_Before Competition Groups_15 | Energy Star Clothes Dryer | 1.618% | 0 | 56.6098 | Residential_2034_SC D_GWh_Before Competition Groups_Energy Star Clothes Dryer
Residential | Res ¦ Occupancy Sensors MF | 2034 | SC D | GWh | Before Competition Groups | 55.9992 | 0 | 0 | 3498.3076 | 0.016008 | 16 | Residential_2034_SC D_GWh_Before Competition Groups_16 | Occupancy Sensors MF | 1.601% | 0 | 55.9992 | Residential_2034_SC D_GWh_Before Competition Groups_Occupancy Sensors MF
Residential | Res ¦ Energy Star Room Air Conditioner | 2034 | SC D | GWh | Before Competition Groups | 47.3695 | 0 | 0 | 3498.3076 | 0.013541 | 17 | Residential_2034_SC D_GWh_Before Competition Groups_17 | Energy Star Room Air Conditioner | 1.354% | 0 | 47.3695 | Residential_2034_SC D_GWh_Before Competition Groups_Energy Star Room Air Conditioner
Residential | Res ¦ Energy Star Light Fixture | 2034 | SC D | GWh | Before Competition Groups | 43.8686 | 0 | 0 | 3498.3076 | 0.01254 | 18 | Residential_2034_SC D_GWh_Before Competition Groups_18 | Energy Star Light Fixture | 1.254% | 0 | 43.8686 | Residential_2034_SC D_GWh_Before Competition Groups_Energy Star Light Fixture
Residential | Res ¦ LED Exterior Area Lights - LED Fixture (200W) | 2034 | SC D | GWh | Before Competition Groups | 37.0402 | 0 | 0 | 3498.3076 | 0.010588 | 19 | Residential_2034_SC D_GWh_Before Competition Groups_19 | LED Exterior Area Lights - LED Fixture (200W) | 1.059% | 0 | 37.0402 | Residential_2034_SC D_GWh_Before Competition Groups_LED Exterior Area Lights - LED Fixture (200W)
Residential | Res ¦ Attic Insulation | 2034 | SC D | GWh | Before Competition Groups | 35.7584 | 0 | 0 | 3498.3076 | 0.010222 | 20 | Residential_2034_SC D_GWh_Before Competition Groups_20 | Attic Insulation | 1.022% | 0 | 35.7584 | Residential_2034_SC D_GWh_Before Competition Groups_Attic Insulation
Residential | Res ¦ Home Energy Reports | 2034 | SC D | GWh | Before Competition Groups | 34.269 | 0 | 0 | 3498.3076 | 0.0097959 | 21 | Residential_2034_SC D_GWh_Before Competition Groups_21 | Home Energy Reports | 0.9796% | 0 | 34.269 | Residential_2034_SC D_GWh_Before Competition Groups_Home Energy Reports
Residential | Res ¦ Refrigerator Recycling | 2034 | SC D | GWh | Before Competition Groups | 33.0846 | 0 | 0 | 3498.3076 | 0.0094573 | 22 | Residential_2034_SC D_GWh_Before Competition Groups_22 | Refrigerator Recycling | 0.9457% | 0 | 33.0846 | Residential_2034_SC D_GWh_Before Competition Groups_Refrigerator Recycling
Residential | Res ¦ Advanced BAS/Controllers | 2034 | SC D | GWh | Before Competition Groups | 29.444 | 0 | 0 | 3498.3076 | 0.0084166 | 23 | Residential_2034_SC D_GWh_Before Competition Groups_23 | Advanced BAS/Controllers | 0.8417% | 0 | 29.444 | Residential_2034_SC D_GWh_Before Competition Groups_Advanced BAS/Controllers
Residential | Res ¦ LED Tube Re-Lamp | 2034 | SC D | GWh | Before Competition Groups | 28.0656 | 0 | 0 | 3498.3076 | 0.0080226 | 24 | Residential_2034_SC D_GWh_Before Competition Groups_24 | LED Tube Re-Lamp | 0.8023% | 0 | 28.0656 | Residential_2034_SC D_GWh_Before Competition Groups_LED Tube Re-Lamp
Residential | Res ¦ Outside Air Economizer | 2034 | SC D | GWh | Before Competition Groups | 25.6046 | 0 | 0 | 3498.3076 | 0.0073191 | 25 | Residential_2034_SC D_GWh_Before Competition Groups_25 | Outside Air Economizer | 0.7319% | 0 | 25.6046 | Residential_2034_SC D_GWh_Before Competition Groups_Outside Air Economizer
Residential | Res ¦ Energy Star Freezer | 2034 | SC D | GWh | Before Competition Groups | 25.4589 | 0 | 0 | 3498.3076 | 0.0072775 | 26 | Residential_2034_SC D_GWh_Before Competition Groups_26 | Energy Star Freezer | 0.7278% | 0 | 25.4589 | Residential_2034_SC D_GWh_Before Competition Groups_Energy Star Freezer
Residential | Res ¦ Furnace Whistle | 2034 | SC D | GWh | Before Competition Groups | 25.3541 | 0 | 0 | 3498.3076 | 0.0072475 | 27 | Residential_2034_SC D_GWh_Before Competition Groups_27 | Furnace Whistle | 0.7248% | 0 | 25.3541 | Residential_2034_SC D_GWh_Before Competition Groups_Furnace Whistle
Residential | Res ¦ Minimize Hot and Warm Clothes Wash | 2034 | SC D | GWh | Before Competition Groups | 23.4492 | 0 | 0 | 3498.3076 | 0.006703 | 28 | Residential_2034_SC D_GWh_Before Competition Groups_28 | Minimize Hot and Warm Clothes Wash | 0.6703% | 0 | 23.4492 | Residential_2034_SC D_GWh_Before Competition Groups_Minimize Hot and Warm Clothes Wash
Residential | Res ¦ Smart Burners | 2034 | SC D | GWh | Before Competition Groups | 21.5693 | 0 | 0 | 3498.3076 | 0.0061657 | 29 | Residential_2034_SC D_GWh_Before Competition Groups_29 | Smart Burners | 0.6166% | 0 | 21.5693 | Residential_2034_SC D_GWh_Before Competition Groups_Smart Burners
Residential | Res ¦ ENERGY STAR LED LAMPS (REFLECTOR LAMPs/MR16/PAR 16) | 2034 | SC D | GWh | Before Competition Groups | 16.3516 | 0 | 0 | 3498.3076 | 0.0046742 | 30 | Residential_2034_SC D_GWh_Before Competition Groups_30 | ENERGY STAR LED LAMPS (REFLECTOR LAMPs/MR16/PAR 16) | 0.4674% | 0 | 16.3516 | Residential_2034_SC D_GWh_Before Competition Groups_ENERGY STAR LED LAMPS (REFLECTOR LAMPs/MR16/PAR 16)
Residential | Res ¦ High Efficiency Chiller (avg of water and air cooled) | 2034 | SC D | GWh | Before Competition Groups | 15.4778 | 0 | 0 | 3498.3076 | 0.0044244 | 31 | Residential_2034_SC D_GWh_Before Competition Groups_31 | High Efficiency Chiller (avg of water and air cooled) | 0.4424% | 0 | 15.4778 | Residential_2034_SC D_GWh_Before Competition Groups_High Efficiency Chiller (avg of water and air cooled)
Residential | Res ¦ Variable Frequency Drive (VFD) | 2034 | SC D | GWh | Before Competition Groups | 8.3015 | 0 | 0 | 3498.3076 | 0.002373 | 32 | Residential_2034_SC D_GWh_Before Competition Groups_32 | Variable Frequency Drive (VFD) | 0.2373% | 0 | 8.3015 | Residential_2034_SC D_GWh_Before Competition Groups_Variable Frequency Drive (VFD)
Residential | Res ¦ CO Sensors for parking garage exhaust fans | 2034 | SC D | GWh | Before Competition Groups | 7.8743 | 0 | 0 | 3498.3076 | 0.0022509 | 33 | Residential_2034_SC D_GWh_Before Competition Groups_33 | CO Sensors for parking garage exhaust fans | 0.2251% | 0 | 7.8743 | Residential_2034_SC D_GWh_Before Competition Groups_CO Sensors for parking garage exhaust fans
Residential | Res ¦ Water Heater Temperature Setback | 2034 | SC D | GWh | Before Competition Groups | 7.3731 | 0 | 0 | 3498.3076 | 0.0021076 | 34 | Residential_2034_SC D_GWh_Before Competition Groups_34 | Water Heater Temperature Setback | 0.2108% | 0 | 7.3731 | Residential_2034_SC D_GWh_Before Competition Groups_Water Heater Temperature Setback
Residential | Res ¦ Tankless Water Heater | 2034 | SC D | GWh | Before Competition Groups | 5.8447 | 0 | 0 | 3498.3076 | 0.0016707 | 35 | Residential_2034_SC D_GWh_Before Competition Groups_35 | Tankless Water Heater | 0.1671% | 0 | 5.8447 | Residential_2034_SC D_GWh_Before Competition Groups_Tankless Water Heater
Residential | Res ¦ Demand Control Ventilation | 2034 | SC D | GWh | Before Competition Groups | 5.5188 | 0 | 0 | 3498.3076 | 0.0015776 | 36 | Residential_2034_SC D_GWh_Before Competition Groups_36 | Demand Control Ventilation | 0.1578% | 0 | 5.5188 | Residential_2034_SC D_GWh_Before Competition Groups_Demand Control Ventilation
Residential | Res ¦ Energy Star Dehumidifier | 2034 | SC D | GWh | Before Competition Groups | 4.2207 | 0 | 0 | 3498.3076 | 0.0012065 | 37 | Residential_2034_SC D_GWh_Before Competition Groups_37 | Energy Star Dehumidifier | 0.1207% | 0 | 4.2207 | Residential_2034_SC D_GWh_Before Competition Groups_Energy Star Dehumidifier
Residential | Res ¦ ENERGY STAR LED Lamps (General Service Lamps) | 2034 | SC D | GWh | Before Competition Groups | 3.6128 | 0 | 0 | 3498.3076 | 0.0010327 | 38 | Residential_2034_SC D_GWh_Before Competition Groups_38 | ENERGY STAR LED Lamps (General Service Lamps) | 0.1033% | 0 | 3.6128 | Residential_2034_SC D_GWh_Before Competition Groups_ENERGY STAR LED Lamps (General Service Lamps)
Residential | Res ¦ Condensing Make Up Air Unit | 2034 | SC D | GWh | Before Competition Groups | 3.4576 | 0 | 0 | 3498.3076 | 0.00098835 | 39 | Residential_2034_SC D_GWh_Before Competition Groups_39 | Condensing Make Up Air Unit | 0.09884% | 0 | 3.4576 | Residential_2034_SC D_GWh_Before Competition Groups_Condensing Make Up Air Unit
Residential | Res ¦ Clothes Drying Racks | 2034 | SC D | GWh | Before Competition Groups | 3.2864 | 0 | 0 | 3498.3076 | 0.00093941 | 40 | Residential_2034_SC D_GWh_Before Competition Groups_40 | Clothes Drying Racks | 0.09394% | 0 | 3.2864 | Residential_2034_SC D_GWh_Before Competition Groups_Clothes Drying Racks
Residential | Res ¦ VFD on Pumps | 2034 | SC D | GWh | Before Competition Groups | 2.362 | 0 | 0 | 3498.3076 | 0.00067518 | 41 | Residential_2034_SC D_GWh_Before Competition Groups_41 | VFD on Pumps | 0.06752% | 0 | 2.362 | Residential_2034_SC D_GWh_Before Competition Groups_VFD on Pumps
Residential | Res ¦ Floor Insulation | 2034 | SC D | GWh | Before Competition Groups | 2.2929 | 0 | 0 | 3498.3076 | 0.00065544 | 42 | Residential_2034_SC D_GWh_Before Competition Groups_42 | Floor Insulation | 0.06554% | 0 | 2.2929 | Residential_2034_SC D_GWh_Before Competition Groups_Floor Insulation
Residential | Res ¦ Heat Recovery Ventilator | 2034 | SC D | GWh | Before Competition Groups | 1.8663 | 0 | 0 | 3498.3076 | 0.00053348 | 43 | Residential_2034_SC D_GWh_Before Competition Groups_43 | Heat Recovery Ventilator | 0.05335% | 0 | 1.8663 | Residential_2034_SC D_GWh_Before Competition Groups_Heat Recovery Ventilator
Residential | Res ¦ LED Downlight | 2034 | SC D | GWh | Before Competition Groups | 1.8116 | 0 | 0 | 3498.3076 | 0.00051785 | 44 | Residential_2034_SC D_GWh_Before Competition Groups_44 | LED Downlight | 0.05179% | 0 | 1.8116 | Residential_2034_SC D_GWh_Before Competition Groups_LED Downlight
Residential | Res ¦ ECM MOTORS FOR HVAC APPLICATION (FAN-POWERED VAV BOX) | 2034 | SC D | GWh | Before Competition Groups | 1.4707 | 0 | 0 | 3498.3076 | 0.00042041 | 45 | Residential_2034_SC D_GWh_Before Competition Groups_45 | ECM MOTORS FOR HVAC APPLICATION (FAN-POWERED VAV BOX) | 0.04204% | 0 | 1.4707 | Residential_2034_SC D_GWh_Before Competition Groups_ECM MOTORS FOR HVAC APPLICATION (FAN-POWERED VAV BOX)
Residential | Res ¦ Duct Insulation | 2034 | SC D | GWh | Before Competition Groups | 1.2409 | 0 | 0 | 3498.3076 | 0.00035472 | 46 | Residential_2034_SC D_GWh_Before Competition Groups_46 | Duct Insulation | 0.03547% | 0 | 1.2409 | Residential_2034_SC D_GWh_Before Competition Groups_Duct Insulation
Residential | Res ¦ Beverage Vending Machine Controls | 2034 | SC D | GWh | Before Competition Groups | 1.0286 | 0 | 0 | 3498.3076 | 0.00029404 | 47 | Residential_2034_SC D_GWh_Before Competition Groups_47 | Beverage Vending Machine Controls | 0.0294% | 0 | 1.0286 | Residential_2034_SC D_GWh_Before Competition Groups_Beverage Vending Machine Controls
Residential | Res ¦ Duct Insulation MF | 2034 | SC D | GWh | Before Competition Groups | 0.73372 | 0 | 0 | 3498.3076 | 0.00020974 | 48 | Residential_2034_SC D_GWh_Before Competition Groups_48 | Duct Insulation MF | 0.02097% | 0 | 0.73372 | Residential_2034_SC D_GWh_Before Competition Groups_Duct Insulation MF
Residential | Res ¦ Chilled Water Optimization | 2034 | SC D | GWh | Before Competition Groups | 0.24315 | 0 | 0 | 3498.3076 | 6.9506e-05 | 49 | Residential_2034_SC D_GWh_Before Competition Groups_49 | Chilled Water Optimization | 0.006951% | 0 | 0.24315 | Residential_2034_SC D_GWh_Before Competition Groups_Chilled Water Optimization
Residential | Res ¦ LED High Bay Fixture | 2034 | SC D | GWh | Before Competition Groups | 0.088471 | 0 | 0 | 3498.3076 | 2.529e-05 | 50 | Residential_2034_SC D_GWh_Before Competition Groups_50 | LED High Bay Fixture | 0.002529% | 0 | 0.088471 | Residential_2034_SC D_GWh_Before Competition Groups_LED High Bay Fixture
Residential | Res ¦ Wall Insulation | 2034 | SC D | GWh | Before Competition Groups | 0.034337 | 0 | 0 | 3498.3076 | 9.8152e-06 | 51 | Residential_2034_SC D_GWh_Before Competition Groups_51 | Wall Insulation | 0.0009815% | 0 | 0.034337 | Residential_2034_SC D_GWh_Before Competition Groups_Wall Insulation
Residential | Res ¦ Wall Insulation MF | 2034 | SC D | GWh | Before Competition Groups | 0.0097403 | 0 | 0 | 3498.3076 | 2.7843e-06 | 52 | Residential_2034_SC D_GWh_Before Competition Groups_52 | Wall Insulation MF | 0.0002784% | 0 | 0.0097403 | Residential_2034_SC D_GWh_Before Competition Groups_Wall Insulation MF
Residential | Res ¦ Freezer Recycling | 2034 | SC D | GWh | Before Competition Groups | 0.0035073 | 0 | 0 | 3498.3076 | 1.0026e-06 | 53 | Residential_2034_SC D_GWh_Before Competition Groups_53 | Freezer Recycling | 0.0001003% | 0 | 0.0035073 | Residential_2034_SC D_GWh_Before Competition Groups_Freezer Recycling
Residential | Res ¦ Smart Power Bar | 2034 | SC D | GWh | Before Competition Groups | 0 | 0 | 0 | 3498.3076 | 0 | 54 | Residential_2034_SC D_GWh_Before Competition Groups_54 | Smart Power Bar | 0% | 0 | 0 | Residential_2034_SC D_GWh_Before Competition Groups_Smart Power Bar
Residential | Res ¦ Energy Star A Line, PAR, MR Lamps | 2034 | Technical | GWh | Before Competition Groups | 2054.7834 | 0 | 0 | 21864.079 | 0.09398 | 1 | Residential_2034_Technical_GWh_Before Competition Groups_1 | Energy Star A Line, PAR, MR Lamps | 9.398% | 0 | 2054.7834 | Residential_2034_Technical_GWh_Before Competition Groups_Energy Star A Line, PAR, MR Lamps
Residential | Res ¦ Energy Star LED Bulbs General Purpose LEDs | 2034 | Technical | GWh | Before Competition Groups | 2024.9892 | 0 | 0 | 21864.079 | 0.092617 | 2 | Residential_2034_Technical_GWh_Before Competition Groups_2 | Energy Star LED Bulbs General Purpose LEDs | 9.262% | 0 | 2024.9892 | Residential_2034_Technical_GWh_Before Competition Groups_Energy Star LED Bulbs General Purpose LEDs
Residential | Res ¦ Energy Star LED Specialty Bulbs | 2034 | Technical | GWh | Before Competition Groups | 1850.5142 | 0 | 0 | 21864.079 | 0.084637 | 3 | Residential_2034_Technical_GWh_Before Competition Groups_3 | Energy Star LED Specialty Bulbs | 8.464% | 0 | 1850.5142 | Residential_2034_Technical_GWh_Before Competition Groups_Energy Star LED Specialty Bulbs
Residential | Res ¦ Smart Power Bar | 2034 | Technical | GWh | Before Competition Groups | 1280.854 | 0 | 0 | 21864.079 | 0.058583 | 4 | Residential_2034_Technical_GWh_Before Competition Groups_4 | Smart Power Bar | 5.858% | 0 | 1280.854 | Residential_2034_Technical_GWh_Before Competition Groups_Smart Power Bar
Residential | Res ¦ Networked/ Connected - Indoor LED Lamp | 2034 | Technical | GWh | Before Competition Groups | 1268.6453 | 0 | 0 | 21864.079 | 0.058024 | 5 | Residential_2034_Technical_GWh_Before Competition Groups_5 | Networked/ Connected - Indoor LED Lamp | 5.802% | 0 | 1268.6453 | Residential_2034_Technical_GWh_Before Competition Groups_Networked/ Connected - Indoor LED Lamp
Residential | Res ¦ Energy Star Refrigerator | 2034 | Technical | GWh | Before Competition Groups | 878.3494 | 0 | 0 | 21864.079 | 0.040173 | 6 | Residential_2034_Technical_GWh_Before Competition Groups_6 | Energy Star Refrigerator | 4.017% | 0 | 878.3494 | Residential_2034_Technical_GWh_Before Competition Groups_Energy Star Refrigerator
Residential | Res ¦ Smart Burners | 2034 | Technical | GWh | Before Competition Groups | 782.9913 | 0 | 0 | 21864.079 | 0.035812 | 7 | Residential_2034_Technical_GWh_Before Competition Groups_7 | Smart Burners | 3.581% | 0 | 782.9913 | Residential_2034_Technical_GWh_Before Competition Groups_Smart Burners
Residential | Res ¦ Energy Star Clothes Washer | 2034 | Technical | GWh | Before Competition Groups | 711.4272 | 0 | 0 | 21864.079 | 0.032539 | 8 | Residential_2034_Technical_GWh_Before Competition Groups_8 | Energy Star Clothes Washer | 3.254% | 0 | 711.4272 | Residential_2034_Technical_GWh_Before Competition Groups_Energy Star Clothes Washer
Residential | Res ¦ Energy Star Ground Source Heat Pump | 2034 | Technical | GWh | Before Competition Groups | 695.7053 | 0 | 0 | 21864.079 | 0.03182 | 9 | Residential_2034_Technical_GWh_Before Competition Groups_9 | Energy Star Ground Source Heat Pump | 3.182% | 0 | 695.7053 | Residential_2034_Technical_GWh_Before Competition Groups_Energy Star Ground Source Heat Pump
Residential | Res ¦ Ductless Mini-Split Heat Pump | 2034 | Technical | GWh | Before Competition Groups | 692.0676 | 0 | 0 | 21864.079 | 0.031653 | 10 | Residential_2034_Technical_GWh_Before Competition Groups_10 | Ductless Mini-Split Heat Pump | 3.165% | 0 | 692.0676 | Residential_2034_Technical_GWh_Before Competition Groups_Ductless Mini-Split Heat Pump
Residential | Res ¦ Adaptive Thermostat | 2034 | Technical | GWh | Before Competition Groups | 689.1544 | 0 | 0 | 21864.079 | 0.03152 | 11 | Residential_2034_Technical_GWh_Before Competition Groups_11 | Adaptive Thermostat | 3.152% | 0 | 689.1544 | Residential_2034_Technical_GWh_Before Competition Groups_Adaptive Thermostat
Residential | Res ¦ Heat Pump Clothes Dryer | 2034 | Technical | GWh | Before Competition Groups | 602.5983 | 0 | 0 | 21864.079 | 0.027561 | 12 | Residential_2034_Technical_GWh_Before Competition Groups_12 | Heat Pump Clothes Dryer | 2.756% | 0 | 602.5983 | Residential_2034_Technical_GWh_Before Competition Groups_Heat Pump Clothes Dryer
Residential | Res ¦ Induction Cooking Stove Top | 2034 | Technical | GWh | Before Competition Groups | 482.3226 | 0 | 0 | 21864.079 | 0.02206 | 13 | Residential_2034_Technical_GWh_Before Competition Groups_13 | Induction Cooking Stove Top | 2.206% | 0 | 482.3226 | Residential_2034_Technical_GWh_Before Competition Groups_Induction Cooking Stove Top
Residential | Res ¦ Air Sealing | 2034 | Technical | GWh | Before Competition Groups | 460.7218 | 0 | 0 | 21864.079 | 0.021072 | 14 | Residential_2034_Technical_GWh_Before Competition Groups_14 | Air Sealing | 2.107% | 0 | 460.7218 | Residential_2034_Technical_GWh_Before Competition Groups_Air Sealing
Residential | Res ¦ Energy Star Central Air Conditioner | 2034 | Technical | GWh | Before Competition Groups | 430.3142 | 0 | 0 | 21864.079 | 0.019681 | 15 | Residential_2034_Technical_GWh_Before Competition Groups_15 | Energy Star Central Air Conditioner | 1.968% | 0 | 430.3142 | Residential_2034_Technical_GWh_Before Competition Groups_Energy Star Central Air Conditioner
Residential | Res ¦ Energy Star Air Source Heat Pump | 2034 | Technical | GWh | Before Competition Groups | 394.5885 | 0 | 0 | 21864.079 | 0.018047 | 16 | Residential_2034_Technical_GWh_Before Competition Groups_16 | Energy Star Air Source Heat Pump | 1.805% | 0 | 394.5885 | Residential_2034_Technical_GWh_Before Competition Groups_Energy Star Air Source Heat Pump
Residential | Res ¦ Energy Star Light Fixture | 2034 | Technical | GWh | Before Competition Groups | 381.8377 | 0 | 0 | 21864.079 | 0.017464 | 17 | Residential_2034_Technical_GWh_Before Competition Groups_17 | Energy Star Light Fixture | 1.746% | 0 | 381.8377 | Residential_2034_Technical_GWh_Before Competition Groups_Energy Star Light Fixture
Residential | Res ¦ Car Block Heater Timer | 2034 | Technical | GWh | Before Competition Groups | 363.759 | 0 | 0 | 21864.079 | 0.016637 | 18 | Residential_2034_Technical_GWh_Before Competition Groups_18 | Car Block Heater Timer | 1.664% | 0 | 363.759 | Residential_2034_Technical_GWh_Before Competition Groups_Car Block Heater Timer
Residential | Res ¦ Energy Star Clothes Dryer | 2034 | Technical | GWh | Before Competition Groups | 344.1853 | 0 | 0 | 21864.079 | 0.015742 | 19 | Residential_2034_Technical_GWh_Before Competition Groups_19 | Energy Star Clothes Dryer | 1.574% | 0 | 344.1853 | Residential_2034_Technical_GWh_Before Competition Groups_Energy Star Clothes Dryer
Residential | Res ¦ Variable Speed Pool Pump Motor | 2034 | Technical | GWh | Before Competition Groups | 338.3418 | 0 | 0 | 21864.079 | 0.015475 | 20 | Residential_2034_Technical_GWh_Before Competition Groups_20 | Variable Speed Pool Pump Motor | 1.547% | 0 | 338.3418 | Residential_2034_Technical_GWh_Before Competition Groups_Variable Speed Pool Pump Motor
Residential | Res ¦ Ductless Mini-Split Air Conditioner | 2034 | Technical | GWh | Before Competition Groups | 329.5612 | 0 | 0 | 21864.079 | 0.015073 | 21 | Residential_2034_Technical_GWh_Before Competition Groups_21 | Ductless Mini-Split Air Conditioner | 1.507% | 0 | 329.5612 | Residential_2034_Technical_GWh_Before Competition Groups_Ductless Mini-Split Air Conditioner
Residential | Res ¦ Energy Star Torchiere | 2034 | Technical | GWh | Before Competition Groups | 303.3084 | 0 | 0 | 21864.079 | 0.013872 | 22 | Residential_2034_Technical_GWh_Before Competition Groups_22 | Energy Star Torchiere | 1.387% | 0 | 303.3084 | Residential_2034_Technical_GWh_Before Competition Groups_Energy Star Torchiere
Residential | Res ¦ Passive Attic Ventilation | 2034 | Technical | GWh | Before Competition Groups | 272.8106 | 0 | 0 | 21864.079 | 0.012478 | 23 | Residential_2034_Technical_GWh_Before Competition Groups_23 | Passive Attic Ventilation | 1.248% | 0 | 272.8106 | Residential_2034_Technical_GWh_Before Competition Groups_Passive Attic Ventilation
Residential | Res ¦ Building Recommissioning, Operations and Maintenance (O&M) Improvements | 2034 | Technical | GWh | Before Competition Groups | 262.2088 | 0 | 0 | 21864.079 | 0.011993 | 24 | Residential_2034_Technical_GWh_Before Competition Groups_24 | Building Recommissioning, Operations and Maintenance (O&M) Improvements | 1.199% | 0 | 262.2088 | Residential_2034_Technical_GWh_Before Competition Groups_Building Recommissioning, Operations and Maintenance (O&M) Improvements
Residential | Res ¦ Energy Star Windows | 2034 | Technical | GWh | Before Competition Groups | 249.8832 | 0 | 0 | 21864.079 | 0.011429 | 25 | Residential_2034_Technical_GWh_Before Competition Groups_25 | Energy Star Windows | 1.143% | 0 | 249.8832 | Residential_2034_Technical_GWh_Before Competition Groups_Energy Star Windows
Residential | Res ¦ Basement Wall Insulation | 2034 | Technical | GWh | Before Competition Groups | 241.8501 | 0 | 0 | 21864.079 | 0.011062 | 26 | Residential_2034_Technical_GWh_Before Competition Groups_26 | Basement Wall Insulation | 1.106% | 0 | 241.8501 | Residential_2034_Technical_GWh_Before Competition Groups_Basement Wall Insulation
Residential | Res ¦ Basement or Crawlspace Insulation | 2034 | Technical | GWh | Before Competition Groups | 200.8391 | 0 | 0 | 21864.079 | 0.0091858 | 27 | Residential_2034_Technical_GWh_Before Competition Groups_27 | Basement or Crawlspace Insulation | 0.9186% | 0 | 200.8391 | Residential_2034_Technical_GWh_Before Competition Groups_Basement or Crawlspace Insulation
Residential | Res ¦ Attic Insulation | 2034 | Technical | GWh | Before Competition Groups | 186.5718 | 0 | 0 | 21864.079 | 0.0085333 | 28 | Residential_2034_Technical_GWh_Before Competition Groups_28 | Attic Insulation | 0.8533% | 0 | 186.5718 | Residential_2034_Technical_GWh_Before Competition Groups_Attic Insulation
Residential | Res ¦ Lighting Motion Sensors, Timers, Dimmers | 2034 | Technical | GWh | Before Competition Groups | 159.8349 | 0 | 0 | 21864.079 | 0.0073104 | 29 | Residential_2034_Technical_GWh_Before Competition Groups_29 | Lighting Motion Sensors, Timers, Dimmers | 0.731% | 0 | 159.8349 | Residential_2034_Technical_GWh_Before Competition Groups_Lighting Motion Sensors, Timers, Dimmers
Residential | Res ¦ Wall Insulation | 2034 | Technical | GWh | Before Competition Groups | 145.7696 | 0 | 0 | 21864.079 | 0.0066671 | 30 | Residential_2034_Technical_GWh_Before Competition Groups_30 | Wall Insulation | 0.6667% | 0 | 145.7696 | Residential_2034_Technical_GWh_Before Competition Groups_Wall Insulation
Residential | Res ¦ Comprehensive Draft Proofing | 2034 | Technical | GWh | Before Competition Groups | 133.3626 | 0 | 0 | 21864.079 | 0.0060996 | 31 | Residential_2034_Technical_GWh_Before Competition Groups_31 | Comprehensive Draft Proofing | 0.61% | 0 | 133.3626 | Residential_2034_Technical_GWh_Before Competition Groups_Comprehensive Draft Proofing
Residential | Res ¦ Energy Star Room Air Conditioner | 2034 | Technical | GWh | Before Competition Groups | 127.4266 | 0 | 0 | 21864.079 | 0.0058281 | 32 | Residential_2034_Technical_GWh_Before Competition Groups_32 | Energy Star Room Air Conditioner | 0.5828% | 0 | 127.4266 | Residential_2034_Technical_GWh_Before Competition Groups_Energy Star Room Air Conditioner
Residential | Res ¦ Solar Powered Attic Fan | 2034 | Technical | GWh | Before Competition Groups | 126.2543 | 0 | 0 | 21864.079 | 0.0057745 | 33 | Residential_2034_Technical_GWh_Before Competition Groups_33 | Solar Powered Attic Fan | 0.5775% | 0 | 126.2543 | Residential_2034_Technical_GWh_Before Competition Groups_Solar Powered Attic Fan
Residential | Res ¦ Variable Refrigerant Flow Heat Pump | 2034 | Technical | GWh | Before Competition Groups | 111.1508 | 0 | 0 | 21864.079 | 0.0050837 | 34 | Residential_2034_Technical_GWh_Before Competition Groups_34 | Variable Refrigerant Flow Heat Pump | 0.5084% | 0 | 111.1508 | Residential_2034_Technical_GWh_Before Competition Groups_Variable Refrigerant Flow Heat Pump
Residential | Res ¦ Networked/ Connected - Indoor LED Luminaire | 2034 | Technical | GWh | Before Competition Groups | 103.1838 | 0 | 0 | 21864.079 | 0.0047193 | 35 | Residential_2034_Technical_GWh_Before Competition Groups_35 | Networked/ Connected - Indoor LED Luminaire | 0.4719% | 0 | 103.1838 | Residential_2034_Technical_GWh_Before Competition Groups_Networked/ Connected - Indoor LED Luminaire
Residential | Res ¦ Air Source Heat Pump | 2034 | Technical | GWh | Before Competition Groups | 101.0891 | 0 | 0 | 21864.079 | 0.0046235 | 36 | Residential_2034_Technical_GWh_Before Competition Groups_36 | Air Source Heat Pump | 0.4624% | 0 | 101.0891 | Residential_2034_Technical_GWh_Before Competition Groups_Air Source Heat Pump
Residential | Res ¦ Furnace with ECM | 2034 | Technical | GWh | Before Competition Groups | 100.4849 | 0 | 0 | 21864.079 | 0.0045959 | 37 | Residential_2034_Technical_GWh_Before Competition Groups_37 | Furnace with ECM | 0.4596% | 0 | 100.4849 | Residential_2034_Technical_GWh_Before Competition Groups_Furnace with ECM
Residential | Res ¦ Radiant Barrier | 2034 | Technical | GWh | Before Competition Groups | 93.2881 | 0 | 0 | 21864.079 | 0.0042667 | 38 | Residential_2034_Technical_GWh_Before Competition Groups_38 | Radiant Barrier | 0.4267% | 0 | 93.2881 | Residential_2034_Technical_GWh_Before Competition Groups_Radiant Barrier
Residential | Res ¦ Heavy Duty Outdoor/Holiday Plug-in Timers | 2034 | Technical | GWh | Before Competition Groups | 92.8756 | 0 | 0 | 21864.079 | 0.0042479 | 39 | Residential_2034_Technical_GWh_Before Competition Groups_39 | Heavy Duty Outdoor/Holiday Plug-in Timers | 0.4248% | 0 | 92.8756 | Residential_2034_Technical_GWh_Before Competition Groups_Heavy Duty Outdoor/Holiday Plug-in Timers
Residential | Res ¦ Home Energy Reports | 2034 | Technical | GWh | Before Competition Groups | 91.5195 | 0 | 0 | 21864.079 | 0.0041858 | 40 | Residential_2034_Technical_GWh_Before Competition Groups_40 | Home Energy Reports | 0.4186% | 0 | 91.5195 | Residential_2034_Technical_GWh_Before Competition Groups_Home Energy Reports
Residential | Res ¦ Energy Star Ceiling Fan/Lighting | 2034 | Technical | GWh | Before Competition Groups | 89.1982 | 0 | 0 | 21864.079 | 0.0040797 | 41 | Residential_2034_Technical_GWh_Before Competition Groups_41 | Energy Star Ceiling Fan/Lighting | 0.408% | 0 | 89.1982 | Residential_2034_Technical_GWh_Before Competition Groups_Energy Star Ceiling Fan/Lighting
Residential | Res ¦ LED Downlight | 2034 | Technical | GWh | Before Competition Groups | 86.1942 | 0 | 0 | 21864.079 | 0.0039423 | 42 | Residential_2034_Technical_GWh_Before Competition Groups_42 | LED Downlight | 0.3942% | 0 | 86.1942 | Residential_2034_Technical_GWh_Before Competition Groups_LED Downlight
Residential | Res ¦ LED Parking Lot Fixture | 2034 | Technical | GWh | Before Competition Groups | 81.8124 | 0 | 0 | 21864.079 | 0.0037419 | 43 | Residential_2034_Technical_GWh_Before Competition Groups_43 | LED Parking Lot Fixture | 0.3742% | 0 | 81.8124 | Residential_2034_Technical_GWh_Before Competition Groups_LED Parking Lot Fixture
Residential | Res ¦ Energy Star Freezer | 2034 | Technical | GWh | Before Competition Groups | 80.4244 | 0 | 0 | 21864.079 | 0.0036784 | 44 | Residential_2034_Technical_GWh_Before Competition Groups_44 | Energy Star Freezer | 0.3678% | 0 | 80.4244 | Residential_2034_Technical_GWh_Before Competition Groups_Energy Star Freezer
Residential | Res ¦ Ceiling Insulation | 2034 | Technical | GWh | Before Competition Groups | 73.0704 | 0 | 0 | 21864.079 | 0.003342 | 45 | Residential_2034_Technical_GWh_Before Competition Groups_45 | Ceiling Insulation | 0.3342% | 0 | 73.0704 | Residential_2034_Technical_GWh_Before Competition Groups_Ceiling Insulation
Residential | Res ¦ Window Film | 2034 | Technical | GWh | Before Competition Groups | 71.6124 | 0 | 0 | 21864.079 | 0.0032753 | 46 | Residential_2034_Technical_GWh_Before Competition Groups_46 | Window Film | 0.3275% | 0 | 71.6124 | Residential_2034_Technical_GWh_Before Competition Groups_Window Film
Residential | Res ¦ Refrigerator Recycling | 2034 | Technical | GWh | Before Competition Groups | 68.7338 | 0 | 0 | 21864.079 | 0.0031437 | 47 | Residential_2034_Technical_GWh_Before Competition Groups_47 | Refrigerator Recycling | 0.3144% | 0 | 68.7338 | Residential_2034_Technical_GWh_Before Competition Groups_Refrigerator Recycling
Residential | Res ¦ Heat Pump Water Heater | 2034 | Technical | GWh | Before Competition Groups | 65.7717 | 0 | 0 | 21864.079 | 0.0030082 | 48 | Residential_2034_Technical_GWh_Before Competition Groups_48 | Heat Pump Water Heater | 0.3008% | 0 | 65.7717 | Residential_2034_Technical_GWh_Before Competition Groups_Heat Pump Water Heater
Residential | Res ¦ Clothes Drying Racks | 2034 | Technical | GWh | Before Competition Groups | 62.7639 | 0 | 0 | 21864.079 | 0.0028706 | 49 | Residential_2034_Technical_GWh_Before Competition Groups_49 | Clothes Drying Racks | 0.2871% | 0 | 62.7639 | Residential_2034_Technical_GWh_Before Competition Groups_Clothes Drying Racks
Residential | Res ¦ Occupancy Sensors MF | 2034 | Technical | GWh | Before Competition Groups | 61.5692 | 0 | 0 | 21864.079 | 0.002816 | 50 | Residential_2034_Technical_GWh_Before Competition Groups_50 | Occupancy Sensors MF | 0.2816% | 0 | 61.5692 | Residential_2034_Technical_GWh_Before Competition Groups_Occupancy Sensors MF
Residential | Res ¦ Freezer Recycling | 2034 | Technical | GWh | Before Competition Groups | 60.3096 | 0 | 0 | 21864.079 | 0.0027584 | 51 | Residential_2034_Technical_GWh_Before Competition Groups_51 | Freezer Recycling | 0.2758% | 0 | 60.3096 | Residential_2034_Technical_GWh_Before Competition Groups_Freezer Recycling
Residential | Res ¦ Duct Insulation | 2034 | Technical | GWh | Before Competition Groups | 60.0694 | 0 | 0 | 21864.079 | 0.0027474 | 52 | Residential_2034_Technical_GWh_Before Competition Groups_52 | Duct Insulation | 0.2747% | 0 | 60.0694 | Residential_2034_Technical_GWh_Before Competition Groups_Duct Insulation
Residential | Res ¦ Tankless Water Heater | 2034 | Technical | GWh | Before Competition Groups | 59.43 | 0 | 0 | 21864.079 | 0.0027182 | 53 | Residential_2034_Technical_GWh_Before Competition Groups_53 | Tankless Water Heater | 0.2718% | 0 | 59.43 | Residential_2034_Technical_GWh_Before Competition Groups_Tankless Water Heater
Residential | Res ¦ Floor Insulation | 2034 | Technical | GWh | Before Competition Groups | 48.8977 | 0 | 0 | 21864.079 | 0.0022364 | 54 | Residential_2034_Technical_GWh_Before Competition Groups_54 | Floor Insulation | 0.2236% | 0 | 48.8977 | Residential_2034_Technical_GWh_Before Competition Groups_Floor Insulation
Residential | Res ¦ Heat Recovery Ventilator | 2034 | Technical | GWh | Before Competition Groups | 47.6426 | 0 | 0 | 21864.079 | 0.002179 | 55 | Residential_2034_Technical_GWh_Before Competition Groups_55 | Heat Recovery Ventilator | 0.2179% | 0 | 47.6426 | Residential_2034_Technical_GWh_Before Competition Groups_Heat Recovery Ventilator
Residential | Res ¦ Dehumidifier Recycling | 2034 | Technical | GWh | Before Competition Groups | 41.8197 | 0 | 0 | 21864.079 | 0.0019127 | 56 | Residential_2034_Technical_GWh_Before Competition Groups_56 | Dehumidifier Recycling | 0.1913% | 0 | 41.8197 | Residential_2034_Technical_GWh_Before Competition Groups_Dehumidifier Recycling
Residential | Res ¦ Central Lighting Control System | 2034 | Technical | GWh | Before Competition Groups | 41.5972 | 0 | 0 | 21864.079 | 0.0019025 | 57 | Residential_2034_Technical_GWh_Before Competition Groups_57 | Central Lighting Control System | 0.1903% | 0 | 41.5972 | Residential_2034_Technical_GWh_Before Competition Groups_Central Lighting Control System
Residential | Res ¦ LED Exterior Area Lights - LED Fixture (200W) | 2034 | Technical | GWh | Before Competition Groups | 38.4381 | 0 | 0 | 21864.079 | 0.001758 | 58 | Residential_2034_Technical_GWh_Before Competition Groups_58 | LED Exterior Area Lights - LED Fixture (200W) | 0.1758% | 0 | 38.4381 | Residential_2034_Technical_GWh_Before Competition Groups_LED Exterior Area Lights - LED Fixture (200W)
Residential | Res ¦ Advanced BAS/Controllers | 2034 | Technical | GWh | Before Competition Groups | 38.3774 | 0 | 0 | 21864.079 | 0.0017553 | 59 | Residential_2034_Technical_GWh_Before Competition Groups_59 | Advanced BAS/Controllers | 0.1755% | 0 | 38.3774 | Residential_2034_Technical_GWh_Before Competition Groups_Advanced BAS/Controllers
Residential | Res ¦ INTEGRAL LED TROFFERS | 2034 | Technical | GWh | Before Competition Groups | 33.6863 | 0 | 0 | 21864.079 | 0.0015407 | 60 | Residential_2034_Technical_GWh_Before Competition Groups_60 | INTEGRAL LED TROFFERS | 0.1541% | 0 | 33.6863 | Residential_2034_Technical_GWh_Before Competition Groups_INTEGRAL LED TROFFERS
Residential | Res ¦ Minimize Hot and Warm Clothes Wash | 2034 | Technical | GWh | Before Competition Groups | 33.5458 | 0 | 0 | 21864.079 | 0.0015343 | 61 | Residential_2034_Technical_GWh_Before Competition Groups_61 | Minimize Hot and Warm Clothes Wash | 0.1534% | 0 | 33.5458 | Residential_2034_Technical_GWh_Before Competition Groups_Minimize Hot and Warm Clothes Wash
Residential | Res ¦ Furnace Whistle | 2034 | Technical | GWh | Before Competition Groups | 33.0466 | 0 | 0 | 21864.079 | 0.0015115 | 62 | Residential_2034_Technical_GWh_Before Competition Groups_62 | Furnace Whistle | 0.1511% | 0 | 33.0466 | Residential_2034_Technical_GWh_Before Competition Groups_Furnace Whistle
Residential | Res ¦ LED Tube Re-Lamp | 2034 | Technical | GWh | Before Competition Groups | 32.5579 | 0 | 0 | 21864.079 | 0.0014891 | 63 | Residential_2034_Technical_GWh_Before Competition Groups_63 | LED Tube Re-Lamp | 0.1489% | 0 | 32.5579 | Residential_2034_Technical_GWh_Before Competition Groups_LED Tube Re-Lamp
Residential | Res ¦ Solar Water Heating System | 2034 | Technical | GWh | Before Competition Groups | 32.4045 | 0 | 0 | 21864.079 | 0.0014821 | 64 | Residential_2034_Technical_GWh_Before Competition Groups_64 | Solar Water Heating System | 0.1482% | 0 | 32.4045 | Residential_2034_Technical_GWh_Before Competition Groups_Solar Water Heating System
Residential | Res ¦ Outside Air Economizer | 2034 | Technical | GWh | Before Competition Groups | 30.3682 | 0 | 0 | 21864.079 | 0.001389 | 65 | Residential_2034_Technical_GWh_Before Competition Groups_65 | Outside Air Economizer | 0.1389% | 0 | 30.3682 | Residential_2034_Technical_GWh_Before Competition Groups_Outside Air Economizer
Residential | Res ¦ Early Hot Water Heater Replacement | 2034 | Technical | GWh | Before Competition Groups | 29.9338 | 0 | 0 | 21864.079 | 0.0013691 | 66 | Residential_2034_Technical_GWh_Before Competition Groups_66 | Early Hot Water Heater Replacement | 0.1369% | 0 | 29.9338 | Residential_2034_Technical_GWh_Before Competition Groups_Early Hot Water Heater Replacement
Residential | Res ¦ High Efficiency Storage Water Heater | 2034 | Technical | GWh | Before Competition Groups | 28.6996 | 0 | 0 | 21864.079 | 0.0013126 | 67 | Residential_2034_Technical_GWh_Before Competition Groups_67 | High Efficiency Storage Water Heater | 0.1313% | 0 | 28.6996 | Residential_2034_Technical_GWh_Before Competition Groups_High Efficiency Storage Water Heater
Residential | Res ¦ Energy Star Dishwasher | 2034 | Technical | GWh | Before Competition Groups | 26.9183 | 0 | 0 | 21864.079 | 0.0012312 | 68 | Residential_2034_Technical_GWh_Before Competition Groups_68 | Energy Star Dishwasher | 0.1231% | 0 | 26.9183 | Residential_2034_Technical_GWh_Before Competition Groups_Energy Star Dishwasher
Residential | Res ¦ Duct Insulation MF | 2034 | Technical | GWh | Before Competition Groups | 26.4999 | 0 | 0 | 21864.079 | 0.001212 | 69 | Residential_2034_Technical_GWh_Before Competition Groups_69 | Duct Insulation MF | 0.1212% | 0 | 26.4999 | Residential_2034_Technical_GWh_Before Competition Groups_Duct Insulation MF
Residential | Res ¦ Energy Star Dehumidifier | 2034 | Technical | GWh | Before Competition Groups | 24.5717 | 0 | 0 | 21864.079 | 0.0011238 | 70 | Residential_2034_Technical_GWh_Before Competition Groups_70 | Energy Star Dehumidifier | 0.1124% | 0 | 24.5717 | Residential_2034_Technical_GWh_Before Competition Groups_Energy Star Dehumidifier
Residential | Res ¦ Central Air Conditioner Maintenance | 2034 | Technical | GWh | Before Competition Groups | 24.4544 | 0 | 0 | 21864.079 | 0.0011185 | 71 | Residential_2034_Technical_GWh_Before Competition Groups_71 | Central Air Conditioner Maintenance | 0.1118% | 0 | 24.4544 | Residential_2034_Technical_GWh_Before Competition Groups_Central Air Conditioner Maintenance
Residential | Res ¦ Drain Water Heat Recovery | 2034 | Technical | GWh | Before Competition Groups | 20.1052 | 0 | 0 | 21864.079 | 0.00091955 | 72 | Residential_2034_Technical_GWh_Before Competition Groups_72 | Drain Water Heat Recovery | 0.09196% | 0 | 20.1052 | Residential_2034_Technical_GWh_Before Competition Groups_Drain Water Heat Recovery
Residential | Res ¦ CO Sensors for parking garage exhaust fans | 2034 | Technical | GWh | Before Competition Groups | 19.16 | 0 | 0 | 21864.079 | 0.00087632 | 73 | Residential_2034_Technical_GWh_Before Competition Groups_73 | CO Sensors for parking garage exhaust fans | 0.08763% | 0 | 19.16 | Residential_2034_Technical_GWh_Before Competition Groups_CO Sensors for parking garage exhaust fans
Residential | Res ¦ Condensing Make Up Air Unit | 2034 | Technical | GWh | Before Competition Groups | 18.3936 | 0 | 0 | 21864.079 | 0.00084127 | 74 | Residential_2034_Technical_GWh_Before Competition Groups_74 | Condensing Make Up Air Unit | 0.08413% | 0 | 18.3936 | Residential_2034_Technical_GWh_Before Competition Groups_Condensing Make Up Air Unit
Residential | Res ¦ Demand Control Ventilation | 2034 | Technical | GWh | Before Competition Groups | 17.6997 | 0 | 0 | 21864.079 | 0.00080953 | 75 | Residential_2034_Technical_GWh_Before Competition Groups_75 | Demand Control Ventilation | 0.08095% | 0 | 17.6997 | Residential_2034_Technical_GWh_Before Competition Groups_Demand Control Ventilation
Residential | Res ¦ High Efficiency Chiller (avg of water and air cooled) | 2034 | Technical | GWh | Before Competition Groups | 17.4964 | 0 | 0 | 21864.079 | 0.00080023 | 76 | Residential_2034_Technical_GWh_Before Competition Groups_76 | High Efficiency Chiller (avg of water and air cooled) | 0.08002% | 0 | 17.4964 | Residential_2034_Technical_GWh_Before Competition Groups_High Efficiency Chiller (avg of water and air cooled)
Residential | Res ¦ ENERGY STAR LED LAMPS (REFLECTOR LAMPs/MR16/PAR 16) | 2034 | Technical | GWh | Before Competition Groups | 15.2016 | 0 | 0 | 21864.079 | 0.00069528 | 77 | Residential_2034_Technical_GWh_Before Competition Groups_77 | ENERGY STAR LED LAMPS (REFLECTOR LAMPs/MR16/PAR 16) | 0.06953% | 0 | 15.2016 | Residential_2034_Technical_GWh_Before Competition Groups_ENERGY STAR LED LAMPS (REFLECTOR LAMPs/MR16/PAR 16)
Residential | Res ¦ Variable Frequency Drive (VFD) | 2034 | Technical | GWh | Before Competition Groups | 14.0184 | 0 | 0 | 21864.079 | 0.00064116 | 78 | Residential_2034_Technical_GWh_Before Competition Groups_78 | Variable Frequency Drive (VFD) | 0.06412% | 0 | 14.0184 | Residential_2034_Technical_GWh_Before Competition Groups_Variable Frequency Drive (VFD)
Residential | Res ¦ Water Heater Temperature Setback | 2034 | Technical | GWh | Before Competition Groups | 10.4754 | 0 | 0 | 21864.079 | 0.00047911 | 79 | Residential_2034_Technical_GWh_Before Competition Groups_79 | Water Heater Temperature Setback | 0.04791% | 0 | 10.4754 | Residential_2034_Technical_GWh_Before Competition Groups_Water Heater Temperature Setback
Residential | Res ¦ DHW Recirculation Systems | 2034 | Technical | GWh | Before Competition Groups | 9.4577 | 0 | 0 | 21864.079 | 0.00043257 | 80 | Residential_2034_Technical_GWh_Before Competition Groups_80 | DHW Recirculation Systems | 0.04326% | 0 | 9.4577 | Residential_2034_Technical_GWh_Before Competition Groups_DHW Recirculation Systems
Residential | Res ¦ Air Source Heat Pump Maintenance | 2034 | Technical | GWh | Before Competition Groups | 8.5533 | 0 | 0 | 21864.079 | 0.0003912 | 81 | Residential_2034_Technical_GWh_Before Competition Groups_81 | Air Source Heat Pump Maintenance | 0.03912% | 0 | 8.5533 | Residential_2034_Technical_GWh_Before Competition Groups_Air Source Heat Pump Maintenance
Residential | Res ¦ VFD on Pumps | 2034 | Technical | GWh | Before Competition Groups | 4.3108 | 0 | 0 | 21864.079 | 0.00019716 | 82 | Residential_2034_Technical_GWh_Before Competition Groups_82 | VFD on Pumps | 0.01972% | 0 | 4.3108 | Residential_2034_Technical_GWh_Before Competition Groups_VFD on Pumps
Residential | Res ¦ ENERGY STAR LED Lamps (General Service Lamps) | 2034 | Technical | GWh | Before Competition Groups | 3.5744 | 0 | 0 | 21864.079 | 0.00016348 | 83 | Residential_2034_Technical_GWh_Before Competition Groups_83 | ENERGY STAR LED Lamps (General Service Lamps) | 0.01635% | 0 | 3.5744 | Residential_2034_Technical_GWh_Before Competition Groups_ENERGY STAR LED Lamps (General Service Lamps)
Residential | Res ¦ ECM MOTORS FOR HVAC APPLICATION (FAN-POWERED VAV BOX) | 2034 | Technical | GWh | Before Competition Groups | 3.091 | 0 | 0 | 21864.079 | 0.00014138 | 84 | Residential_2034_Technical_GWh_Before Competition Groups_84 | ECM MOTORS FOR HVAC APPLICATION (FAN-POWERED VAV BOX) | 0.01414% | 0 | 3.091 | Residential_2034_Technical_GWh_Before Competition Groups_ECM MOTORS FOR HVAC APPLICATION (FAN-POWERED VAV BOX)
Residential | Res ¦ HVAC Optimization | 2034 | Technical | GWh | Before Competition Groups | 3.062 | 0 | 0 | 21864.079 | 0.00014005 | 85 | Residential_2034_Technical_GWh_Before Competition Groups_85 | HVAC Optimization | 0.014% | 0 | 3.062 | Residential_2034_Technical_GWh_Before Competition Groups_HVAC Optimization
Residential | Res ¦ Beverage Vending Machine Controls | 2034 | Technical | GWh | Before Competition Groups | 2.2232 | 0 | 0 | 21864.079 | 0.00010168 | 86 | Residential_2034_Technical_GWh_Before Competition Groups_86 | Beverage Vending Machine Controls | 0.01017% | 0 | 2.2232 | Residential_2034_Technical_GWh_Before Competition Groups_Beverage Vending Machine Controls
Residential | Res ¦ Wall Insulation MF | 2034 | Technical | GWh | Before Competition Groups | 0.53223 | 0 | 0 | 21864.079 | 2.4343e-05 | 87 | Residential_2034_Technical_GWh_Before Competition Groups_87 | Wall Insulation MF | 0.002434% | 0 | 0.53223 | Residential_2034_Technical_GWh_Before Competition Groups_Wall Insulation MF
Residential | Res ¦ Chilled Water Optimization | 2034 | Technical | GWh | Before Competition Groups | 0.43753 | 0 | 0 | 21864.079 | 2.0011e-05 | 88 | Residential_2034_Technical_GWh_Before Competition Groups_88 | Chilled Water Optimization | 0.002001% | 0 | 0.43753 | Residential_2034_Technical_GWh_Before Competition Groups_Chilled Water Optimization
Residential | Res ¦ LED Recessed Downlights | 2034 | Technical | GWh | Before Competition Groups | 0.18183 | 0 | 0 | 21864.079 | 8.3162e-06 | 89 | Residential_2034_Technical_GWh_Before Competition Groups_89 | LED Recessed Downlights | 0.0008316% | 0 | 0.18183 | Residential_2034_Technical_GWh_Before Competition Groups_LED Recessed Downlights
Residential | Res ¦ LED High Bay Fixture | 2034 | Technical | GWh | Before Competition Groups | 0.15538 | 0 | 0 | 21864.079 | 7.1066e-06 | 90 | Residential_2034_Technical_GWh_Before Competition Groups_90 | LED High Bay Fixture | 0.0007107% | 0 | 0.15538 | Residential_2034_Technical_GWh_Before Competition Groups_LED High Bay Fixture
Residential | Res ¦ Solar Water Preheat (Pools/DHW) | 2034 | Technical | GWh | Before Competition Groups | 0.10654 | 0 | 0 | 21864.079 | 4.873e-06 | 91 | Residential_2034_Technical_GWh_Before Competition Groups_91 | Solar Water Preheat (Pools/DHW) | 0.0004873% | 0 | 0.10654 | Residential_2034_Technical_GWh_Before Competition Groups_Solar Water Preheat (Pools/DHW)
Residential | Res ¦ Photocell Controls (Outdoor) | 2034 | Technical | GWh | Before Competition Groups | 0.00019239 | 0 | 0 | 21864.079 | 8.7993e-09 | 92 | Residential_2034_Technical_GWh_Before Competition Groups_92 | Photocell Controls (Outdoor) | 8.799e-07% | 0 | 0.00019239 | Residential_2034_Technical_GWh_Before Competition Groups_Photocell Controls (Outdoor)
Residential | Res ¦ Energy Star A Line, PAR, MR Lamps | 2035 | Economic | GWh | Before Competition Groups | 2075.483 | 0 | 0 | 12518.3894 | 0.16579 | 1 | Residential_2035_Economic_GWh_Before Competition Groups_1 | Energy Star A Line, PAR, MR Lamps | 16.58% | 0 | 2075.483 | Residential_2035_Economic_GWh_Before Competition Groups_Energy Star A Line, PAR, MR Lamps
Residential | Res ¦ Energy Star LED Bulbs General Purpose LEDs | 2035 | Economic | GWh | Before Competition Groups | 2045.3092 | 0 | 0 | 12518.3894 | 0.16338 | 2 | Residential_2035_Economic_GWh_Before Competition Groups_2 | Energy Star LED Bulbs General Purpose LEDs | 16.34% | 0 | 2045.3092 | Residential_2035_Economic_GWh_Before Competition Groups_Energy Star LED Bulbs General Purpose LEDs
Residential | Res ¦ Energy Star LED Specialty Bulbs | 2035 | Economic | GWh | Before Competition Groups | 1869.0573 | 0 | 0 | 12518.3894 | 0.1493 | 3 | Residential_2035_Economic_GWh_Before Competition Groups_3 | Energy Star LED Specialty Bulbs | 14.93% | 0 | 1869.0573 | Residential_2035_Economic_GWh_Before Competition Groups_Energy Star LED Specialty Bulbs
Residential | Res ¦ Energy Star Clothes Washer | 2035 | Economic | GWh | Before Competition Groups | 735.6311 | 0 | 0 | 12518.3894 | 0.058764 | 4 | Residential_2035_Economic_GWh_Before Competition Groups_4 | Energy Star Clothes Washer | 5.876% | 0 | 735.6311 | Residential_2035_Economic_GWh_Before Competition Groups_Energy Star Clothes Washer
Residential | Res ¦ Ductless Mini-Split Heat Pump | 2035 | Economic | GWh | Before Competition Groups | 722.0369 | 0 | 0 | 12518.3894 | 0.057678 | 5 | Residential_2035_Economic_GWh_Before Competition Groups_5 | Ductless Mini-Split Heat Pump | 5.768% | 0 | 722.0369 | Residential_2035_Economic_GWh_Before Competition Groups_Ductless Mini-Split Heat Pump
Residential | Res ¦ Adaptive Thermostat | 2035 | Economic | GWh | Before Competition Groups | 691.8565 | 0 | 0 | 12518.3894 | 0.055267 | 6 | Residential_2035_Economic_GWh_Before Competition Groups_6 | Adaptive Thermostat | 5.527% | 0 | 691.8565 | Residential_2035_Economic_GWh_Before Competition Groups_Adaptive Thermostat
Residential | Res ¦ Air Sealing | 2035 | Economic | GWh | Before Competition Groups | 453.4424 | 0 | 0 | 12518.3894 | 0.036222 | 7 | Residential_2035_Economic_GWh_Before Competition Groups_7 | Air Sealing | 3.622% | 0 | 453.4424 | Residential_2035_Economic_GWh_Before Competition Groups_Air Sealing
Residential | Res ¦ Energy Star Air Source Heat Pump | 2035 | Economic | GWh | Before Competition Groups | 411.346 | 0 | 0 | 12518.3894 | 0.032859 | 8 | Residential_2035_Economic_GWh_Before Competition Groups_8 | Energy Star Air Source Heat Pump | 3.286% | 0 | 411.346 | Residential_2035_Economic_GWh_Before Competition Groups_Energy Star Air Source Heat Pump
Residential | Res ¦ Car Block Heater Timer | 2035 | Economic | GWh | Before Competition Groups | 365.7843 | 0 | 0 | 12518.3894 | 0.02922 | 9 | Residential_2035_Economic_GWh_Before Competition Groups_9 | Car Block Heater Timer | 2.922% | 0 | 365.7843 | Residential_2035_Economic_GWh_Before Competition Groups_Car Block Heater Timer
Residential | Res ¦ Variable Speed Pool Pump Motor | 2035 | Economic | GWh | Before Competition Groups | 332.996 | 0 | 0 | 12518.3894 | 0.026601 | 10 | Residential_2035_Economic_GWh_Before Competition Groups_10 | Variable Speed Pool Pump Motor | 2.66% | 0 | 332.996 | Residential_2035_Economic_GWh_Before Competition Groups_Variable Speed Pool Pump Motor
Residential | Res ¦ Energy Star Torchiere | 2035 | Economic | GWh | Before Competition Groups | 309.7322 | 0 | 0 | 12518.3894 | 0.024742 | 11 | Residential_2035_Economic_GWh_Before Competition Groups_11 | Energy Star Torchiere | 2.474% | 0 | 309.7322 | Residential_2035_Economic_GWh_Before Competition Groups_Energy Star Torchiere
Residential | Res ¦ Building Recommissioning, Operations and Maintenance (O&M) Improvements | 2035 | Economic | GWh | Before Competition Groups | 258.0659 | 0 | 0 | 12518.3894 | 0.020615 | 12 | Residential_2035_Economic_GWh_Before Competition Groups_12 | Building Recommissioning, Operations and Maintenance (O&M) Improvements | 2.061% | 0 | 258.0659 | Residential_2035_Economic_GWh_Before Competition Groups_Building Recommissioning, Operations and Maintenance (O&M) Improvements
Residential | Res ¦ Basement Wall Insulation | 2035 | Economic | GWh | Before Competition Groups | 238.0288 | 0 | 0 | 12518.3894 | 0.019014 | 13 | Residential_2035_Economic_GWh_Before Competition Groups_13 | Basement Wall Insulation | 1.901% | 0 | 238.0288 | Residential_2035_Economic_GWh_Before Competition Groups_Basement Wall Insulation
Residential | Res ¦ Energy Star Clothes Dryer | 2035 | Economic | GWh | Before Competition Groups | 234.0545 | 0 | 0 | 12518.3894 | 0.018697 | 14 | Residential_2035_Economic_GWh_Before Competition Groups_14 | Energy Star Clothes Dryer | 1.87% | 0 | 234.0545 | Residential_2035_Economic_GWh_Before Competition Groups_Energy Star Clothes Dryer
Residential | Res ¦ Smart Burners | 2035 | Economic | GWh | Before Competition Groups | 188.6241 | 0 | 0 | 12518.3894 | 0.015068 | 15 | Residential_2035_Economic_GWh_Before Competition Groups_15 | Smart Burners | 1.507% | 0 | 188.6241 | Residential_2035_Economic_GWh_Before Competition Groups_Smart Burners
Residential | Res ¦ Attic Insulation | 2035 | Economic | GWh | Before Competition Groups | 183.6239 | 0 | 0 | 12518.3894 | 0.014668 | 16 | Residential_2035_Economic_GWh_Before Competition Groups_16 | Attic Insulation | 1.467% | 0 | 183.6239 | Residential_2035_Economic_GWh_Before Competition Groups_Attic Insulation
Residential | Res ¦ Energy Star Light Fixture | 2035 | Economic | GWh | Before Competition Groups | 132.0141 | 0 | 0 | 12518.3894 | 0.010546 | 17 | Residential_2035_Economic_GWh_Before Competition Groups_17 | Energy Star Light Fixture | 1.055% | 0 | 132.0141 | Residential_2035_Economic_GWh_Before Competition Groups_Energy Star Light Fixture
Residential | Res ¦ Comprehensive Draft Proofing | 2035 | Economic | GWh | Before Competition Groups | 131.2555 | 0 | 0 | 12518.3894 | 0.010485 | 18 | Residential_2035_Economic_GWh_Before Competition Groups_18 | Comprehensive Draft Proofing | 1.049% | 0 | 131.2555 | Residential_2035_Economic_GWh_Before Competition Groups_Comprehensive Draft Proofing
Residential | Res ¦ Energy Star Room Air Conditioner | 2035 | Economic | GWh | Before Competition Groups | 131.0792 | 0 | 0 | 12518.3894 | 0.010471 | 19 | Residential_2035_Economic_GWh_Before Competition Groups_19 | Energy Star Room Air Conditioner | 1.047% | 0 | 131.0792 | Residential_2035_Economic_GWh_Before Competition Groups_Energy Star Room Air Conditioner
Residential | Res ¦ LED Parking Lot Fixture | 2035 | Economic | GWh | Before Competition Groups | 81.7809 | 0 | 0 | 12518.3894 | 0.0065329 | 20 | Residential_2035_Economic_GWh_Before Competition Groups_20 | LED Parking Lot Fixture | 0.6533% | 0 | 81.7809 | Residential_2035_Economic_GWh_Before Competition Groups_LED Parking Lot Fixture
Residential | Res ¦ Refrigerator Recycling | 2035 | Economic | GWh | Before Competition Groups | 67.6478 | 0 | 0 | 12518.3894 | 0.0054039 | 21 | Residential_2035_Economic_GWh_Before Competition Groups_21 | Refrigerator Recycling | 0.5404% | 0 | 67.6478 | Residential_2035_Economic_GWh_Before Competition Groups_Refrigerator Recycling
Residential | Res ¦ Clothes Drying Racks | 2035 | Economic | GWh | Before Competition Groups | 61.7722 | 0 | 0 | 12518.3894 | 0.0049345 | 22 | Residential_2035_Economic_GWh_Before Competition Groups_22 | Clothes Drying Racks | 0.4935% | 0 | 61.7722 | Residential_2035_Economic_GWh_Before Competition Groups_Clothes Drying Racks
Residential | Res ¦ Freezer Recycling | 2035 | Economic | GWh | Before Competition Groups | 59.3567 | 0 | 0 | 12518.3894 | 0.0047416 | 23 | Residential_2035_Economic_GWh_Before Competition Groups_23 | Freezer Recycling | 0.4742% | 0 | 59.3567 | Residential_2035_Economic_GWh_Before Competition Groups_Freezer Recycling
Residential | Res ¦ Occupancy Sensors MF | 2035 | Economic | GWh | Before Competition Groups | 59.3553 | 0 | 0 | 12518.3894 | 0.0047414 | 24 | Residential_2035_Economic_GWh_Before Competition Groups_24 | Occupancy Sensors MF | 0.4741% | 0 | 59.3553 | Residential_2035_Economic_GWh_Before Competition Groups_Occupancy Sensors MF
Residential | Res ¦ Energy Star Freezer | 2035 | Economic | GWh | Before Competition Groups | 54.0334 | 0 | 0 | 12518.3894 | 0.0043163 | 25 | Residential_2035_Economic_GWh_Before Competition Groups_25 | Energy Star Freezer | 0.4316% | 0 | 54.0334 | Residential_2035_Economic_GWh_Before Competition Groups_Energy Star Freezer
Residential | Res ¦ Home Energy Reports | 2035 | Economic | GWh | Before Competition Groups | 53.117 | 0 | 0 | 12518.3894 | 0.0042431 | 26 | Residential_2035_Economic_GWh_Before Competition Groups_26 | Home Energy Reports | 0.4243% | 0 | 53.117 | Residential_2035_Economic_GWh_Before Competition Groups_Home Energy Reports
Residential | Res ¦ Duct Insulation | 2035 | Economic | GWh | Before Competition Groups | 52.7903 | 0 | 0 | 12518.3894 | 0.004217 | 27 | Residential_2035_Economic_GWh_Before Competition Groups_27 | Duct Insulation | 0.4217% | 0 | 52.7903 | Residential_2035_Economic_GWh_Before Competition Groups_Duct Insulation
Residential | Res ¦ Heat Recovery Ventilator | 2035 | Economic | GWh | Before Competition Groups | 48.5431 | 0 | 0 | 12518.3894 | 0.0038777 | 28 | Residential_2035_Economic_GWh_Before Competition Groups_28 | Heat Recovery Ventilator | 0.3878% | 0 | 48.5431 | Residential_2035_Economic_GWh_Before Competition Groups_Heat Recovery Ventilator
Residential | Res ¦ Floor Insulation | 2035 | Economic | GWh | Before Competition Groups | 48.1251 | 0 | 0 | 12518.3894 | 0.0038444 | 29 | Residential_2035_Economic_GWh_Before Competition Groups_29 | Floor Insulation | 0.3844% | 0 | 48.1251 | Residential_2035_Economic_GWh_Before Competition Groups_Floor Insulation
Residential | Res ¦ LED Exterior Area Lights - LED Fixture (200W) | 2035 | Economic | GWh | Before Competition Groups | 38.4602 | 0 | 0 | 12518.3894 | 0.0030723 | 30 | Residential_2035_Economic_GWh_Before Competition Groups_30 | LED Exterior Area Lights - LED Fixture (200W) | 0.3072% | 0 | 38.4602 | Residential_2035_Economic_GWh_Before Competition Groups_LED Exterior Area Lights - LED Fixture (200W)
Residential | Res ¦ Advanced BAS/Controllers | 2035 | Economic | GWh | Before Competition Groups | 37.771 | 0 | 0 | 12518.3894 | 0.0030172 | 31 | Residential_2035_Economic_GWh_Before Competition Groups_31 | Advanced BAS/Controllers | 0.3017% | 0 | 37.771 | Residential_2035_Economic_GWh_Before Competition Groups_Advanced BAS/Controllers
Residential | Res ¦ Tankless Water Heater | 2035 | Economic | GWh | Before Competition Groups | 33.4786 | 0 | 0 | 12518.3894 | 0.0026744 | 32 | Residential_2035_Economic_GWh_Before Competition Groups_32 | Tankless Water Heater | 0.2674% | 0 | 33.4786 | Residential_2035_Economic_GWh_Before Competition Groups_Tankless Water Heater
Residential | Res ¦ LED Tube Re-Lamp | 2035 | Economic | GWh | Before Competition Groups | 33.1169 | 0 | 0 | 12518.3894 | 0.0026455 | 33 | Residential_2035_Economic_GWh_Before Competition Groups_33 | LED Tube Re-Lamp | 0.2645% | 0 | 33.1169 | Residential_2035_Economic_GWh_Before Competition Groups_LED Tube Re-Lamp
Residential | Res ¦ Minimize Hot and Warm Clothes Wash | 2035 | Economic | GWh | Before Competition Groups | 33.0157 | 0 | 0 | 12518.3894 | 0.0026374 | 34 | Residential_2035_Economic_GWh_Before Competition Groups_34 | Minimize Hot and Warm Clothes Wash | 0.2637% | 0 | 33.0157 | Residential_2035_Economic_GWh_Before Competition Groups_Minimize Hot and Warm Clothes Wash
Residential | Res ¦ Furnace Whistle | 2035 | Economic | GWh | Before Competition Groups | 32.5245 | 0 | 0 | 12518.3894 | 0.0025981 | 35 | Residential_2035_Economic_GWh_Before Competition Groups_35 | Furnace Whistle | 0.2598% | 0 | 32.5245 | Residential_2035_Economic_GWh_Before Competition Groups_Furnace Whistle
Residential | Res ¦ Outside Air Economizer | 2035 | Economic | GWh | Before Competition Groups | 30.6745 | 0 | 0 | 12518.3894 | 0.0024504 | 36 | Residential_2035_Economic_GWh_Before Competition Groups_36 | Outside Air Economizer | 0.245% | 0 | 30.6745 | Residential_2035_Economic_GWh_Before Competition Groups_Outside Air Economizer
Residential | Res ¦ Energy Star Dehumidifier | 2035 | Economic | GWh | Before Competition Groups | 24.1835 | 0 | 0 | 12518.3894 | 0.0019318 | 37 | Residential_2035_Economic_GWh_Before Competition Groups_37 | Energy Star Dehumidifier | 0.1932% | 0 | 24.1835 | Residential_2035_Economic_GWh_Before Competition Groups_Energy Star Dehumidifier
Residential | Res ¦ Duct Insulation MF | 2035 | Economic | GWh | Before Competition Groups | 24.055 | 0 | 0 | 12518.3894 | 0.0019216 | 38 | Residential_2035_Economic_GWh_Before Competition Groups_38 | Duct Insulation MF | 0.1922% | 0 | 24.055 | Residential_2035_Economic_GWh_Before Competition Groups_Duct Insulation MF
Residential | Res ¦ CO Sensors for parking garage exhaust fans | 2035 | Economic | GWh | Before Competition Groups | 19.3533 | 0 | 0 | 12518.3894 | 0.001546 | 39 | Residential_2035_Economic_GWh_Before Competition Groups_39 | CO Sensors for parking garage exhaust fans | 0.1546% | 0 | 19.3533 | Residential_2035_Economic_GWh_Before Competition Groups_CO Sensors for parking garage exhaust fans
Residential | Res ¦ Condensing Make Up Air Unit | 2035 | Economic | GWh | Before Competition Groups | 19.2076 | 0 | 0 | 12518.3894 | 0.0015344 | 40 | Residential_2035_Economic_GWh_Before Competition Groups_40 | Condensing Make Up Air Unit | 0.1534% | 0 | 19.2076 | Residential_2035_Economic_GWh_Before Competition Groups_Condensing Make Up Air Unit
Residential | Res ¦ High Efficiency Chiller (avg of water and air cooled) | 2035 | Economic | GWh | Before Competition Groups | 18.3154 | 0 | 0 | 12518.3894 | 0.0014631 | 41 | Residential_2035_Economic_GWh_Before Competition Groups_41 | High Efficiency Chiller (avg of water and air cooled) | 0.1463% | 0 | 18.3154 | Residential_2035_Economic_GWh_Before Competition Groups_High Efficiency Chiller (avg of water and air cooled)
Residential | Res ¦ Demand Control Ventilation | 2035 | Economic | GWh | Before Competition Groups | 17.42 | 0 | 0 | 12518.3894 | 0.0013916 | 42 | Residential_2035_Economic_GWh_Before Competition Groups_42 | Demand Control Ventilation | 0.1392% | 0 | 17.42 | Residential_2035_Economic_GWh_Before Competition Groups_Demand Control Ventilation
Residential | Res ¦ ENERGY STAR LED LAMPS (REFLECTOR LAMPs/MR16/PAR 16) | 2035 | Economic | GWh | Before Competition Groups | 15.1829 | 0 | 0 | 12518.3894 | 0.0012128 | 43 | Residential_2035_Economic_GWh_Before Competition Groups_43 | ENERGY STAR LED LAMPS (REFLECTOR LAMPs/MR16/PAR 16) | 0.1213% | 0 | 15.1829 | Residential_2035_Economic_GWh_Before Competition Groups_ENERGY STAR LED LAMPS (REFLECTOR LAMPs/MR16/PAR 16)
Residential | Res ¦ Variable Frequency Drive (VFD) | 2035 | Economic | GWh | Before Competition Groups | 13.7969 | 0 | 0 | 12518.3894 | 0.0011021 | 44 | Residential_2035_Economic_GWh_Before Competition Groups_44 | Variable Frequency Drive (VFD) | 0.1102% | 0 | 13.7969 | Residential_2035_Economic_GWh_Before Competition Groups_Variable Frequency Drive (VFD)
Residential | Res ¦ Water Heater Temperature Setback | 2035 | Economic | GWh | Before Competition Groups | 10.3098 | 0 | 0 | 12518.3894 | 0.00082358 | 45 | Residential_2035_Economic_GWh_Before Competition Groups_45 | Water Heater Temperature Setback | 0.08236% | 0 | 10.3098 | Residential_2035_Economic_GWh_Before Competition Groups_Water Heater Temperature Setback
Residential | Res ¦ Wall Insulation | 2035 | Economic | GWh | Before Competition Groups | 5.8581 | 0 | 0 | 12518.3894 | 0.00046796 | 46 | Residential_2035_Economic_GWh_Before Competition Groups_46 | Wall Insulation | 0.0468% | 0 | 5.8581 | Residential_2035_Economic_GWh_Before Competition Groups_Wall Insulation
Residential | Res ¦ VFD on Pumps | 2035 | Economic | GWh | Before Competition Groups | 4.2427 | 0 | 0 | 12518.3894 | 0.00033892 | 47 | Residential_2035_Economic_GWh_Before Competition Groups_47 | VFD on Pumps | 0.03389% | 0 | 4.2427 | Residential_2035_Economic_GWh_Before Competition Groups_VFD on Pumps
Residential | Res ¦ ENERGY STAR LED Lamps (General Service Lamps) | 2035 | Economic | GWh | Before Competition Groups | 3.578 | 0 | 0 | 12518.3894 | 0.00028582 | 48 | Residential_2035_Economic_GWh_Before Competition Groups_48 | ENERGY STAR LED Lamps (General Service Lamps) | 0.02858% | 0 | 3.578 | Residential_2035_Economic_GWh_Before Competition Groups_ENERGY STAR LED Lamps (General Service Lamps)
Residential | Res ¦ ECM MOTORS FOR HVAC APPLICATION (FAN-POWERED VAV BOX) | 2035 | Economic | GWh | Before Competition Groups | 3.1219 | 0 | 0 | 12518.3894 | 0.00024939 | 49 | Residential_2035_Economic_GWh_Before Competition Groups_49 | ECM MOTORS FOR HVAC APPLICATION (FAN-POWERED VAV BOX) | 0.02494% | 0 | 3.1219 | Residential_2035_Economic_GWh_Before Competition Groups_ECM MOTORS FOR HVAC APPLICATION (FAN-POWERED VAV BOX)
Residential | Res ¦ Beverage Vending Machine Controls | 2035 | Economic | GWh | Before Competition Groups | 2.2415 | 0 | 0 | 12518.3894 | 0.00017906 | 50 | Residential_2035_Economic_GWh_Before Competition Groups_50 | Beverage Vending Machine Controls | 0.01791% | 0 | 2.2415 | Residential_2035_Economic_GWh_Before Competition Groups_Beverage Vending Machine Controls
Residential | Res ¦ LED Downlight | 2035 | Economic | GWh | Before Competition Groups | 1.8899 | 0 | 0 | 12518.3894 | 0.00015097 | 51 | Residential_2035_Economic_GWh_Before Competition Groups_51 | LED Downlight | 0.0151% | 0 | 1.8899 | Residential_2035_Economic_GWh_Before Competition Groups_LED Downlight
Residential | Res ¦ Chilled Water Optimization | 2035 | Economic | GWh | Before Competition Groups | 0.45669 | 0 | 0 | 12518.3894 | 3.6481e-05 | 52 | Residential_2035_Economic_GWh_Before Competition Groups_52 | Chilled Water Optimization | 0.003648% | 0 | 0.45669 | Residential_2035_Economic_GWh_Before Competition Groups_Chilled Water Optimization
Residential | Res ¦ LED High Bay Fixture | 2035 | Economic | GWh | Before Competition Groups | 0.14979 | 0 | 0 | 12518.3894 | 1.1966e-05 | 53 | Residential_2035_Economic_GWh_Before Competition Groups_53 | LED High Bay Fixture | 0.001197% | 0 | 0.14979 | Residential_2035_Economic_GWh_Before Competition Groups_LED High Bay Fixture
Residential | Res ¦ Wall Insulation MF | 2035 | Economic | GWh | Before Competition Groups | 0.041926 | 0 | 0 | 12518.3894 | 3.3491e-06 | 54 | Residential_2035_Economic_GWh_Before Competition Groups_54 | Wall Insulation MF | 0.0003349% | 0 | 0.041926 | Residential_2035_Economic_GWh_Before Competition Groups_Wall Insulation MF
Residential | Res ¦ Heavy Duty Outdoor/Holiday Plug-in Timers | 2035 | Economic | GWh | Before Competition Groups | 0 | 0 | 0 | 12518.3894 | 0 | 55 | Residential_2035_Economic_GWh_Before Competition Groups_55 | Heavy Duty Outdoor/Holiday Plug-in Timers | 0% | 0 | 0 | Residential_2035_Economic_GWh_Before Competition Groups_Heavy Duty Outdoor/Holiday Plug-in Timers
Residential | Res ¦ Smart Power Bar | 2035 | Economic | GWh | Before Competition Groups | 0 | 0 | 0 | 12518.3894 | 0 | 56 | Residential_2035_Economic_GWh_Before Competition Groups_56 | Smart Power Bar | 0% | 0 | 0 | Residential_2035_Economic_GWh_Before Competition Groups_Smart Power Bar
Residential | Res ¦ Energy Star LED Specialty Bulbs | 2035 | SC A | GWh | Before Competition Groups | 597.1838 | 0 | 0 | 4067.8667 | 0.14681 | 1 | Residential_2035_SC A_GWh_Before Competition Groups_1 | Energy Star LED Specialty Bulbs | 14.68% | 0 | 597.1838 | Residential_2035_SC A_GWh_Before Competition Groups_Energy Star LED Specialty Bulbs
Residential | Res ¦ Energy Star Clothes Washer | 2035 | SC A | GWh | Before Competition Groups | 415.6412 | 0 | 0 | 4067.8667 | 0.10218 | 2 | Residential_2035_SC A_GWh_Before Competition Groups_2 | Energy Star Clothes Washer | 10.22% | 0 | 415.6412 | Residential_2035_SC A_GWh_Before Competition Groups_Energy Star Clothes Washer
Residential | Res ¦ Ductless Mini-Split Heat Pump | 2035 | SC A | GWh | Before Competition Groups | 391.3779 | 0 | 0 | 4067.8667 | 0.096212 | 3 | Residential_2035_SC A_GWh_Before Competition Groups_3 | Ductless Mini-Split Heat Pump | 9.621% | 0 | 391.3779 | Residential_2035_SC A_GWh_Before Competition Groups_Ductless Mini-Split Heat Pump
Residential | Res ¦ Energy Star A Line, PAR, MR Lamps | 2035 | SC A | GWh | Before Competition Groups | 290.7563 | 0 | 0 | 4067.8667 | 0.071476 | 4 | Residential_2035_SC A_GWh_Before Competition Groups_4 | Energy Star A Line, PAR, MR Lamps | 7.148% | 0 | 290.7563 | Residential_2035_SC A_GWh_Before Competition Groups_Energy Star A Line, PAR, MR Lamps
Residential | Res ¦ Car Block Heater Timer | 2035 | SC A | GWh | Before Competition Groups | 268.0305 | 0 | 0 | 4067.8667 | 0.06589 | 5 | Residential_2035_SC A_GWh_Before Competition Groups_5 | Car Block Heater Timer | 6.589% | 0 | 268.0305 | Residential_2035_SC A_GWh_Before Competition Groups_Car Block Heater Timer
Residential | Res ¦ Energy Star LED Bulbs General Purpose LEDs | 2035 | SC A | GWh | Before Competition Groups | 233.9187 | 0 | 0 | 4067.8667 | 0.057504 | 6 | Residential_2035_SC A_GWh_Before Competition Groups_6 | Energy Star LED Bulbs General Purpose LEDs | 5.75% | 0 | 233.9187 | Residential_2035_SC A_GWh_Before Competition Groups_Energy Star LED Bulbs General Purpose LEDs
Residential | Res ¦ Building Recommissioning, Operations and Maintenance (O&M) Improvements | 2035 | SC A | GWh | Before Competition Groups | 211.5289 | 0 | 0 | 4067.8667 | 0.052 | 7 | Residential_2035_SC A_GWh_Before Competition Groups_7 | Building Recommissioning, Operations and Maintenance (O&M) Improvements | 5.2% | 0 | 211.5289 | Residential_2035_SC A_GWh_Before Competition Groups_Building Recommissioning, Operations and Maintenance (O&M) Improvements
Residential | Res ¦ Variable Speed Pool Pump Motor | 2035 | SC A | GWh | Before Competition Groups | 206.3498 | 0 | 0 | 4067.8667 | 0.050727 | 8 | Residential_2035_SC A_GWh_Before Competition Groups_8 | Variable Speed Pool Pump Motor | 5.073% | 0 | 206.3498 | Residential_2035_SC A_GWh_Before Competition Groups_Variable Speed Pool Pump Motor
Residential | Res ¦ Energy Star Torchiere | 2035 | SC A | GWh | Before Competition Groups | 166.5894 | 0 | 0 | 4067.8667 | 0.040953 | 9 | Residential_2035_SC A_GWh_Before Competition Groups_9 | Energy Star Torchiere | 4.095% | 0 | 166.5894 | Residential_2035_SC A_GWh_Before Competition Groups_Energy Star Torchiere
Residential | Res ¦ Adaptive Thermostat | 2035 | SC A | GWh | Before Competition Groups | 128.4983 | 0 | 0 | 4067.8667 | 0.031589 | 10 | Residential_2035_SC A_GWh_Before Competition Groups_10 | Adaptive Thermostat | 3.159% | 0 | 128.4983 | Residential_2035_SC A_GWh_Before Competition Groups_Adaptive Thermostat
Residential | Res ¦ Energy Star Air Source Heat Pump | 2035 | SC A | GWh | Before Competition Groups | 108.4758 | 0 | 0 | 4067.8667 | 0.026667 | 11 | Residential_2035_SC A_GWh_Before Competition Groups_11 | Energy Star Air Source Heat Pump | 2.667% | 0 | 108.4758 | Residential_2035_SC A_GWh_Before Competition Groups_Energy Star Air Source Heat Pump
Residential | Res ¦ Comprehensive Draft Proofing | 2035 | SC A | GWh | Before Competition Groups | 103.283 | 0 | 0 | 4067.8667 | 0.02539 | 12 | Residential_2035_SC A_GWh_Before Competition Groups_12 | Comprehensive Draft Proofing | 2.539% | 0 | 103.283 | Residential_2035_SC A_GWh_Before Competition Groups_Comprehensive Draft Proofing
Residential | Res ¦ Air Sealing | 2035 | SC A | GWh | Before Competition Groups | 97.5348 | 0 | 0 | 4067.8667 | 0.023977 | 13 | Residential_2035_SC A_GWh_Before Competition Groups_13 | Air Sealing | 2.398% | 0 | 97.5348 | Residential_2035_SC A_GWh_Before Competition Groups_Air Sealing
Residential | Res ¦ Basement Wall Insulation | 2035 | SC A | GWh | Before Competition Groups | 96.3385 | 0 | 0 | 4067.8667 | 0.023683 | 14 | Residential_2035_SC A_GWh_Before Competition Groups_14 | Basement Wall Insulation | 2.368% | 0 | 96.3385 | Residential_2035_SC A_GWh_Before Competition Groups_Basement Wall Insulation
Residential | Res ¦ LED Parking Lot Fixture | 2035 | SC A | GWh | Before Competition Groups | 83.7889 | 0 | 0 | 4067.8667 | 0.020598 | 15 | Residential_2035_SC A_GWh_Before Competition Groups_15 | LED Parking Lot Fixture | 2.06% | 0 | 83.7889 | Residential_2035_SC A_GWh_Before Competition Groups_LED Parking Lot Fixture
Residential | Res ¦ Energy Star Clothes Dryer | 2035 | SC A | GWh | Before Competition Groups | 64.0037 | 0 | 0 | 4067.8667 | 0.015734 | 16 | Residential_2035_SC A_GWh_Before Competition Groups_16 | Energy Star Clothes Dryer | 1.573% | 0 | 64.0037 | Residential_2035_SC A_GWh_Before Competition Groups_Energy Star Clothes Dryer
Residential | Res ¦ Occupancy Sensors MF | 2035 | SC A | GWh | Before Competition Groups | 58.5869 | 0 | 0 | 4067.8667 | 0.014402 | 17 | Residential_2035_SC A_GWh_Before Competition Groups_17 | Occupancy Sensors MF | 1.44% | 0 | 58.5869 | Residential_2035_SC A_GWh_Before Competition Groups_Occupancy Sensors MF
Residential | Res ¦ Energy Star Light Fixture | 2035 | SC A | GWh | Before Competition Groups | 57.2666 | 0 | 0 | 4067.8667 | 0.014078 | 18 | Residential_2035_SC A_GWh_Before Competition Groups_18 | Energy Star Light Fixture | 1.408% | 0 | 57.2666 | Residential_2035_SC A_GWh_Before Competition Groups_Energy Star Light Fixture
Residential | Res ¦ Refrigerator Recycling | 2035 | SC A | GWh | Before Competition Groups | 41.903 | 0 | 0 | 4067.8667 | 0.010301 | 19 | Residential_2035_SC A_GWh_Before Competition Groups_19 | Refrigerator Recycling | 1.03% | 0 | 41.903 | Residential_2035_SC A_GWh_Before Competition Groups_Refrigerator Recycling
Residential | Res ¦ LED Exterior Area Lights - LED Fixture (200W) | 2035 | SC A | GWh | Before Competition Groups | 40.4096 | 0 | 0 | 4067.8667 | 0.0099338 | 20 | Residential_2035_SC A_GWh_Before Competition Groups_20 | LED Exterior Area Lights - LED Fixture (200W) | 0.9934% | 0 | 40.4096 | Residential_2035_SC A_GWh_Before Competition Groups_LED Exterior Area Lights - LED Fixture (200W)
Residential | Res ¦ Home Energy Reports | 2035 | SC A | GWh | Before Competition Groups | 36.9307 | 0 | 0 | 4067.8667 | 0.0090786 | 21 | Residential_2035_SC A_GWh_Before Competition Groups_21 | Home Energy Reports | 0.9079% | 0 | 36.9307 | Residential_2035_SC A_GWh_Before Competition Groups_Home Energy Reports
Residential | Res ¦ Energy Star Room Air Conditioner | 2035 | SC A | GWh | Before Competition Groups | 33.2851 | 0 | 0 | 4067.8667 | 0.0081824 | 22 | Residential_2035_SC A_GWh_Before Competition Groups_22 | Energy Star Room Air Conditioner | 0.8182% | 0 | 33.2851 | Residential_2035_SC A_GWh_Before Competition Groups_Energy Star Room Air Conditioner
Residential | Res ¦ Smart Burners | 2035 | SC A | GWh | Before Competition Groups | 29.9527 | 0 | 0 | 4067.8667 | 0.0073632 | 23 | Residential_2035_SC A_GWh_Before Competition Groups_23 | Smart Burners | 0.7363% | 0 | 29.9527 | Residential_2035_SC A_GWh_Before Competition Groups_Smart Burners
Residential | Res ¦ Energy Star Freezer | 2035 | SC A | GWh | Before Competition Groups | 29.9424 | 0 | 0 | 4067.8667 | 0.0073607 | 24 | Residential_2035_SC A_GWh_Before Competition Groups_24 | Energy Star Freezer | 0.7361% | 0 | 29.9424 | Residential_2035_SC A_GWh_Before Competition Groups_Energy Star Freezer
Residential | Res ¦ Attic Insulation | 2035 | SC A | GWh | Before Competition Groups | 29.0857 | 0 | 0 | 4067.8667 | 0.0071501 | 25 | Residential_2035_SC A_GWh_Before Competition Groups_25 | Attic Insulation | 0.715% | 0 | 29.0857 | Residential_2035_SC A_GWh_Before Competition Groups_Attic Insulation
Residential | Res ¦ LED Tube Re-Lamp | 2035 | SC A | GWh | Before Competition Groups | 28.6036 | 0 | 0 | 4067.8667 | 0.0070316 | 26 | Residential_2035_SC A_GWh_Before Competition Groups_26 | LED Tube Re-Lamp | 0.7032% | 0 | 28.6036 | Residential_2035_SC A_GWh_Before Competition Groups_LED Tube Re-Lamp
Residential | Res ¦ Outside Air Economizer | 2035 | SC A | GWh | Before Competition Groups | 27.0096 | 0 | 0 | 4067.8667 | 0.0066398 | 27 | Residential_2035_SC A_GWh_Before Competition Groups_27 | Outside Air Economizer | 0.664% | 0 | 27.0096 | Residential_2035_SC A_GWh_Before Competition Groups_Outside Air Economizer
Residential | Res ¦ Furnace Whistle | 2035 | SC A | GWh | Before Competition Groups | 26.7721 | 0 | 0 | 4067.8667 | 0.0065814 | 28 | Residential_2035_SC A_GWh_Before Competition Groups_28 | Furnace Whistle | 0.6581% | 0 | 26.7721 | Residential_2035_SC A_GWh_Before Competition Groups_Furnace Whistle
Residential | Res ¦ Minimize Hot and Warm Clothes Wash | 2035 | SC A | GWh | Before Competition Groups | 23.6065 | 0 | 0 | 4067.8667 | 0.0058032 | 29 | Residential_2035_SC A_GWh_Before Competition Groups_29 | Minimize Hot and Warm Clothes Wash | 0.5803% | 0 | 23.6065 | Residential_2035_SC A_GWh_Before Competition Groups_Minimize Hot and Warm Clothes Wash
Residential | Res ¦ Advanced BAS/Controllers | 2035 | SC A | GWh | Before Competition Groups | 21.7147 | 0 | 0 | 4067.8667 | 0.0053381 | 30 | Residential_2035_SC A_GWh_Before Competition Groups_30 | Advanced BAS/Controllers | 0.5338% | 0 | 21.7147 | Residential_2035_SC A_GWh_Before Competition Groups_Advanced BAS/Controllers
Residential | Res ¦ ENERGY STAR LED LAMPS (REFLECTOR LAMPs/MR16/PAR 16) | 2035 | SC A | GWh | Before Competition Groups | 16.5189 | 0 | 0 | 4067.8667 | 0.0040608 | 31 | Residential_2035_SC A_GWh_Before Competition Groups_31 | ENERGY STAR LED LAMPS (REFLECTOR LAMPs/MR16/PAR 16) | 0.4061% | 0 | 16.5189 | Residential_2035_SC A_GWh_Before Competition Groups_ENERGY STAR LED LAMPS (REFLECTOR LAMPs/MR16/PAR 16)
Residential | Res ¦ High Efficiency Chiller (avg of water and air cooled) | 2035 | SC A | GWh | Before Competition Groups | 16.2389 | 0 | 0 | 4067.8667 | 0.003992 | 32 | Residential_2035_SC A_GWh_Before Competition Groups_32 | High Efficiency Chiller (avg of water and air cooled) | 0.3992% | 0 | 16.2389 | Residential_2035_SC A_GWh_Before Competition Groups_High Efficiency Chiller (avg of water and air cooled)
Residential | Res ¦ LED Downlight | 2035 | SC A | GWh | Before Competition Groups | 14.0001 | 0 | 0 | 4067.8667 | 0.0034416 | 33 | Residential_2035_SC A_GWh_Before Competition Groups_33 | LED Downlight | 0.3442% | 0 | 14.0001 | Residential_2035_SC A_GWh_Before Competition Groups_LED Downlight
Residential | Res ¦ Variable Frequency Drive (VFD) | 2035 | SC A | GWh | Before Competition Groups | 11.3567 | 0 | 0 | 4067.8667 | 0.0027918 | 34 | Residential_2035_SC A_GWh_Before Competition Groups_34 | Variable Frequency Drive (VFD) | 0.2792% | 0 | 11.3567 | Residential_2035_SC A_GWh_Before Competition Groups_Variable Frequency Drive (VFD)
Residential | Res ¦ CO Sensors for parking garage exhaust fans | 2035 | SC A | GWh | Before Competition Groups | 10.0734 | 0 | 0 | 4067.8667 | 0.0024763 | 35 | Residential_2035_SC A_GWh_Before Competition Groups_35 | CO Sensors for parking garage exhaust fans | 0.2476% | 0 | 10.0734 | Residential_2035_SC A_GWh_Before Competition Groups_CO Sensors for parking garage exhaust fans
Residential | Res ¦ Water Heater Temperature Setback | 2035 | SC A | GWh | Before Competition Groups | 8.4451 | 0 | 0 | 4067.8667 | 0.0020761 | 36 | Residential_2035_SC A_GWh_Before Competition Groups_36 | Water Heater Temperature Setback | 0.2076% | 0 | 8.4451 | Residential_2035_SC A_GWh_Before Competition Groups_Water Heater Temperature Setback
Residential | Res ¦ Demand Control Ventilation | 2035 | SC A | GWh | Before Competition Groups | 7.6134 | 0 | 0 | 4067.8667 | 0.0018716 | 37 | Residential_2035_SC A_GWh_Before Competition Groups_37 | Demand Control Ventilation | 0.1872% | 0 | 7.6134 | Residential_2035_SC A_GWh_Before Competition Groups_Demand Control Ventilation
Residential | Res ¦ Tankless Water Heater | 2035 | SC A | GWh | Before Competition Groups | 7.528 | 0 | 0 | 4067.8667 | 0.0018506 | 38 | Residential_2035_SC A_GWh_Before Competition Groups_38 | Tankless Water Heater | 0.1851% | 0 | 7.528 | Residential_2035_SC A_GWh_Before Competition Groups_Tankless Water Heater
Residential | Res ¦ Condensing Make Up Air Unit | 2035 | SC A | GWh | Before Competition Groups | 4.0735 | 0 | 0 | 4067.8667 | 0.0010014 | 39 | Residential_2035_SC A_GWh_Before Competition Groups_39 | Condensing Make Up Air Unit | 0.1001% | 0 | 4.0735 | Residential_2035_SC A_GWh_Before Competition Groups_Condensing Make Up Air Unit
Residential | Res ¦ ENERGY STAR LED Lamps (General Service Lamps) | 2035 | SC A | GWh | Before Competition Groups | 3.645 | 0 | 0 | 4067.8667 | 0.00089604 | 40 | Residential_2035_SC A_GWh_Before Competition Groups_40 | ENERGY STAR LED Lamps (General Service Lamps) | 0.0896% | 0 | 3.645 | Residential_2035_SC A_GWh_Before Competition Groups_ENERGY STAR LED Lamps (General Service Lamps)
Residential | Res ¦ Clothes Drying Racks | 2035 | SC A | GWh | Before Competition Groups | 3.4878 | 0 | 0 | 4067.8667 | 0.00085741 | 41 | Residential_2035_SC A_GWh_Before Competition Groups_41 | Clothes Drying Racks | 0.08574% | 0 | 3.4878 | Residential_2035_SC A_GWh_Before Competition Groups_Clothes Drying Racks
Residential | Res ¦ Energy Star Dehumidifier | 2035 | SC A | GWh | Before Competition Groups | 3.4274 | 0 | 0 | 4067.8667 | 0.00084255 | 42 | Residential_2035_SC A_GWh_Before Competition Groups_42 | Energy Star Dehumidifier | 0.08426% | 0 | 3.4274 | Residential_2035_SC A_GWh_Before Competition Groups_Energy Star Dehumidifier
Residential | Res ¦ VFD on Pumps | 2035 | SC A | GWh | Before Competition Groups | 3.3148 | 0 | 0 | 4067.8667 | 0.00081489 | 43 | Residential_2035_SC A_GWh_Before Competition Groups_43 | VFD on Pumps | 0.08149% | 0 | 3.3148 | Residential_2035_SC A_GWh_Before Competition Groups_VFD on Pumps
Residential | Res ¦ Heat Recovery Ventilator | 2035 | SC A | GWh | Before Competition Groups | 2.2308 | 0 | 0 | 4067.8667 | 0.00054839 | 44 | Residential_2035_SC A_GWh_Before Competition Groups_44 | Heat Recovery Ventilator | 0.05484% | 0 | 2.2308 | Residential_2035_SC A_GWh_Before Competition Groups_Heat Recovery Ventilator
Residential | Res ¦ ECM MOTORS FOR HVAC APPLICATION (FAN-POWERED VAV BOX) | 2035 | SC A | GWh | Before Competition Groups | 1.992 | 0 | 0 | 4067.8667 | 0.0004897 | 45 | Residential_2035_SC A_GWh_Before Competition Groups_45 | ECM MOTORS FOR HVAC APPLICATION (FAN-POWERED VAV BOX) | 0.04897% | 0 | 1.992 | Residential_2035_SC A_GWh_Before Competition Groups_ECM MOTORS FOR HVAC APPLICATION (FAN-POWERED VAV BOX)
Residential | Res ¦ Floor Insulation | 2035 | SC A | GWh | Before Competition Groups | 1.9558 | 0 | 0 | 4067.8667 | 0.00048079 | 46 | Residential_2035_SC A_GWh_Before Competition Groups_46 | Floor Insulation | 0.04808% | 0 | 1.9558 | Residential_2035_SC A_GWh_Before Competition Groups_Floor Insulation
Residential | Res ¦ Beverage Vending Machine Controls | 2035 | SC A | GWh | Before Competition Groups | 1.2896 | 0 | 0 | 4067.8667 | 0.00031703 | 47 | Residential_2035_SC A_GWh_Before Competition Groups_47 | Beverage Vending Machine Controls | 0.0317% | 0 | 1.2896 | Residential_2035_SC A_GWh_Before Competition Groups_Beverage Vending Machine Controls
Residential | Res ¦ Duct Insulation | 2035 | SC A | GWh | Before Competition Groups | 1.1557 | 0 | 0 | 4067.8667 | 0.0002841 | 48 | Residential_2035_SC A_GWh_Before Competition Groups_48 | Duct Insulation | 0.02841% | 0 | 1.1557 | Residential_2035_SC A_GWh_Before Competition Groups_Duct Insulation
Residential | Res ¦ Duct Insulation MF | 2035 | SC A | GWh | Before Competition Groups | 0.70026 | 0 | 0 | 4067.8667 | 0.00017215 | 49 | Residential_2035_SC A_GWh_Before Competition Groups_49 | Duct Insulation MF | 0.01721% | 0 | 0.70026 | Residential_2035_SC A_GWh_Before Competition Groups_Duct Insulation MF
Residential | Res ¦ Chilled Water Optimization | 2035 | SC A | GWh | Before Competition Groups | 0.26462 | 0 | 0 | 4067.8667 | 6.5051e-05 | 50 | Residential_2035_SC A_GWh_Before Competition Groups_50 | Chilled Water Optimization | 0.006505% | 0 | 0.26462 | Residential_2035_SC A_GWh_Before Competition Groups_Chilled Water Optimization
Residential | Res ¦ LED High Bay Fixture | 2035 | SC A | GWh | Before Competition Groups | 0.12691 | 0 | 0 | 4067.8667 | 3.1198e-05 | 51 | Residential_2035_SC A_GWh_Before Competition Groups_51 | LED High Bay Fixture | 0.00312% | 0 | 0.12691 | Residential_2035_SC A_GWh_Before Competition Groups_LED High Bay Fixture
Residential | Res ¦ Wall Insulation | 2035 | SC A | GWh | Before Competition Groups | 0.040721 | 0 | 0 | 4067.8667 | 1.001e-05 | 52 | Residential_2035_SC A_GWh_Before Competition Groups_52 | Wall Insulation | 0.001001% | 0 | 0.040721 | Residential_2035_SC A_GWh_Before Competition Groups_Wall Insulation
Residential | Res ¦ Wall Insulation MF | 2035 | SC A | GWh | Before Competition Groups | 0.014736 | 0 | 0 | 4067.8667 | 3.6226e-06 | 53 | Residential_2035_SC A_GWh_Before Competition Groups_53 | Wall Insulation MF | 0.0003623% | 0 | 0.014736 | Residential_2035_SC A_GWh_Before Competition Groups_Wall Insulation MF
Residential | Res ¦ Freezer Recycling | 2035 | SC A | GWh | Before Competition Groups | 0.0036374 | 0 | 0 | 4067.8667 | 8.9418e-07 | 54 | Residential_2035_SC A_GWh_Before Competition Groups_54 | Freezer Recycling | 8.942e-05% | 0 | 0.0036374 | Residential_2035_SC A_GWh_Before Competition Groups_Freezer Recycling
Residential | Res ¦ Heavy Duty Outdoor/Holiday Plug-in Timers | 2035 | SC A | GWh | Before Competition Groups | 0 | 0 | 0 | 4067.8667 | 0 | 55 | Residential_2035_SC A_GWh_Before Competition Groups_55 | Heavy Duty Outdoor/Holiday Plug-in Timers | 0% | 0 | 0 | Residential_2035_SC A_GWh_Before Competition Groups_Heavy Duty Outdoor/Holiday Plug-in Timers
Residential | Res ¦ Smart Power Bar | 2035 | SC A | GWh | Before Competition Groups | 0 | 0 | 0 | 4067.8667 | 0 | 56 | Residential_2035_SC A_GWh_Before Competition Groups_56 | Smart Power Bar | 0% | 0 | 0 | Residential_2035_SC A_GWh_Before Competition Groups_Smart Power Bar
Residential | Res ¦ Energy Star Clothes Washer | 2035 | SC B | GWh | Before Competition Groups | 623.7433 | 0 | 0 | 5844.1676 | 0.10673 | 1 | Residential_2035_SC B_GWh_Before Competition Groups_1 | Energy Star Clothes Washer | 10.67% | 0 | 623.7433 | Residential_2035_SC B_GWh_Before Competition Groups_Energy Star Clothes Washer
Residential | Res ¦ Ductless Mini-Split Heat Pump | 2035 | SC B | GWh | Before Competition Groups | 477.531 | 0 | 0 | 5844.1676 | 0.081711 | 2 | Residential_2035_SC B_GWh_Before Competition Groups_2 | Ductless Mini-Split Heat Pump | 8.171% | 0 | 477.531 | Residential_2035_SC B_GWh_Before Competition Groups_Ductless Mini-Split Heat Pump
Residential | Res ¦ Energy Star LED Bulbs General Purpose LEDs | 2035 | SC B | GWh | Before Competition Groups | 408.5447 | 0 | 0 | 5844.1676 | 0.069906 | 3 | Residential_2035_SC B_GWh_Before Competition Groups_3 | Energy Star LED Bulbs General Purpose LEDs | 6.991% | 0 | 408.5447 | Residential_2035_SC B_GWh_Before Competition Groups_Energy Star LED Bulbs General Purpose LEDs
Residential | Res ¦ Energy Star A Line, PAR, MR Lamps | 2035 | SC B | GWh | Before Competition Groups | 396.8359 | 0 | 0 | 5844.1676 | 0.067903 | 4 | Residential_2035_SC B_GWh_Before Competition Groups_4 | Energy Star A Line, PAR, MR Lamps | 6.79% | 0 | 396.8359 | Residential_2035_SC B_GWh_Before Competition Groups_Energy Star A Line, PAR, MR Lamps
Residential | Res ¦ Variable Speed Pool Pump Motor | 2035 | SC B | GWh | Before Competition Groups | 377.4748 | 0 | 0 | 5844.1676 | 0.06459 | 5 | Residential_2035_SC B_GWh_Before Competition Groups_5 | Variable Speed Pool Pump Motor | 6.459% | 0 | 377.4748 | Residential_2035_SC B_GWh_Before Competition Groups_Variable Speed Pool Pump Motor
Residential | Res ¦ Energy Star LED Specialty Bulbs | 2035 | SC B | GWh | Before Competition Groups | 370.3042 | 0 | 0 | 5844.1676 | 0.063363 | 6 | Residential_2035_SC B_GWh_Before Competition Groups_6 | Energy Star LED Specialty Bulbs | 6.336% | 0 | 370.3042 | Residential_2035_SC B_GWh_Before Competition Groups_Energy Star LED Specialty Bulbs
Residential | Res ¦ Car Block Heater Timer | 2035 | SC B | GWh | Before Competition Groups | 357.7122 | 0 | 0 | 5844.1676 | 0.061208 | 7 | Residential_2035_SC B_GWh_Before Competition Groups_7 | Car Block Heater Timer | 6.121% | 0 | 357.7122 | Residential_2035_SC B_GWh_Before Competition Groups_Car Block Heater Timer
Residential | Res ¦ Adaptive Thermostat | 2035 | SC B | GWh | Before Competition Groups | 332.743 | 0 | 0 | 5844.1676 | 0.056936 | 8 | Residential_2035_SC B_GWh_Before Competition Groups_8 | Adaptive Thermostat | 5.694% | 0 | 332.743 | Residential_2035_SC B_GWh_Before Competition Groups_Adaptive Thermostat
Residential | Res ¦ Building Recommissioning, Operations and Maintenance (O&M) Improvements | 2035 | SC B | GWh | Before Competition Groups | 292.5408 | 0 | 0 | 5844.1676 | 0.050057 | 9 | Residential_2035_SC B_GWh_Before Competition Groups_9 | Building Recommissioning, Operations and Maintenance (O&M) Improvements | 5.006% | 0 | 292.5408 | Residential_2035_SC B_GWh_Before Competition Groups_Building Recommissioning, Operations and Maintenance (O&M) Improvements
Residential | Res ¦ Energy Star Torchiere | 2035 | SC B | GWh | Before Competition Groups | 217.92 | 0 | 0 | 5844.1676 | 0.037288 | 10 | Residential_2035_SC B_GWh_Before Competition Groups_10 | Energy Star Torchiere | 3.729% | 0 | 217.92 | Residential_2035_SC B_GWh_Before Competition Groups_Energy Star Torchiere
Residential | Res ¦ Air Sealing | 2035 | SC B | GWh | Before Competition Groups | 187.8066 | 0 | 0 | 5844.1676 | 0.032136 | 11 | Residential_2035_SC B_GWh_Before Competition Groups_11 | Air Sealing | 3.214% | 0 | 187.8066 | Residential_2035_SC B_GWh_Before Competition Groups_Air Sealing
Residential | Res ¦ Energy Star Air Source Heat Pump | 2035 | SC B | GWh | Before Competition Groups | 156.1611 | 0 | 0 | 5844.1676 | 0.026721 | 12 | Residential_2035_SC B_GWh_Before Competition Groups_12 | Energy Star Air Source Heat Pump | 2.672% | 0 | 156.1611 | Residential_2035_SC B_GWh_Before Competition Groups_Energy Star Air Source Heat Pump
Residential | Res ¦ Comprehensive Draft Proofing | 2035 | SC B | GWh | Before Competition Groups | 148.79 | 0 | 0 | 5844.1676 | 0.02546 | 13 | Residential_2035_SC B_GWh_Before Competition Groups_13 | Comprehensive Draft Proofing | 2.546% | 0 | 148.79 | Residential_2035_SC B_GWh_Before Competition Groups_Comprehensive Draft Proofing
Residential | Res ¦ Smart Burners | 2035 | SC B | GWh | Before Competition Groups | 119.4013 | 0 | 0 | 5844.1676 | 0.020431 | 14 | Residential_2035_SC B_GWh_Before Competition Groups_14 | Smart Burners | 2.043% | 0 | 119.4013 | Residential_2035_SC B_GWh_Before Competition Groups_Smart Burners
Residential | Res ¦ Energy Star Clothes Dryer | 2035 | SC B | GWh | Before Competition Groups | 114.1526 | 0 | 0 | 5844.1676 | 0.019533 | 15 | Residential_2035_SC B_GWh_Before Competition Groups_15 | Energy Star Clothes Dryer | 1.953% | 0 | 114.1526 | Residential_2035_SC B_GWh_Before Competition Groups_Energy Star Clothes Dryer
Residential | Res ¦ Basement Wall Insulation | 2035 | SC B | GWh | Before Competition Groups | 98.5938 | 0 | 0 | 5844.1676 | 0.01687 | 16 | Residential_2035_SC B_GWh_Before Competition Groups_16 | Basement Wall Insulation | 1.687% | 0 | 98.5938 | Residential_2035_SC B_GWh_Before Competition Groups_Basement Wall Insulation
Residential | Res ¦ LED Parking Lot Fixture | 2035 | SC B | GWh | Before Competition Groups | 88.2716 | 0 | 0 | 5844.1676 | 0.015104 | 17 | Residential_2035_SC B_GWh_Before Competition Groups_17 | LED Parking Lot Fixture | 1.51% | 0 | 88.2716 | Residential_2035_SC B_GWh_Before Competition Groups_LED Parking Lot Fixture
Residential | Res ¦ Occupancy Sensors MF | 2035 | SC B | GWh | Before Competition Groups | 87.3183 | 0 | 0 | 5844.1676 | 0.014941 | 18 | Residential_2035_SC B_GWh_Before Competition Groups_18 | Occupancy Sensors MF | 1.494% | 0 | 87.3183 | Residential_2035_SC B_GWh_Before Competition Groups_Occupancy Sensors MF
Residential | Res ¦ Energy Star Light Fixture | 2035 | SC B | GWh | Before Competition Groups | 81.1249 | 0 | 0 | 5844.1676 | 0.013881 | 19 | Residential_2035_SC B_GWh_Before Competition Groups_19 | Energy Star Light Fixture | 1.388% | 0 | 81.1249 | Residential_2035_SC B_GWh_Before Competition Groups_Energy Star Light Fixture
Residential | Res ¦ Refrigerator Recycling | 2035 | SC B | GWh | Before Competition Groups | 76.6835 | 0 | 0 | 5844.1676 | 0.013121 | 20 | Residential_2035_SC B_GWh_Before Competition Groups_20 | Refrigerator Recycling | 1.312% | 0 | 76.6835 | Residential_2035_SC B_GWh_Before Competition Groups_Refrigerator Recycling
Residential | Res ¦ Attic Insulation | 2035 | SC B | GWh | Before Competition Groups | 76.0444 | 0 | 0 | 5844.1676 | 0.013012 | 21 | Residential_2035_SC B_GWh_Before Competition Groups_21 | Attic Insulation | 1.301% | 0 | 76.0444 | Residential_2035_SC B_GWh_Before Competition Groups_Attic Insulation
Residential | Res ¦ Clothes Drying Racks | 2035 | SC B | GWh | Before Competition Groups | 70.0177 | 0 | 0 | 5844.1676 | 0.011981 | 22 | Residential_2035_SC B_GWh_Before Competition Groups_22 | Clothes Drying Racks | 1.198% | 0 | 70.0177 | Residential_2035_SC B_GWh_Before Competition Groups_Clothes Drying Racks
Residential | Res ¦ Freezer Recycling | 2035 | SC B | GWh | Before Competition Groups | 67.2519 | 0 | 0 | 5844.1676 | 0.011508 | 23 | Residential_2035_SC B_GWh_Before Competition Groups_23 | Freezer Recycling | 1.151% | 0 | 67.2519 | Residential_2035_SC B_GWh_Before Competition Groups_Freezer Recycling
Residential | Res ¦ Energy Star Room Air Conditioner | 2035 | SC B | GWh | Before Competition Groups | 60.9709 | 0 | 0 | 5844.1676 | 0.010433 | 24 | Residential_2035_SC B_GWh_Before Competition Groups_24 | Energy Star Room Air Conditioner | 1.043% | 0 | 60.9709 | Residential_2035_SC B_GWh_Before Competition Groups_Energy Star Room Air Conditioner
Residential | Res ¦ Energy Star Freezer | 2035 | SC B | GWh | Before Competition Groups | 59.1611 | 0 | 0 | 5844.1676 | 0.010123 | 25 | Residential_2035_SC B_GWh_Before Competition Groups_25 | Energy Star Freezer | 1.012% | 0 | 59.1611 | Residential_2035_SC B_GWh_Before Competition Groups_Energy Star Freezer
Residential | Res ¦ Advanced BAS/Controllers | 2035 | SC B | GWh | Before Competition Groups | 42.8158 | 0 | 0 | 5844.1676 | 0.0073262 | 26 | Residential_2035_SC B_GWh_Before Competition Groups_26 | Advanced BAS/Controllers | 0.7326% | 0 | 42.8158 | Residential_2035_SC B_GWh_Before Competition Groups_Advanced BAS/Controllers
Residential | Res ¦ LED Exterior Area Lights - LED Fixture (200W) | 2035 | SC B | GWh | Before Competition Groups | 40.4096 | 0 | 0 | 5844.1676 | 0.0069145 | 27 | Residential_2035_SC B_GWh_Before Competition Groups_27 | LED Exterior Area Lights - LED Fixture (200W) | 0.6915% | 0 | 40.4096 | Residential_2035_SC B_GWh_Before Competition Groups_LED Exterior Area Lights - LED Fixture (200W)
Residential | Res ¦ Home Energy Reports | 2035 | SC B | GWh | Before Competition Groups | 36.9307 | 0 | 0 | 5844.1676 | 0.0063192 | 28 | Residential_2035_SC B_GWh_Before Competition Groups_28 | Home Energy Reports | 0.6319% | 0 | 36.9307 | Residential_2035_SC B_GWh_Before Competition Groups_Home Energy Reports
Residential | Res ¦ Furnace Whistle | 2035 | SC B | GWh | Before Competition Groups | 36.8694 | 0 | 0 | 5844.1676 | 0.0063088 | 29 | Residential_2035_SC B_GWh_Before Competition Groups_29 | Furnace Whistle | 0.6309% | 0 | 36.8694 | Residential_2035_SC B_GWh_Before Competition Groups_Furnace Whistle
Residential | Res ¦ Outside Air Economizer | 2035 | SC B | GWh | Before Competition Groups | 32.8403 | 0 | 0 | 5844.1676 | 0.0056193 | 30 | Residential_2035_SC B_GWh_Before Competition Groups_30 | Outside Air Economizer | 0.5619% | 0 | 32.8403 | Residential_2035_SC B_GWh_Before Competition Groups_Outside Air Economizer
Residential | Res ¦ LED Tube Re-Lamp | 2035 | SC B | GWh | Before Competition Groups | 28.6036 | 0 | 0 | 5844.1676 | 0.0048944 | 31 | Residential_2035_SC B_GWh_Before Competition Groups_31 | LED Tube Re-Lamp | 0.4894% | 0 | 28.6036 | Residential_2035_SC B_GWh_Before Competition Groups_LED Tube Re-Lamp
Residential | Res ¦ Energy Star Dehumidifier | 2035 | SC B | GWh | Before Competition Groups | 24.9032 | 0 | 0 | 5844.1676 | 0.0042612 | 32 | Residential_2035_SC B_GWh_Before Competition Groups_32 | Energy Star Dehumidifier | 0.4261% | 0 | 24.9032 | Residential_2035_SC B_GWh_Before Competition Groups_Energy Star Dehumidifier
Residential | Res ¦ Heat Recovery Ventilator | 2035 | SC B | GWh | Before Competition Groups | 24.7316 | 0 | 0 | 5844.1676 | 0.0042318 | 33 | Residential_2035_SC B_GWh_Before Competition Groups_33 | Heat Recovery Ventilator | 0.4232% | 0 | 24.7316 | Residential_2035_SC B_GWh_Before Competition Groups_Heat Recovery Ventilator
Residential | Res ¦ Minimize Hot and Warm Clothes Wash | 2035 | SC B | GWh | Before Competition Groups | 23.6065 | 0 | 0 | 5844.1676 | 0.0040393 | 34 | Residential_2035_SC B_GWh_Before Competition Groups_34 | Minimize Hot and Warm Clothes Wash | 0.4039% | 0 | 23.6065 | Residential_2035_SC B_GWh_Before Competition Groups_Minimize Hot and Warm Clothes Wash
Residential | Res ¦ Floor Insulation | 2035 | SC B | GWh | Before Competition Groups | 19.9216 | 0 | 0 | 5844.1676 | 0.0034088 | 35 | Residential_2035_SC B_GWh_Before Competition Groups_35 | Floor Insulation | 0.3409% | 0 | 19.9216 | Residential_2035_SC B_GWh_Before Competition Groups_Floor Insulation
Residential | Res ¦ Demand Control Ventilation | 2035 | SC B | GWh | Before Competition Groups | 19.7464 | 0 | 0 | 5844.1676 | 0.0033788 | 36 | Residential_2035_SC B_GWh_Before Competition Groups_36 | Demand Control Ventilation | 0.3379% | 0 | 19.7464 | Residential_2035_SC B_GWh_Before Competition Groups_Demand Control Ventilation
Residential | Res ¦ Duct Insulation | 2035 | SC B | GWh | Before Competition Groups | 18.8639 | 0 | 0 | 5844.1676 | 0.0032278 | 37 | Residential_2035_SC B_GWh_Before Competition Groups_37 | Duct Insulation | 0.3228% | 0 | 18.8639 | Residential_2035_SC B_GWh_Before Competition Groups_Duct Insulation
Residential | Res ¦ Tankless Water Heater | 2035 | SC B | GWh | Before Competition Groups | 18.4481 | 0 | 0 | 5844.1676 | 0.0031567 | 38 | Residential_2035_SC B_GWh_Before Competition Groups_38 | Tankless Water Heater | 0.3157% | 0 | 18.4481 | Residential_2035_SC B_GWh_Before Competition Groups_Tankless Water Heater
Residential | Res ¦ CO Sensors for parking garage exhaust fans | 2035 | SC B | GWh | Before Competition Groups | 17.8457 | 0 | 0 | 5844.1676 | 0.0030536 | 39 | Residential_2035_SC B_GWh_Before Competition Groups_39 | CO Sensors for parking garage exhaust fans | 0.3054% | 0 | 17.8457 | Residential_2035_SC B_GWh_Before Competition Groups_CO Sensors for parking garage exhaust fans
Residential | Res ¦ High Efficiency Chiller (avg of water and air cooled) | 2035 | SC B | GWh | Before Competition Groups | 16.5752 | 0 | 0 | 5844.1676 | 0.0028362 | 40 | Residential_2035_SC B_GWh_Before Competition Groups_40 | High Efficiency Chiller (avg of water and air cooled) | 0.2836% | 0 | 16.5752 | Residential_2035_SC B_GWh_Before Competition Groups_High Efficiency Chiller (avg of water and air cooled)
Residential | Res ¦ ENERGY STAR LED LAMPS (REFLECTOR LAMPs/MR16/PAR 16) | 2035 | SC B | GWh | Before Competition Groups | 16.5189 | 0 | 0 | 5844.1676 | 0.0028266 | 41 | Residential_2035_SC B_GWh_Before Competition Groups_41 | ENERGY STAR LED LAMPS (REFLECTOR LAMPs/MR16/PAR 16) | 0.2827% | 0 | 16.5189 | Residential_2035_SC B_GWh_Before Competition Groups_ENERGY STAR LED LAMPS (REFLECTOR LAMPs/MR16/PAR 16)
Residential | Res ¦ Variable Frequency Drive (VFD) | 2035 | SC B | GWh | Before Competition Groups | 15.6398 | 0 | 0 | 5844.1676 | 0.0026761 | 42 | Residential_2035_SC B_GWh_Before Competition Groups_42 | Variable Frequency Drive (VFD) | 0.2676% | 0 | 15.6398 | Residential_2035_SC B_GWh_Before Competition Groups_Variable Frequency Drive (VFD)
Residential | Res ¦ LED Downlight | 2035 | SC B | GWh | Before Competition Groups | 14.2268 | 0 | 0 | 5844.1676 | 0.0024344 | 43 | Residential_2035_SC B_GWh_Before Competition Groups_43 | LED Downlight | 0.2434% | 0 | 14.2268 | Residential_2035_SC B_GWh_Before Competition Groups_LED Downlight
Residential | Res ¦ Condensing Make Up Air Unit | 2035 | SC B | GWh | Before Competition Groups | 13.611 | 0 | 0 | 5844.1676 | 0.002329 | 44 | Residential_2035_SC B_GWh_Before Competition Groups_44 | Condensing Make Up Air Unit | 0.2329% | 0 | 13.611 | Residential_2035_SC B_GWh_Before Competition Groups_Condensing Make Up Air Unit
Residential | Res ¦ Water Heater Temperature Setback | 2035 | SC B | GWh | Before Competition Groups | 11.6871 | 0 | 0 | 5844.1676 | 0.0019998 | 45 | Residential_2035_SC B_GWh_Before Competition Groups_45 | Water Heater Temperature Setback | 0.2% | 0 | 11.6871 | Residential_2035_SC B_GWh_Before Competition Groups_Water Heater Temperature Setback
Residential | Res ¦ Duct Insulation MF | 2035 | SC B | GWh | Before Competition Groups | 7.8376 | 0 | 0 | 5844.1676 | 0.0013411 | 46 | Residential_2035_SC B_GWh_Before Competition Groups_46 | Duct Insulation MF | 0.1341% | 0 | 7.8376 | Residential_2035_SC B_GWh_Before Competition Groups_Duct Insulation MF
Residential | Res ¦ VFD on Pumps | 2035 | SC B | GWh | Before Competition Groups | 4.8094 | 0 | 0 | 5844.1676 | 0.00082294 | 47 | Residential_2035_SC B_GWh_Before Competition Groups_47 | VFD on Pumps | 0.08229% | 0 | 4.8094 | Residential_2035_SC B_GWh_Before Competition Groups_VFD on Pumps
Residential | Res ¦ ENERGY STAR LED Lamps (General Service Lamps) | 2035 | SC B | GWh | Before Competition Groups | 3.645 | 0 | 0 | 5844.1676 | 0.0006237 | 48 | Residential_2035_SC B_GWh_Before Competition Groups_48 | ENERGY STAR LED Lamps (General Service Lamps) | 0.06237% | 0 | 3.645 | Residential_2035_SC B_GWh_Before Competition Groups_ENERGY STAR LED Lamps (General Service Lamps)
Residential | Res ¦ ECM MOTORS FOR HVAC APPLICATION (FAN-POWERED VAV BOX) | 2035 | SC B | GWh | Before Competition Groups | 2.8214 | 0 | 0 | 5844.1676 | 0.00048277 | 49 | Residential_2035_SC B_GWh_Before Competition Groups_49 | ECM MOTORS FOR HVAC APPLICATION (FAN-POWERED VAV BOX) | 0.04828% | 0 | 2.8214 | Residential_2035_SC B_GWh_Before Competition Groups_ECM MOTORS FOR HVAC APPLICATION (FAN-POWERED VAV BOX)
Residential | Res ¦ Beverage Vending Machine Controls | 2035 | SC B | GWh | Before Competition Groups | 2.03 | 0 | 0 | 5844.1676 | 0.00034735 | 50 | Residential_2035_SC B_GWh_Before Competition Groups_50 | Beverage Vending Machine Controls | 0.03474% | 0 | 2.03 | Residential_2035_SC B_GWh_Before Competition Groups_Beverage Vending Machine Controls
Residential | Res ¦ Wall Insulation | 2035 | SC B | GWh | Before Competition Groups | 0.57209 | 0 | 0 | 5844.1676 | 9.7891e-05 | 51 | Residential_2035_SC B_GWh_Before Competition Groups_51 | Wall Insulation | 0.009789% | 0 | 0.57209 | Residential_2035_SC B_GWh_Before Competition Groups_Wall Insulation
Residential | Res ¦ Chilled Water Optimization | 2035 | SC B | GWh | Before Competition Groups | 0.33154 | 0 | 0 | 5844.1676 | 5.673e-05 | 52 | Residential_2035_SC B_GWh_Before Competition Groups_52 | Chilled Water Optimization | 0.005673% | 0 | 0.33154 | Residential_2035_SC B_GWh_Before Competition Groups_Chilled Water Optimization
Residential | Res ¦ LED High Bay Fixture | 2035 | SC B | GWh | Before Competition Groups | 0.20836 | 0 | 0 | 5844.1676 | 3.5652e-05 | 53 | Residential_2035_SC B_GWh_Before Competition Groups_53 | LED High Bay Fixture | 0.003565% | 0 | 0.20836 | Residential_2035_SC B_GWh_Before Competition Groups_LED High Bay Fixture
Residential | Res ¦ Wall Insulation MF | 2035 | SC B | GWh | Before Competition Groups | 0.017367 | 0 | 0 | 5844.1676 | 2.9717e-06 | 54 | Residential_2035_SC B_GWh_Before Competition Groups_54 | Wall Insulation MF | 0.0002972% | 0 | 0.017367 | Residential_2035_SC B_GWh_Before Competition Groups_Wall Insulation MF
Residential | Res ¦ Heavy Duty Outdoor/Holiday Plug-in Timers | 2035 | SC B | GWh | Before Competition Groups | 0 | 0 | 0 | 5844.1676 | 0 | 55 | Residential_2035_SC B_GWh_Before Competition Groups_55 | Heavy Duty Outdoor/Holiday Plug-in Timers | 0% | 0 | 0 | Residential_2035_SC B_GWh_Before Competition Groups_Heavy Duty Outdoor/Holiday Plug-in Timers
Residential | Res ¦ Smart Power Bar | 2035 | SC B | GWh | Before Competition Groups | 0 | 0 | 0 | 5844.1676 | 0 | 56 | Residential_2035_SC B_GWh_Before Competition Groups_56 | Smart Power Bar | 0% | 0 | 0 | Residential_2035_SC B_GWh_Before Competition Groups_Smart Power Bar
Residential | Res ¦ Energy Star LED Specialty Bulbs | 2035 | SC C | GWh | Before Competition Groups | 597.1838 | 0 | 0 | 4769.7132 | 0.1252 | 1 | Residential_2035_SC C_GWh_Before Competition Groups_1 | Energy Star LED Specialty Bulbs | 12.52% | 0 | 597.1838 | Residential_2035_SC C_GWh_Before Competition Groups_Energy Star LED Specialty Bulbs
Residential | Res ¦ Energy Star Clothes Washer | 2035 | SC C | GWh | Before Competition Groups | 576.7274 | 0 | 0 | 4769.7132 | 0.12091 | 2 | Residential_2035_SC C_GWh_Before Competition Groups_2 | Energy Star Clothes Washer | 12.09% | 0 | 576.7274 | Residential_2035_SC C_GWh_Before Competition Groups_Energy Star Clothes Washer
Residential | Res ¦ Ductless Mini-Split Heat Pump | 2035 | SC C | GWh | Before Competition Groups | 391.3579 | 0 | 0 | 4769.7132 | 0.082051 | 3 | Residential_2035_SC C_GWh_Before Competition Groups_3 | Ductless Mini-Split Heat Pump | 8.205% | 0 | 391.3579 | Residential_2035_SC C_GWh_Before Competition Groups_Ductless Mini-Split Heat Pump
Residential | Res ¦ Energy Star A Line, PAR, MR Lamps | 2035 | SC C | GWh | Before Competition Groups | 290.7563 | 0 | 0 | 4769.7132 | 0.060959 | 4 | Residential_2035_SC C_GWh_Before Competition Groups_4 | Energy Star A Line, PAR, MR Lamps | 6.096% | 0 | 290.7563 | Residential_2035_SC C_GWh_Before Competition Groups_Energy Star A Line, PAR, MR Lamps
Residential | Res ¦ Variable Speed Pool Pump Motor | 2035 | SC C | GWh | Before Competition Groups | 274.101 | 0 | 0 | 4769.7132 | 0.057467 | 5 | Residential_2035_SC C_GWh_Before Competition Groups_5 | Variable Speed Pool Pump Motor | 5.747% | 0 | 274.101 | Residential_2035_SC C_GWh_Before Competition Groups_Variable Speed Pool Pump Motor
Residential | Res ¦ Car Block Heater Timer | 2035 | SC C | GWh | Before Competition Groups | 268.0305 | 0 | 0 | 4769.7132 | 0.056194 | 6 | Residential_2035_SC C_GWh_Before Competition Groups_6 | Car Block Heater Timer | 5.619% | 0 | 268.0305 | Residential_2035_SC C_GWh_Before Competition Groups_Car Block Heater Timer
Residential | Res ¦ Energy Star LED Bulbs General Purpose LEDs | 2035 | SC C | GWh | Before Competition Groups | 233.9187 | 0 | 0 | 4769.7132 | 0.049043 | 7 | Residential_2035_SC C_GWh_Before Competition Groups_7 | Energy Star LED Bulbs General Purpose LEDs | 4.904% | 0 | 233.9187 | Residential_2035_SC C_GWh_Before Competition Groups_Energy Star LED Bulbs General Purpose LEDs
Residential | Res ¦ Adaptive Thermostat | 2035 | SC C | GWh | Before Competition Groups | 225.713 | 0 | 0 | 4769.7132 | 0.047322 | 8 | Residential_2035_SC C_GWh_Before Competition Groups_8 | Adaptive Thermostat | 4.732% | 0 | 225.713 | Residential_2035_SC C_GWh_Before Competition Groups_Adaptive Thermostat
Residential | Res ¦ Building Recommissioning, Operations and Maintenance (O&M) Improvements | 2035 | SC C | GWh | Before Competition Groups | 212.4234 | 0 | 0 | 4769.7132 | 0.044536 | 9 | Residential_2035_SC C_GWh_Before Competition Groups_9 | Building Recommissioning, Operations and Maintenance (O&M) Improvements | 4.454% | 0 | 212.4234 | Residential_2035_SC C_GWh_Before Competition Groups_Building Recommissioning, Operations and Maintenance (O&M) Improvements
Residential | Res ¦ Air Sealing | 2035 | SC C | GWh | Before Competition Groups | 170.6672 | 0 | 0 | 4769.7132 | 0.035781 | 10 | Residential_2035_SC C_GWh_Before Competition Groups_10 | Air Sealing | 3.578% | 0 | 170.6672 | Residential_2035_SC C_GWh_Before Competition Groups_Air Sealing
Residential | Res ¦ Energy Star Torchiere | 2035 | SC C | GWh | Before Competition Groups | 166.5894 | 0 | 0 | 4769.7132 | 0.034926 | 11 | Residential_2035_SC C_GWh_Before Competition Groups_11 | Energy Star Torchiere | 3.493% | 0 | 166.5894 | Residential_2035_SC C_GWh_Before Competition Groups_Energy Star Torchiere
Residential | Res ¦ Energy Star Clothes Dryer | 2035 | SC C | GWh | Before Competition Groups | 114.1895 | 0 | 0 | 4769.7132 | 0.023941 | 12 | Residential_2035_SC C_GWh_Before Competition Groups_12 | Energy Star Clothes Dryer | 2.394% | 0 | 114.1895 | Residential_2035_SC C_GWh_Before Competition Groups_Energy Star Clothes Dryer
Residential | Res ¦ Energy Star Air Source Heat Pump | 2035 | SC C | GWh | Before Competition Groups | 108.4758 | 0 | 0 | 4769.7132 | 0.022743 | 13 | Residential_2035_SC C_GWh_Before Competition Groups_13 | Energy Star Air Source Heat Pump | 2.274% | 0 | 108.4758 | Residential_2035_SC C_GWh_Before Competition Groups_Energy Star Air Source Heat Pump
Residential | Res ¦ Comprehensive Draft Proofing | 2035 | SC C | GWh | Before Competition Groups | 108.0412 | 0 | 0 | 4769.7132 | 0.022651 | 14 | Residential_2035_SC C_GWh_Before Competition Groups_14 | Comprehensive Draft Proofing | 2.265% | 0 | 108.0412 | Residential_2035_SC C_GWh_Before Competition Groups_Comprehensive Draft Proofing
Residential | Res ¦ Basement Wall Insulation | 2035 | SC C | GWh | Before Competition Groups | 98.6082 | 0 | 0 | 4769.7132 | 0.020674 | 15 | Residential_2035_SC C_GWh_Before Competition Groups_15 | Basement Wall Insulation | 2.067% | 0 | 98.6082 | Residential_2035_SC C_GWh_Before Competition Groups_Basement Wall Insulation
Residential | Res ¦ Smart Burners | 2035 | SC C | GWh | Before Competition Groups | 84.4239 | 0 | 0 | 4769.7132 | 0.0177 | 16 | Residential_2035_SC C_GWh_Before Competition Groups_16 | Smart Burners | 1.77% | 0 | 84.4239 | Residential_2035_SC C_GWh_Before Competition Groups_Smart Burners
Residential | Res ¦ LED Parking Lot Fixture | 2035 | SC C | GWh | Before Competition Groups | 83.7889 | 0 | 0 | 4769.7132 | 0.017567 | 17 | Residential_2035_SC C_GWh_Before Competition Groups_17 | LED Parking Lot Fixture | 1.757% | 0 | 83.7889 | Residential_2035_SC C_GWh_Before Competition Groups_LED Parking Lot Fixture
Residential | Res ¦ Energy Star Light Fixture | 2035 | SC C | GWh | Before Competition Groups | 76.2218 | 0 | 0 | 4769.7132 | 0.01598 | 18 | Residential_2035_SC C_GWh_Before Competition Groups_18 | Energy Star Light Fixture | 1.598% | 0 | 76.2218 | Residential_2035_SC C_GWh_Before Competition Groups_Energy Star Light Fixture
Residential | Res ¦ Attic Insulation | 2035 | SC C | GWh | Before Competition Groups | 74.1921 | 0 | 0 | 4769.7132 | 0.015555 | 19 | Residential_2035_SC C_GWh_Before Competition Groups_19 | Attic Insulation | 1.555% | 0 | 74.1921 | Residential_2035_SC C_GWh_Before Competition Groups_Attic Insulation
Residential | Res ¦ Occupancy Sensors MF | 2035 | SC C | GWh | Before Competition Groups | 58.5869 | 0 | 0 | 4769.7132 | 0.012283 | 20 | Residential_2035_SC C_GWh_Before Competition Groups_20 | Occupancy Sensors MF | 1.228% | 0 | 58.5869 | Residential_2035_SC C_GWh_Before Competition Groups_Occupancy Sensors MF
Residential | Res ¦ Refrigerator Recycling | 2035 | SC C | GWh | Before Competition Groups | 55.6834 | 0 | 0 | 4769.7132 | 0.011674 | 21 | Residential_2035_SC C_GWh_Before Competition Groups_21 | Refrigerator Recycling | 1.167% | 0 | 55.6834 | Residential_2035_SC C_GWh_Before Competition Groups_Refrigerator Recycling
Residential | Res ¦ Energy Star Room Air Conditioner | 2035 | SC C | GWh | Before Competition Groups | 51.4442 | 0 | 0 | 4769.7132 | 0.010786 | 22 | Residential_2035_SC C_GWh_Before Competition Groups_22 | Energy Star Room Air Conditioner | 1.079% | 0 | 51.4442 | Residential_2035_SC C_GWh_Before Competition Groups_Energy Star Room Air Conditioner
Residential | Res ¦ Energy Star Freezer | 2035 | SC C | GWh | Before Competition Groups | 51.3027 | 0 | 0 | 4769.7132 | 0.010756 | 23 | Residential_2035_SC C_GWh_Before Competition Groups_23 | Energy Star Freezer | 1.076% | 0 | 51.3027 | Residential_2035_SC C_GWh_Before Competition Groups_Energy Star Freezer
Residential | Res ¦ LED Exterior Area Lights - LED Fixture (200W) | 2035 | SC C | GWh | Before Competition Groups | 40.4096 | 0 | 0 | 4769.7132 | 0.0084721 | 24 | Residential_2035_SC C_GWh_Before Competition Groups_24 | LED Exterior Area Lights - LED Fixture (200W) | 0.8472% | 0 | 40.4096 | Residential_2035_SC C_GWh_Before Competition Groups_LED Exterior Area Lights - LED Fixture (200W)
Residential | Res ¦ Home Energy Reports | 2035 | SC C | GWh | Before Competition Groups | 36.9307 | 0 | 0 | 4769.7132 | 0.0077428 | 25 | Residential_2035_SC C_GWh_Before Competition Groups_25 | Home Energy Reports | 0.7743% | 0 | 36.9307 | Residential_2035_SC C_GWh_Before Competition Groups_Home Energy Reports
Residential | Res ¦ Advanced BAS/Controllers | 2035 | SC C | GWh | Before Competition Groups | 31.0907 | 0 | 0 | 4769.7132 | 0.0065184 | 26 | Residential_2035_SC C_GWh_Before Competition Groups_26 | Advanced BAS/Controllers | 0.6518% | 0 | 31.0907 | Residential_2035_SC C_GWh_Before Competition Groups_Advanced BAS/Controllers
Residential | Res ¦ LED Tube Re-Lamp | 2035 | SC C | GWh | Before Competition Groups | 28.6036 | 0 | 0 | 4769.7132 | 0.0059969 | 27 | Residential_2035_SC C_GWh_Before Competition Groups_27 | LED Tube Re-Lamp | 0.5997% | 0 | 28.6036 | Residential_2035_SC C_GWh_Before Competition Groups_LED Tube Re-Lamp
Residential | Res ¦ Outside Air Economizer | 2035 | SC C | GWh | Before Competition Groups | 27.0096 | 0 | 0 | 4769.7132 | 0.0056627 | 28 | Residential_2035_SC C_GWh_Before Competition Groups_28 | Outside Air Economizer | 0.5663% | 0 | 27.0096 | Residential_2035_SC C_GWh_Before Competition Groups_Outside Air Economizer
Residential | Res ¦ Furnace Whistle | 2035 | SC C | GWh | Before Competition Groups | 26.7721 | 0 | 0 | 4769.7132 | 0.0056129 | 29 | Residential_2035_SC C_GWh_Before Competition Groups_29 | Furnace Whistle | 0.5613% | 0 | 26.7721 | Residential_2035_SC C_GWh_Before Competition Groups_Furnace Whistle
Residential | Res ¦ Minimize Hot and Warm Clothes Wash | 2035 | SC C | GWh | Before Competition Groups | 23.6065 | 0 | 0 | 4769.7132 | 0.0049493 | 30 | Residential_2035_SC C_GWh_Before Competition Groups_30 | Minimize Hot and Warm Clothes Wash | 0.4949% | 0 | 23.6065 | Residential_2035_SC C_GWh_Before Competition Groups_Minimize Hot and Warm Clothes Wash
Residential | Res ¦ ENERGY STAR LED LAMPS (REFLECTOR LAMPs/MR16/PAR 16) | 2035 | SC C | GWh | Before Competition Groups | 16.5189 | 0 | 0 | 4769.7132 | 0.0034633 | 31 | Residential_2035_SC C_GWh_Before Competition Groups_31 | ENERGY STAR LED LAMPS (REFLECTOR LAMPs/MR16/PAR 16) | 0.3463% | 0 | 16.5189 | Residential_2035_SC C_GWh_Before Competition Groups_ENERGY STAR LED LAMPS (REFLECTOR LAMPs/MR16/PAR 16)
Residential | Res ¦ High Efficiency Chiller (avg of water and air cooled) | 2035 | SC C | GWh | Before Competition Groups | 16.2389 | 0 | 0 | 4769.7132 | 0.0034046 | 32 | Residential_2035_SC C_GWh_Before Competition Groups_32 | High Efficiency Chiller (avg of water and air cooled) | 0.3405% | 0 | 16.2389 | Residential_2035_SC C_GWh_Before Competition Groups_High Efficiency Chiller (avg of water and air cooled)
Residential | Res ¦ Energy Star Dehumidifier | 2035 | SC C | GWh | Before Competition Groups | 16.0971 | 0 | 0 | 4769.7132 | 0.0033749 | 33 | Residential_2035_SC C_GWh_Before Competition Groups_33 | Energy Star Dehumidifier | 0.3375% | 0 | 16.0971 | Residential_2035_SC C_GWh_Before Competition Groups_Energy Star Dehumidifier
Residential | Res ¦ Floor Insulation | 2035 | SC C | GWh | Before Competition Groups | 15.5485 | 0 | 0 | 4769.7132 | 0.0032598 | 34 | Residential_2035_SC C_GWh_Before Competition Groups_34 | Floor Insulation | 0.326% | 0 | 15.5485 | Residential_2035_SC C_GWh_Before Competition Groups_Floor Insulation
Residential | Res ¦ Demand Control Ventilation | 2035 | SC C | GWh | Before Competition Groups | 14.339 | 0 | 0 | 4769.7132 | 0.0030063 | 35 | Residential_2035_SC C_GWh_Before Competition Groups_35 | Demand Control Ventilation | 0.3006% | 0 | 14.339 | Residential_2035_SC C_GWh_Before Competition Groups_Demand Control Ventilation
Residential | Res ¦ LED Downlight | 2035 | SC C | GWh | Before Competition Groups | 14.2268 | 0 | 0 | 4769.7132 | 0.0029827 | 36 | Residential_2035_SC C_GWh_Before Competition Groups_36 | LED Downlight | 0.2983% | 0 | 14.2268 | Residential_2035_SC C_GWh_Before Competition Groups_LED Downlight
Residential | Res ¦ CO Sensors for parking garage exhaust fans | 2035 | SC C | GWh | Before Competition Groups | 12.9587 | 0 | 0 | 4769.7132 | 0.0027169 | 37 | Residential_2035_SC C_GWh_Before Competition Groups_37 | CO Sensors for parking garage exhaust fans | 0.2717% | 0 | 12.9587 | Residential_2035_SC C_GWh_Before Competition Groups_CO Sensors for parking garage exhaust fans
Residential | Res ¦ Tankless Water Heater | 2035 | SC C | GWh | Before Competition Groups | 12.8846 | 0 | 0 | 4769.7132 | 0.0027013 | 38 | Residential_2035_SC C_GWh_Before Competition Groups_38 | Tankless Water Heater | 0.2701% | 0 | 12.8846 | Residential_2035_SC C_GWh_Before Competition Groups_Tankless Water Heater
Residential | Res ¦ Variable Frequency Drive (VFD) | 2035 | SC C | GWh | Before Competition Groups | 11.3567 | 0 | 0 | 4769.7132 | 0.002381 | 39 | Residential_2035_SC C_GWh_Before Competition Groups_39 | Variable Frequency Drive (VFD) | 0.2381% | 0 | 11.3567 | Residential_2035_SC C_GWh_Before Competition Groups_Variable Frequency Drive (VFD)
Residential | Res ¦ Condensing Make Up Air Unit | 2035 | SC C | GWh | Before Competition Groups | 10.7003 | 0 | 0 | 4769.7132 | 0.0022434 | 40 | Residential_2035_SC C_GWh_Before Competition Groups_40 | Condensing Make Up Air Unit | 0.2243% | 0 | 10.7003 | Residential_2035_SC C_GWh_Before Competition Groups_Condensing Make Up Air Unit
Residential | Res ¦ Water Heater Temperature Setback | 2035 | SC C | GWh | Before Competition Groups | 8.4864 | 0 | 0 | 4769.7132 | 0.0017792 | 41 | Residential_2035_SC C_GWh_Before Competition Groups_41 | Water Heater Temperature Setback | 0.1779% | 0 | 8.4864 | Residential_2035_SC C_GWh_Before Competition Groups_Water Heater Temperature Setback
Residential | Res ¦ Duct Insulation MF | 2035 | SC C | GWh | Before Competition Groups | 7.1602 | 0 | 0 | 4769.7132 | 0.0015012 | 42 | Residential_2035_SC C_GWh_Before Competition Groups_42 | Duct Insulation MF | 0.1501% | 0 | 7.1602 | Residential_2035_SC C_GWh_Before Competition Groups_Duct Insulation MF
Residential | Res ¦ Heat Recovery Ventilator | 2035 | SC C | GWh | Before Competition Groups | 6.1204 | 0 | 0 | 4769.7132 | 0.0012832 | 43 | Residential_2035_SC C_GWh_Before Competition Groups_43 | Heat Recovery Ventilator | 0.1283% | 0 | 6.1204 | Residential_2035_SC C_GWh_Before Competition Groups_Heat Recovery Ventilator
Residential | Res ¦ Duct Insulation | 2035 | SC C | GWh | Before Competition Groups | 5.4241 | 0 | 0 | 4769.7132 | 0.0011372 | 44 | Residential_2035_SC C_GWh_Before Competition Groups_44 | Duct Insulation | 0.1137% | 0 | 5.4241 | Residential_2035_SC C_GWh_Before Competition Groups_Duct Insulation
Residential | Res ¦ ENERGY STAR LED Lamps (General Service Lamps) | 2035 | SC C | GWh | Before Competition Groups | 3.645 | 0 | 0 | 4769.7132 | 0.00076419 | 45 | Residential_2035_SC C_GWh_Before Competition Groups_45 | ENERGY STAR LED Lamps (General Service Lamps) | 0.07642% | 0 | 3.645 | Residential_2035_SC C_GWh_Before Competition Groups_ENERGY STAR LED Lamps (General Service Lamps)
Residential | Res ¦ VFD on Pumps | 2035 | SC C | GWh | Before Competition Groups | 3.4923 | 0 | 0 | 4769.7132 | 0.00073218 | 46 | Residential_2035_SC C_GWh_Before Competition Groups_46 | VFD on Pumps | 0.07322% | 0 | 3.4923 | Residential_2035_SC C_GWh_Before Competition Groups_VFD on Pumps
Residential | Res ¦ Clothes Drying Racks | 2035 | SC C | GWh | Before Competition Groups | 3.4878 | 0 | 0 | 4769.7132 | 0.00073125 | 47 | Residential_2035_SC C_GWh_Before Competition Groups_47 | Clothes Drying Racks | 0.07312% | 0 | 3.4878 | Residential_2035_SC C_GWh_Before Competition Groups_Clothes Drying Racks
Residential | Res ¦ ECM MOTORS FOR HVAC APPLICATION (FAN-POWERED VAV BOX) | 2035 | SC C | GWh | Before Competition Groups | 1.9958 | 0 | 0 | 4769.7132 | 0.00041842 | 48 | Residential_2035_SC C_GWh_Before Competition Groups_48 | ECM MOTORS FOR HVAC APPLICATION (FAN-POWERED VAV BOX) | 0.04184% | 0 | 1.9958 | Residential_2035_SC C_GWh_Before Competition Groups_ECM MOTORS FOR HVAC APPLICATION (FAN-POWERED VAV BOX)
Residential | Res ¦ Beverage Vending Machine Controls | 2035 | SC C | GWh | Before Competition Groups | 1.3866 | 0 | 0 | 4769.7132 | 0.00029071 | 49 | Residential_2035_SC C_GWh_Before Competition Groups_49 | Beverage Vending Machine Controls | 0.02907% | 0 | 1.3866 | Residential_2035_SC C_GWh_Before Competition Groups_Beverage Vending Machine Controls
Residential | Res ¦ Wall Insulation | 2035 | SC C | GWh | Before Competition Groups | 0.30113 | 0 | 0 | 4769.7132 | 6.3134e-05 | 50 | Residential_2035_SC C_GWh_Before Competition Groups_50 | Wall Insulation | 0.006313% | 0 | 0.30113 | Residential_2035_SC C_GWh_Before Competition Groups_Wall Insulation
Residential | Res ¦ Chilled Water Optimization | 2035 | SC C | GWh | Before Competition Groups | 0.26462 | 0 | 0 | 4769.7132 | 5.5479e-05 | 51 | Residential_2035_SC C_GWh_Before Competition Groups_51 | Chilled Water Optimization | 0.005548% | 0 | 0.26462 | Residential_2035_SC C_GWh_Before Competition Groups_Chilled Water Optimization
Residential | Res ¦ LED High Bay Fixture | 2035 | SC C | GWh | Before Competition Groups | 0.20836 | 0 | 0 | 4769.7132 | 4.3683e-05 | 52 | Residential_2035_SC C_GWh_Before Competition Groups_52 | LED High Bay Fixture | 0.004368% | 0 | 0.20836 | Residential_2035_SC C_GWh_Before Competition Groups_LED High Bay Fixture
Residential | Res ¦ Wall Insulation MF | 2035 | SC C | GWh | Before Competition Groups | 0.017369 | 0 | 0 | 4769.7132 | 3.6414e-06 | 53 | Residential_2035_SC C_GWh_Before Competition Groups_53 | Wall Insulation MF | 0.0003641% | 0 | 0.017369 | Residential_2035_SC C_GWh_Before Competition Groups_Wall Insulation MF
Residential | Res ¦ Freezer Recycling | 2035 | SC C | GWh | Before Competition Groups | 0.0036374 | 0 | 0 | 4769.7132 | 7.626e-07 | 54 | Residential_2035_SC C_GWh_Before Competition Groups_54 | Freezer Recycling | 7.626e-05% | 0 | 0.0036374 | Residential_2035_SC C_GWh_Before Competition Groups_Freezer Recycling
Residential | Res ¦ Heavy Duty Outdoor/Holiday Plug-in Timers | 2035 | SC C | GWh | Before Competition Groups | 0 | 0 | 0 | 4769.7132 | 0 | 55 | Residential_2035_SC C_GWh_Before Competition Groups_55 | Heavy Duty Outdoor/Holiday Plug-in Timers | 0% | 0 | 0 | Residential_2035_SC C_GWh_Before Competition Groups_Heavy Duty Outdoor/Holiday Plug-in Timers
Residential | Res ¦ Smart Power Bar | 2035 | SC C | GWh | Before Competition Groups | 0 | 0 | 0 | 4769.7132 | 0 | 56 | Residential_2035_SC C_GWh_Before Competition Groups_56 | Smart Power Bar | 0% | 0 | 0 | Residential_2035_SC C_GWh_Before Competition Groups_Smart Power Bar
Residential | Res ¦ Energy Star LED Bulbs General Purpose LEDs | 2035 | SC D | GWh | Before Competition Groups | 431.6317 | 0 | 0 | 3699.483 | 0.11667 | 1 | Residential_2035_SC D_GWh_Before Competition Groups_1 | Energy Star LED Bulbs General Purpose LEDs | 11.67% | 0 | 431.6317 | Residential_2035_SC D_GWh_Before Competition Groups_Energy Star LED Bulbs General Purpose LEDs
Residential | Res ¦ Energy Star LED Specialty Bulbs | 2035 | SC D | GWh | Before Competition Groups | 413.1683 | 0 | 0 | 3699.483 | 0.11168 | 2 | Residential_2035_SC D_GWh_Before Competition Groups_2 | Energy Star LED Specialty Bulbs | 11.17% | 0 | 413.1683 | Residential_2035_SC D_GWh_Before Competition Groups_Energy Star LED Specialty Bulbs
Residential | Res ¦ Ductless Mini-Split Heat Pump | 2035 | SC D | GWh | Before Competition Groups | 391.3779 | 0 | 0 | 3699.483 | 0.10579 | 3 | Residential_2035_SC D_GWh_Before Competition Groups_3 | Ductless Mini-Split Heat Pump | 10.58% | 0 | 391.3779 | Residential_2035_SC D_GWh_Before Competition Groups_Ductless Mini-Split Heat Pump
Residential | Res ¦ Energy Star Clothes Washer | 2035 | SC D | GWh | Before Competition Groups | 384.0139 | 0 | 0 | 3699.483 | 0.1038 | 4 | Residential_2035_SC D_GWh_Before Competition Groups_4 | Energy Star Clothes Washer | 10.38% | 0 | 384.0139 | Residential_2035_SC D_GWh_Before Competition Groups_Energy Star Clothes Washer
Residential | Res ¦ Energy Star A Line, PAR, MR Lamps | 2035 | SC D | GWh | Before Competition Groups | 291.2176 | 0 | 0 | 3699.483 | 0.078718 | 5 | Residential_2035_SC D_GWh_Before Competition Groups_5 | Energy Star A Line, PAR, MR Lamps | 7.872% | 0 | 291.2176 | Residential_2035_SC D_GWh_Before Competition Groups_Energy Star A Line, PAR, MR Lamps
Residential | Res ¦ Building Recommissioning, Operations and Maintenance (O&M) Improvements | 2035 | SC D | GWh | Before Competition Groups | 212.4234 | 0 | 0 | 3699.483 | 0.05742 | 6 | Residential_2035_SC D_GWh_Before Competition Groups_6 | Building Recommissioning, Operations and Maintenance (O&M) Improvements | 5.742% | 0 | 212.4234 | Residential_2035_SC D_GWh_Before Competition Groups_Building Recommissioning, Operations and Maintenance (O&M) Improvements
Residential | Res ¦ Variable Speed Pool Pump Motor | 2035 | SC D | GWh | Before Competition Groups | 187.3194 | 0 | 0 | 3699.483 | 0.050634 | 7 | Residential_2035_SC D_GWh_Before Competition Groups_7 | Variable Speed Pool Pump Motor | 5.063% | 0 | 187.3194 | Residential_2035_SC D_GWh_Before Competition Groups_Variable Speed Pool Pump Motor
Residential | Res ¦ Energy Star Torchiere | 2035 | SC D | GWh | Before Competition Groups | 146.9385 | 0 | 0 | 3699.483 | 0.039719 | 8 | Residential_2035_SC D_GWh_Before Competition Groups_8 | Energy Star Torchiere | 3.972% | 0 | 146.9385 | Residential_2035_SC D_GWh_Before Competition Groups_Energy Star Torchiere
Residential | Res ¦ Adaptive Thermostat | 2035 | SC D | GWh | Before Competition Groups | 131.7504 | 0 | 0 | 3699.483 | 0.035613 | 9 | Residential_2035_SC D_GWh_Before Competition Groups_9 | Adaptive Thermostat | 3.561% | 0 | 131.7504 | Residential_2035_SC D_GWh_Before Competition Groups_Adaptive Thermostat
Residential | Res ¦ Energy Star Air Source Heat Pump | 2035 | SC D | GWh | Before Competition Groups | 108.4758 | 0 | 0 | 3699.483 | 0.029322 | 10 | Residential_2035_SC D_GWh_Before Competition Groups_10 | Energy Star Air Source Heat Pump | 2.932% | 0 | 108.4758 | Residential_2035_SC D_GWh_Before Competition Groups_Energy Star Air Source Heat Pump
Residential | Res ¦ Comprehensive Draft Proofing | 2035 | SC D | GWh | Before Competition Groups | 99.3084 | 0 | 0 | 3699.483 | 0.026844 | 11 | Residential_2035_SC D_GWh_Before Competition Groups_11 | Comprehensive Draft Proofing | 2.684% | 0 | 99.3084 | Residential_2035_SC D_GWh_Before Competition Groups_Comprehensive Draft Proofing
Residential | Res ¦ Basement Wall Insulation | 2035 | SC D | GWh | Before Competition Groups | 94.64 | 0 | 0 | 3699.483 | 0.025582 | 12 | Residential_2035_SC D_GWh_Before Competition Groups_12 | Basement Wall Insulation | 2.558% | 0 | 94.64 | Residential_2035_SC D_GWh_Before Competition Groups_Basement Wall Insulation
Residential | Res ¦ LED Parking Lot Fixture | 2035 | SC D | GWh | Before Competition Groups | 83.7889 | 0 | 0 | 3699.483 | 0.022649 | 13 | Residential_2035_SC D_GWh_Before Competition Groups_13 | LED Parking Lot Fixture | 2.265% | 0 | 83.7889 | Residential_2035_SC D_GWh_Before Competition Groups_LED Parking Lot Fixture
Residential | Res ¦ Air Sealing | 2035 | SC D | GWh | Before Competition Groups | 61.9619 | 0 | 0 | 3699.483 | 0.016749 | 14 | Residential_2035_SC D_GWh_Before Competition Groups_14 | Air Sealing | 1.675% | 0 | 61.9619 | Residential_2035_SC D_GWh_Before Competition Groups_Air Sealing
Residential | Res ¦ Energy Star Clothes Dryer | 2035 | SC D | GWh | Before Competition Groups | 60.8276 | 0 | 0 | 3699.483 | 0.016442 | 15 | Residential_2035_SC D_GWh_Before Competition Groups_15 | Energy Star Clothes Dryer | 1.644% | 0 | 60.8276 | Residential_2035_SC D_GWh_Before Competition Groups_Energy Star Clothes Dryer
Residential | Res ¦ Occupancy Sensors MF | 2035 | SC D | GWh | Before Competition Groups | 58.5869 | 0 | 0 | 3699.483 | 0.015837 | 16 | Residential_2035_SC D_GWh_Before Competition Groups_16 | Occupancy Sensors MF | 1.584% | 0 | 58.5869 | Residential_2035_SC D_GWh_Before Competition Groups_Occupancy Sensors MF
Residential | Res ¦ Energy Star Room Air Conditioner | 2035 | SC D | GWh | Before Competition Groups | 51.202 | 0 | 0 | 3699.483 | 0.01384 | 17 | Residential_2035_SC D_GWh_Before Competition Groups_17 | Energy Star Room Air Conditioner | 1.384% | 0 | 51.202 | Residential_2035_SC D_GWh_Before Competition Groups_Energy Star Room Air Conditioner
Residential | Res ¦ Energy Star Light Fixture | 2035 | SC D | GWh | Before Competition Groups | 46.0753 | 0 | 0 | 3699.483 | 0.012455 | 18 | Residential_2035_SC D_GWh_Before Competition Groups_18 | Energy Star Light Fixture | 1.245% | 0 | 46.0753 | Residential_2035_SC D_GWh_Before Competition Groups_Energy Star Light Fixture
Residential | Res ¦ Attic Insulation | 2035 | SC D | GWh | Before Competition Groups | 38.8544 | 0 | 0 | 3699.483 | 0.010503 | 19 | Residential_2035_SC D_GWh_Before Competition Groups_19 | Attic Insulation | 1.05% | 0 | 38.8544 | Residential_2035_SC D_GWh_Before Competition Groups_Attic Insulation
Residential | Res ¦ LED Exterior Area Lights - LED Fixture (200W) | 2035 | SC D | GWh | Before Competition Groups | 37.7724 | 0 | 0 | 3699.483 | 0.01021 | 20 | Residential_2035_SC D_GWh_Before Competition Groups_20 | LED Exterior Area Lights - LED Fixture (200W) | 1.021% | 0 | 37.7724 | Residential_2035_SC D_GWh_Before Competition Groups_LED Exterior Area Lights - LED Fixture (200W)
Residential | Res ¦ Home Energy Reports | 2035 | SC D | GWh | Before Competition Groups | 36.9307 | 0 | 0 | 3699.483 | 0.0099827 | 21 | Residential_2035_SC D_GWh_Before Competition Groups_21 | Home Energy Reports | 0.9983% | 0 | 36.9307 | Residential_2035_SC D_GWh_Before Competition Groups_Home Energy Reports
Residential | Res ¦ Refrigerator Recycling | 2035 | SC D | GWh | Before Competition Groups | 35.6234 | 0 | 0 | 3699.483 | 0.0096293 | 22 | Residential_2035_SC D_GWh_Before Competition Groups_22 | Refrigerator Recycling | 0.9629% | 0 | 35.6234 | Residential_2035_SC D_GWh_Before Competition Groups_Refrigerator Recycling
Residential | Res ¦ Advanced BAS/Controllers | 2035 | SC D | GWh | Before Competition Groups | 31.0907 | 0 | 0 | 3699.483 | 0.0084041 | 23 | Residential_2035_SC D_GWh_Before Competition Groups_23 | Advanced BAS/Controllers | 0.8404% | 0 | 31.0907 | Residential_2035_SC D_GWh_Before Competition Groups_Advanced BAS/Controllers
Residential | Res ¦ LED Tube Re-Lamp | 2035 | SC D | GWh | Before Competition Groups | 28.5406 | 0 | 0 | 3699.483 | 0.0077147 | 24 | Residential_2035_SC D_GWh_Before Competition Groups_24 | LED Tube Re-Lamp | 0.7715% | 0 | 28.5406 | Residential_2035_SC D_GWh_Before Competition Groups_LED Tube Re-Lamp
Residential | Res ¦ Smart Burners | 2035 | SC D | GWh | Before Competition Groups | 28.3292 | 0 | 0 | 3699.483 | 0.0076576 | 25 | Residential_2035_SC D_GWh_Before Competition Groups_25 | Smart Burners | 0.7658% | 0 | 28.3292 | Residential_2035_SC D_GWh_Before Competition Groups_Smart Burners
Residential | Res ¦ Energy Star Freezer | 2035 | SC D | GWh | Before Competition Groups | 27.4444 | 0 | 0 | 3699.483 | 0.0074184 | 26 | Residential_2035_SC D_GWh_Before Competition Groups_26 | Energy Star Freezer | 0.7418% | 0 | 27.4444 | Residential_2035_SC D_GWh_Before Competition Groups_Energy Star Freezer
Residential | Res ¦ Outside Air Economizer | 2035 | SC D | GWh | Before Competition Groups | 27.0096 | 0 | 0 | 3699.483 | 0.0073009 | 27 | Residential_2035_SC D_GWh_Before Competition Groups_27 | Outside Air Economizer | 0.7301% | 0 | 27.0096 | Residential_2035_SC D_GWh_Before Competition Groups_Outside Air Economizer
Residential | Res ¦ Furnace Whistle | 2035 | SC D | GWh | Before Competition Groups | 26.7721 | 0 | 0 | 3699.483 | 0.0072367 | 28 | Residential_2035_SC D_GWh_Before Competition Groups_28 | Furnace Whistle | 0.7237% | 0 | 26.7721 | Residential_2035_SC D_GWh_Before Competition Groups_Furnace Whistle
Residential | Res ¦ Minimize Hot and Warm Clothes Wash | 2035 | SC D | GWh | Before Competition Groups | 23.6065 | 0 | 0 | 3699.483 | 0.006381 | 29 | Residential_2035_SC D_GWh_Before Competition Groups_29 | Minimize Hot and Warm Clothes Wash | 0.6381% | 0 | 23.6065 | Residential_2035_SC D_GWh_Before Competition Groups_Minimize Hot and Warm Clothes Wash
Residential | Res ¦ ENERGY STAR LED LAMPS (REFLECTOR LAMPs/MR16/PAR 16) | 2035 | SC D | GWh | Before Competition Groups | 16.5189 | 0 | 0 | 3699.483 | 0.0044652 | 30 | Residential_2035_SC D_GWh_Before Competition Groups_30 | ENERGY STAR LED LAMPS (REFLECTOR LAMPs/MR16/PAR 16) | 0.4465% | 0 | 16.5189 | Residential_2035_SC D_GWh_Before Competition Groups_ENERGY STAR LED LAMPS (REFLECTOR LAMPs/MR16/PAR 16)
Residential | Res ¦ High Efficiency Chiller (avg of water and air cooled) | 2035 | SC D | GWh | Before Competition Groups | 16.2389 | 0 | 0 | 3699.483 | 0.0043895 | 31 | Residential_2035_SC D_GWh_Before Competition Groups_31 | High Efficiency Chiller (avg of water and air cooled) | 0.4389% | 0 | 16.2389 | Residential_2035_SC D_GWh_Before Competition Groups_High Efficiency Chiller (avg of water and air cooled)
Residential | Res ¦ Variable Frequency Drive (VFD) | 2035 | SC D | GWh | Before Competition Groups | 8.8816 | 0 | 0 | 3699.483 | 0.0024008 | 32 | Residential_2035_SC D_GWh_Before Competition Groups_32 | Variable Frequency Drive (VFD) | 0.2401% | 0 | 8.8816 | Residential_2035_SC D_GWh_Before Competition Groups_Variable Frequency Drive (VFD)
Residential | Res ¦ CO Sensors for parking garage exhaust fans | 2035 | SC D | GWh | Before Competition Groups | 8.5358 | 0 | 0 | 3699.483 | 0.0023073 | 33 | Residential_2035_SC D_GWh_Before Competition Groups_33 | CO Sensors for parking garage exhaust fans | 0.2307% | 0 | 8.5358 | Residential_2035_SC D_GWh_Before Competition Groups_CO Sensors for parking garage exhaust fans
Residential | Res ¦ Water Heater Temperature Setback | 2035 | SC D | GWh | Before Competition Groups | 7.8318 | 0 | 0 | 3699.483 | 0.002117 | 34 | Residential_2035_SC D_GWh_Before Competition Groups_34 | Water Heater Temperature Setback | 0.2117% | 0 | 7.8318 | Residential_2035_SC D_GWh_Before Competition Groups_Water Heater Temperature Setback
Residential | Res ¦ Tankless Water Heater | 2035 | SC D | GWh | Before Competition Groups | 6.6334 | 0 | 0 | 3699.483 | 0.0017931 | 35 | Residential_2035_SC D_GWh_Before Competition Groups_35 | Tankless Water Heater | 0.1793% | 0 | 6.6334 | Residential_2035_SC D_GWh_Before Competition Groups_Tankless Water Heater
Residential | Res ¦ Demand Control Ventilation | 2035 | SC D | GWh | Before Competition Groups | 5.9597 | 0 | 0 | 3699.483 | 0.001611 | 36 | Residential_2035_SC D_GWh_Before Competition Groups_36 | Demand Control Ventilation | 0.1611% | 0 | 5.9597 | Residential_2035_SC D_GWh_Before Competition Groups_Demand Control Ventilation
Residential | Res ¦ Energy Star Dehumidifier | 2035 | SC D | GWh | Before Competition Groups | 4.5987 | 0 | 0 | 3699.483 | 0.0012431 | 37 | Residential_2035_SC D_GWh_Before Competition Groups_37 | Energy Star Dehumidifier | 0.1243% | 0 | 4.5987 | Residential_2035_SC D_GWh_Before Competition Groups_Energy Star Dehumidifier
Residential | Res ¦ LED Downlight | 2035 | SC D | GWh | Before Competition Groups | 4.3593 | 0 | 0 | 3699.483 | 0.0011784 | 38 | Residential_2035_SC D_GWh_Before Competition Groups_38 | LED Downlight | 0.1178% | 0 | 4.3593 | Residential_2035_SC D_GWh_Before Competition Groups_LED Downlight
Residential | Res ¦ Condensing Make Up Air Unit | 2035 | SC D | GWh | Before Competition Groups | 3.7633 | 0 | 0 | 3699.483 | 0.0010173 | 39 | Residential_2035_SC D_GWh_Before Competition Groups_39 | Condensing Make Up Air Unit | 0.1017% | 0 | 3.7633 | Residential_2035_SC D_GWh_Before Competition Groups_Condensing Make Up Air Unit
Residential | Res ¦ ENERGY STAR LED Lamps (General Service Lamps) | 2035 | SC D | GWh | Before Competition Groups | 3.645 | 0 | 0 | 3699.483 | 0.00098527 | 40 | Residential_2035_SC D_GWh_Before Competition Groups_40 | ENERGY STAR LED Lamps (General Service Lamps) | 0.09853% | 0 | 3.645 | Residential_2035_SC D_GWh_Before Competition Groups_ENERGY STAR LED Lamps (General Service Lamps)
Residential | Res ¦ Clothes Drying Racks | 2035 | SC D | GWh | Before Competition Groups | 3.4878 | 0 | 0 | 3699.483 | 0.00094279 | 41 | Residential_2035_SC D_GWh_Before Competition Groups_41 | Clothes Drying Racks | 0.09428% | 0 | 3.4878 | Residential_2035_SC D_GWh_Before Competition Groups_Clothes Drying Racks
Residential | Res ¦ VFD on Pumps | 2035 | SC D | GWh | Before Competition Groups | 2.5342 | 0 | 0 | 3699.483 | 0.00068502 | 42 | Residential_2035_SC D_GWh_Before Competition Groups_42 | VFD on Pumps | 0.0685% | 0 | 2.5342 | Residential_2035_SC D_GWh_Before Competition Groups_VFD on Pumps
Residential | Res ¦ Floor Insulation | 2035 | SC D | GWh | Before Competition Groups | 2.4486 | 0 | 0 | 3699.483 | 0.00066188 | 43 | Residential_2035_SC D_GWh_Before Competition Groups_43 | Floor Insulation | 0.06619% | 0 | 2.4486 | Residential_2035_SC D_GWh_Before Competition Groups_Floor Insulation
Residential | Res ¦ Heat Recovery Ventilator | 2035 | SC D | GWh | Before Competition Groups | 2.1121 | 0 | 0 | 3699.483 | 0.00057091 | 44 | Residential_2035_SC D_GWh_Before Competition Groups_44 | Heat Recovery Ventilator | 0.05709% | 0 | 2.1121 | Residential_2035_SC D_GWh_Before Competition Groups_Heat Recovery Ventilator
Residential | Res ¦ ECM MOTORS FOR HVAC APPLICATION (FAN-POWERED VAV BOX) | 2035 | SC D | GWh | Before Competition Groups | 1.589 | 0 | 0 | 3699.483 | 0.00042951 | 45 | Residential_2035_SC D_GWh_Before Competition Groups_45 | ECM MOTORS FOR HVAC APPLICATION (FAN-POWERED VAV BOX) | 0.04295% | 0 | 1.589 | Residential_2035_SC D_GWh_Before Competition Groups_ECM MOTORS FOR HVAC APPLICATION (FAN-POWERED VAV BOX)
Residential | Res ¦ Duct Insulation | 2035 | SC D | GWh | Before Competition Groups | 1.3283 | 0 | 0 | 3699.483 | 0.00035906 | 46 | Residential_2035_SC D_GWh_Before Competition Groups_46 | Duct Insulation | 0.03591% | 0 | 1.3283 | Residential_2035_SC D_GWh_Before Competition Groups_Duct Insulation
Residential | Res ¦ Beverage Vending Machine Controls | 2035 | SC D | GWh | Before Competition Groups | 1.1237 | 0 | 0 | 3699.483 | 0.00030374 | 47 | Residential_2035_SC D_GWh_Before Competition Groups_47 | Beverage Vending Machine Controls | 0.03037% | 0 | 1.1237 | Residential_2035_SC D_GWh_Before Competition Groups_Beverage Vending Machine Controls
Residential | Res ¦ Duct Insulation MF | 2035 | SC D | GWh | Before Competition Groups | 0.79579 | 0 | 0 | 3699.483 | 0.00021511 | 48 | Residential_2035_SC D_GWh_Before Competition Groups_48 | Duct Insulation MF | 0.02151% | 0 | 0.79579 | Residential_2035_SC D_GWh_Before Competition Groups_Duct Insulation MF
Residential | Res ¦ Chilled Water Optimization | 2035 | SC D | GWh | Before Competition Groups | 0.26462 | 0 | 0 | 3699.483 | 7.1529e-05 | 49 | Residential_2035_SC D_GWh_Before Competition Groups_49 | Chilled Water Optimization | 0.007153% | 0 | 0.26462 | Residential_2035_SC D_GWh_Before Competition Groups_Chilled Water Optimization
Residential | Res ¦ LED High Bay Fixture | 2035 | SC D | GWh | Before Competition Groups | 0.093034 | 0 | 0 | 3699.483 | 2.5148e-05 | 50 | Residential_2035_SC D_GWh_Before Competition Groups_50 | LED High Bay Fixture | 0.002515% | 0 | 0.093034 | Residential_2035_SC D_GWh_Before Competition Groups_LED High Bay Fixture
Residential | Res ¦ Wall Insulation | 2035 | SC D | GWh | Before Competition Groups | 0.043087 | 0 | 0 | 3699.483 | 1.1647e-05 | 51 | Residential_2035_SC D_GWh_Before Competition Groups_51 | Wall Insulation | 0.001165% | 0 | 0.043087 | Residential_2035_SC D_GWh_Before Competition Groups_Wall Insulation
Residential | Res ¦ Wall Insulation MF | 2035 | SC D | GWh | Before Competition Groups | 0.010609 | 0 | 0 | 3699.483 | 2.8677e-06 | 52 | Residential_2035_SC D_GWh_Before Competition Groups_52 | Wall Insulation MF | 0.0002868% | 0 | 0.010609 | Residential_2035_SC D_GWh_Before Competition Groups_Wall Insulation MF
Residential | Res ¦ Freezer Recycling | 2035 | SC D | GWh | Before Competition Groups | 0.0036374 | 0 | 0 | 3699.483 | 9.8322e-07 | 53 | Residential_2035_SC D_GWh_Before Competition Groups_53 | Freezer Recycling | 9.832e-05% | 0 | 0.0036374 | Residential_2035_SC D_GWh_Before Competition Groups_Freezer Recycling
Residential | Res ¦ Smart Power Bar | 2035 | SC D | GWh | Before Competition Groups | 0 | 0 | 0 | 3699.483 | 0 | 54 | Residential_2035_SC D_GWh_Before Competition Groups_54 | Smart Power Bar | 0% | 0 | 0 | Residential_2035_SC D_GWh_Before Competition Groups_Smart Power Bar
Residential | Res ¦ Energy Star A Line, PAR, MR Lamps | 2035 | Technical | GWh | Before Competition Groups | 2075.483 | 0 | 0 | 22155.2453 | 0.093679 | 1 | Residential_2035_Technical_GWh_Before Competition Groups_1 | Energy Star A Line, PAR, MR Lamps | 9.368% | 0 | 2075.483 | Residential_2035_Technical_GWh_Before Competition Groups_Energy Star A Line, PAR, MR Lamps
Residential | Res ¦ Energy Star LED Bulbs General Purpose LEDs | 2035 | Technical | GWh | Before Competition Groups | 2045.3092 | 0 | 0 | 22155.2453 | 0.092317 | 2 | Residential_2035_Technical_GWh_Before Competition Groups_2 | Energy Star LED Bulbs General Purpose LEDs | 9.232% | 0 | 2045.3092 | Residential_2035_Technical_GWh_Before Competition Groups_Energy Star LED Bulbs General Purpose LEDs
Residential | Res ¦ Energy Star LED Specialty Bulbs | 2035 | Technical | GWh | Before Competition Groups | 1869.0573 | 0 | 0 | 22155.2453 | 0.084362 | 3 | Residential_2035_Technical_GWh_Before Competition Groups_3 | Energy Star LED Specialty Bulbs | 8.436% | 0 | 1869.0573 | Residential_2035_Technical_GWh_Before Competition Groups_Energy Star LED Specialty Bulbs
Residential | Res ¦ Networked/ Connected - Indoor LED Lamp | 2035 | Technical | GWh | Before Competition Groups | 1281.4083 | 0 | 0 | 22155.2453 | 0.057838 | 4 | Residential_2035_Technical_GWh_Before Competition Groups_4 | Networked/ Connected - Indoor LED Lamp | 5.784% | 0 | 1281.4083 | Residential_2035_Technical_GWh_Before Competition Groups_Networked/ Connected - Indoor LED Lamp
Residential | Res ¦ Smart Power Bar | 2035 | Technical | GWh | Before Competition Groups | 1260.6165 | 0 | 0 | 22155.2453 | 0.056899 | 5 | Residential_2035_Technical_GWh_Before Competition Groups_5 | Smart Power Bar | 5.69% | 0 | 1260.6165 | Residential_2035_Technical_GWh_Before Competition Groups_Smart Power Bar
Residential | Res ¦ Energy Star Refrigerator | 2035 | Technical | GWh | Before Competition Groups | 912.6008 | 0 | 0 | 22155.2453 | 0.041191 | 6 | Residential_2035_Technical_GWh_Before Competition Groups_6 | Energy Star Refrigerator | 4.119% | 0 | 912.6008 | Residential_2035_Technical_GWh_Before Competition Groups_Energy Star Refrigerator
Residential | Res ¦ Smart Burners | 2035 | Technical | GWh | Before Competition Groups | 817.6524 | 0 | 0 | 22155.2453 | 0.036906 | 7 | Residential_2035_Technical_GWh_Before Competition Groups_7 | Smart Burners | 3.691% | 0 | 817.6524 | Residential_2035_Technical_GWh_Before Competition Groups_Smart Burners
Residential | Res ¦ Energy Star Clothes Washer | 2035 | Technical | GWh | Before Competition Groups | 735.6311 | 0 | 0 | 22155.2453 | 0.033203 | 8 | Residential_2035_Technical_GWh_Before Competition Groups_8 | Energy Star Clothes Washer | 3.32% | 0 | 735.6311 | Residential_2035_Technical_GWh_Before Competition Groups_Energy Star Clothes Washer
Residential | Res ¦ Energy Star Ground Source Heat Pump | 2035 | Technical | GWh | Before Competition Groups | 725.1442 | 0 | 0 | 22155.2453 | 0.03273 | 9 | Residential_2035_Technical_GWh_Before Competition Groups_9 | Energy Star Ground Source Heat Pump | 3.273% | 0 | 725.1442 | Residential_2035_Technical_GWh_Before Competition Groups_Energy Star Ground Source Heat Pump
Residential | Res ¦ Ductless Mini-Split Heat Pump | 2035 | Technical | GWh | Before Competition Groups | 722.0369 | 0 | 0 | 22155.2453 | 0.03259 | 10 | Residential_2035_Technical_GWh_Before Competition Groups_10 | Ductless Mini-Split Heat Pump | 3.259% | 0 | 722.0369 | Residential_2035_Technical_GWh_Before Competition Groups_Ductless Mini-Split Heat Pump
Residential | Res ¦ Adaptive Thermostat | 2035 | Technical | GWh | Before Competition Groups | 691.8565 | 0 | 0 | 22155.2453 | 0.031228 | 11 | Residential_2035_Technical_GWh_Before Competition Groups_11 | Adaptive Thermostat | 3.123% | 0 | 691.8565 | Residential_2035_Technical_GWh_Before Competition Groups_Adaptive Thermostat
Residential | Res ¦ Heat Pump Clothes Dryer | 2035 | Technical | GWh | Before Competition Groups | 624.2418 | 0 | 0 | 22155.2453 | 0.028176 | 12 | Residential_2035_Technical_GWh_Before Competition Groups_12 | Heat Pump Clothes Dryer | 2.818% | 0 | 624.2418 | Residential_2035_Technical_GWh_Before Competition Groups_Heat Pump Clothes Dryer
Residential | Res ¦ Induction Cooking Stove Top | 2035 | Technical | GWh | Before Competition Groups | 503.6739 | 0 | 0 | 22155.2453 | 0.022734 | 13 | Residential_2035_Technical_GWh_Before Competition Groups_13 | Induction Cooking Stove Top | 2.273% | 0 | 503.6739 | Residential_2035_Technical_GWh_Before Competition Groups_Induction Cooking Stove Top
Residential | Res ¦ Air Sealing | 2035 | Technical | GWh | Before Competition Groups | 453.4424 | 0 | 0 | 22155.2453 | 0.020467 | 14 | Residential_2035_Technical_GWh_Before Competition Groups_14 | Air Sealing | 2.047% | 0 | 453.4424 | Residential_2035_Technical_GWh_Before Competition Groups_Air Sealing
Residential | Res ¦ Energy Star Central Air Conditioner | 2035 | Technical | GWh | Before Competition Groups | 431.9671 | 0 | 0 | 22155.2453 | 0.019497 | 15 | Residential_2035_Technical_GWh_Before Competition Groups_15 | Energy Star Central Air Conditioner | 1.95% | 0 | 431.9671 | Residential_2035_Technical_GWh_Before Competition Groups_Energy Star Central Air Conditioner
Residential | Res ¦ Energy Star Air Source Heat Pump | 2035 | Technical | GWh | Before Competition Groups | 411.346 | 0 | 0 | 22155.2453 | 0.018567 | 16 | Residential_2035_Technical_GWh_Before Competition Groups_16 | Energy Star Air Source Heat Pump | 1.857% | 0 | 411.346 | Residential_2035_Technical_GWh_Before Competition Groups_Energy Star Air Source Heat Pump
Residential | Res ¦ Energy Star Light Fixture | 2035 | Technical | GWh | Before Competition Groups | 387.098 | 0 | 0 | 22155.2453 | 0.017472 | 17 | Residential_2035_Technical_GWh_Before Competition Groups_17 | Energy Star Light Fixture | 1.747% | 0 | 387.098 | Residential_2035_Technical_GWh_Before Competition Groups_Energy Star Light Fixture
Residential | Res ¦ Car Block Heater Timer | 2035 | Technical | GWh | Before Competition Groups | 365.7843 | 0 | 0 | 22155.2453 | 0.01651 | 18 | Residential_2035_Technical_GWh_Before Competition Groups_18 | Car Block Heater Timer | 1.651% | 0 | 365.7843 | Residential_2035_Technical_GWh_Before Competition Groups_Car Block Heater Timer
Residential | Res ¦ Energy Star Clothes Dryer | 2035 | Technical | GWh | Before Competition Groups | 356.5473 | 0 | 0 | 22155.2453 | 0.016093 | 19 | Residential_2035_Technical_GWh_Before Competition Groups_19 | Energy Star Clothes Dryer | 1.609% | 0 | 356.5473 | Residential_2035_Technical_GWh_Before Competition Groups_Energy Star Clothes Dryer
Residential | Res ¦ Ductless Mini-Split Air Conditioner | 2035 | Technical | GWh | Before Competition Groups | 340.3711 | 0 | 0 | 22155.2453 | 0.015363 | 20 | Residential_2035_Technical_GWh_Before Competition Groups_20 | Ductless Mini-Split Air Conditioner | 1.536% | 0 | 340.3711 | Residential_2035_Technical_GWh_Before Competition Groups_Ductless Mini-Split Air Conditioner
Residential | Res ¦ Variable Speed Pool Pump Motor | 2035 | Technical | GWh | Before Competition Groups | 332.996 | 0 | 0 | 22155.2453 | 0.01503 | 21 | Residential_2035_Technical_GWh_Before Competition Groups_21 | Variable Speed Pool Pump Motor | 1.503% | 0 | 332.996 | Residential_2035_Technical_GWh_Before Competition Groups_Variable Speed Pool Pump Motor
Residential | Res ¦ Energy Star Torchiere | 2035 | Technical | GWh | Before Competition Groups | 309.7322 | 0 | 0 | 22155.2453 | 0.01398 | 22 | Residential_2035_Technical_GWh_Before Competition Groups_22 | Energy Star Torchiere | 1.398% | 0 | 309.7322 | Residential_2035_Technical_GWh_Before Competition Groups_Energy Star Torchiere
Residential | Res ¦ Passive Attic Ventilation | 2035 | Technical | GWh | Before Competition Groups | 268.5002 | 0 | 0 | 22155.2453 | 0.012119 | 23 | Residential_2035_Technical_GWh_Before Competition Groups_23 | Passive Attic Ventilation | 1.212% | 0 | 268.5002 | Residential_2035_Technical_GWh_Before Competition Groups_Passive Attic Ventilation
Residential | Res ¦ Building Recommissioning, Operations and Maintenance (O&M) Improvements | 2035 | Technical | GWh | Before Competition Groups | 258.0659 | 0 | 0 | 22155.2453 | 0.011648 | 24 | Residential_2035_Technical_GWh_Before Competition Groups_24 | Building Recommissioning, Operations and Maintenance (O&M) Improvements | 1.165% | 0 | 258.0659 | Residential_2035_Technical_GWh_Before Competition Groups_Building Recommissioning, Operations and Maintenance (O&M) Improvements
Residential | Res ¦ Energy Star Windows | 2035 | Technical | GWh | Before Competition Groups | 245.9351 | 0 | 0 | 22155.2453 | 0.011101 | 25 | Residential_2035_Technical_GWh_Before Competition Groups_25 | Energy Star Windows | 1.11% | 0 | 245.9351 | Residential_2035_Technical_GWh_Before Competition Groups_Energy Star Windows
Residential | Res ¦ Basement Wall Insulation | 2035 | Technical | GWh | Before Competition Groups | 238.0288 | 0 | 0 | 22155.2453 | 0.010744 | 26 | Residential_2035_Technical_GWh_Before Competition Groups_26 | Basement Wall Insulation | 1.074% | 0 | 238.0288 | Residential_2035_Technical_GWh_Before Competition Groups_Basement Wall Insulation
Residential | Res ¦ Basement or Crawlspace Insulation | 2035 | Technical | GWh | Before Competition Groups | 197.6658 | 0 | 0 | 22155.2453 | 0.0089219 | 27 | Residential_2035_Technical_GWh_Before Competition Groups_27 | Basement or Crawlspace Insulation | 0.8922% | 0 | 197.6658 | Residential_2035_Technical_GWh_Before Competition Groups_Basement or Crawlspace Insulation
Residential | Res ¦ Attic Insulation | 2035 | Technical | GWh | Before Competition Groups | 183.6239 | 0 | 0 | 22155.2453 | 0.0082881 | 28 | Residential_2035_Technical_GWh_Before Competition Groups_28 | Attic Insulation | 0.8288% | 0 | 183.6239 | Residential_2035_Technical_GWh_Before Competition Groups_Attic Insulation
Residential | Res ¦ Lighting Motion Sensors, Timers, Dimmers | 2035 | Technical | GWh | Before Competition Groups | 163.8222 | 0 | 0 | 22155.2453 | 0.0073943 | 29 | Residential_2035_Technical_GWh_Before Competition Groups_29 | Lighting Motion Sensors, Timers, Dimmers | 0.7394% | 0 | 163.8222 | Residential_2035_Technical_GWh_Before Competition Groups_Lighting Motion Sensors, Timers, Dimmers
Residential | Res ¦ Wall Insulation | 2035 | Technical | GWh | Before Competition Groups | 143.4665 | 0 | 0 | 22155.2453 | 0.0064755 | 30 | Residential_2035_Technical_GWh_Before Competition Groups_30 | Wall Insulation | 0.6476% | 0 | 143.4665 | Residential_2035_Technical_GWh_Before Competition Groups_Wall Insulation
Residential | Res ¦ Solar Powered Attic Fan | 2035 | Technical | GWh | Before Competition Groups | 132.4809 | 0 | 0 | 22155.2453 | 0.0059797 | 31 | Residential_2035_Technical_GWh_Before Competition Groups_31 | Solar Powered Attic Fan | 0.598% | 0 | 132.4809 | Residential_2035_Technical_GWh_Before Competition Groups_Solar Powered Attic Fan
Residential | Res ¦ Energy Star Room Air Conditioner | 2035 | Technical | GWh | Before Competition Groups | 131.5998 | 0 | 0 | 22155.2453 | 0.0059399 | 32 | Residential_2035_Technical_GWh_Before Competition Groups_32 | Energy Star Room Air Conditioner | 0.594% | 0 | 131.5998 | Residential_2035_Technical_GWh_Before Competition Groups_Energy Star Room Air Conditioner
Residential | Res ¦ Comprehensive Draft Proofing | 2035 | Technical | GWh | Before Competition Groups | 131.2555 | 0 | 0 | 22155.2453 | 0.0059244 | 33 | Residential_2035_Technical_GWh_Before Competition Groups_33 | Comprehensive Draft Proofing | 0.5924% | 0 | 131.2555 | Residential_2035_Technical_GWh_Before Competition Groups_Comprehensive Draft Proofing
Residential | Res ¦ Variable Refrigerant Flow Heat Pump | 2035 | Technical | GWh | Before Competition Groups | 113.2634 | 0 | 0 | 22155.2453 | 0.0051123 | 34 | Residential_2035_Technical_GWh_Before Competition Groups_34 | Variable Refrigerant Flow Heat Pump | 0.5112% | 0 | 113.2634 | Residential_2035_Technical_GWh_Before Competition Groups_Variable Refrigerant Flow Heat Pump
Residential | Res ¦ Air Source Heat Pump | 2035 | Technical | GWh | Before Competition Groups | 105.3277 | 0 | 0 | 22155.2453 | 0.0047541 | 35 | Residential_2035_Technical_GWh_Before Competition Groups_35 | Air Source Heat Pump | 0.4754% | 0 | 105.3277 | Residential_2035_Technical_GWh_Before Competition Groups_Air Source Heat Pump
Residential | Res ¦ Networked/ Connected - Indoor LED Luminaire | 2035 | Technical | GWh | Before Competition Groups | 104.6181 | 0 | 0 | 22155.2453 | 0.004722 | 36 | Residential_2035_Technical_GWh_Before Competition Groups_36 | Networked/ Connected - Indoor LED Luminaire | 0.4722% | 0 | 104.6181 | Residential_2035_Technical_GWh_Before Competition Groups_Networked/ Connected - Indoor LED Luminaire
Residential | Res ¦ Furnace with ECM | 2035 | Technical | GWh | Before Competition Groups | 98.8973 | 0 | 0 | 22155.2453 | 0.0044638 | 37 | Residential_2035_Technical_GWh_Before Competition Groups_37 | Furnace with ECM | 0.4464% | 0 | 98.8973 | Residential_2035_Technical_GWh_Before Competition Groups_Furnace with ECM
Residential | Res ¦ Home Energy Reports | 2035 | Technical | GWh | Before Competition Groups | 96.0253 | 0 | 0 | 22155.2453 | 0.0043342 | 38 | Residential_2035_Technical_GWh_Before Competition Groups_38 | Home Energy Reports | 0.4334% | 0 | 96.0253 | Residential_2035_Technical_GWh_Before Competition Groups_Home Energy Reports
Residential | Res ¦ Energy Star Ceiling Fan/Lighting | 2035 | Technical | GWh | Before Competition Groups | 92.0725 | 0 | 0 | 22155.2453 | 0.0041558 | 39 | Residential_2035_Technical_GWh_Before Competition Groups_39 | Energy Star Ceiling Fan/Lighting | 0.4156% | 0 | 92.0725 | Residential_2035_Technical_GWh_Before Competition Groups_Energy Star Ceiling Fan/Lighting
Residential | Res ¦ Radiant Barrier | 2035 | Technical | GWh | Before Competition Groups | 91.8141 | 0 | 0 | 22155.2453 | 0.0041441 | 40 | Residential_2035_Technical_GWh_Before Competition Groups_40 | Radiant Barrier | 0.4144% | 0 | 91.8141 | Residential_2035_Technical_GWh_Before Competition Groups_Radiant Barrier
Residential | Res ¦ Heavy Duty Outdoor/Holiday Plug-in Timers | 2035 | Technical | GWh | Before Competition Groups | 89.5359 | 0 | 0 | 22155.2453 | 0.0040413 | 41 | Residential_2035_Technical_GWh_Before Competition Groups_41 | Heavy Duty Outdoor/Holiday Plug-in Timers | 0.4041% | 0 | 89.5359 | Residential_2035_Technical_GWh_Before Competition Groups_Heavy Duty Outdoor/Holiday Plug-in Timers
Residential | Res ¦ LED Downlight | 2035 | Technical | GWh | Before Competition Groups | 87.1132 | 0 | 0 | 22155.2453 | 0.0039319 | 42 | Residential_2035_Technical_GWh_Before Competition Groups_42 | LED Downlight | 0.3932% | 0 | 87.1132 | Residential_2035_Technical_GWh_Before Competition Groups_LED Downlight
Residential | Res ¦ Energy Star Freezer | 2035 | Technical | GWh | Before Competition Groups | 83.1693 | 0 | 0 | 22155.2453 | 0.0037539 | 43 | Residential_2035_Technical_GWh_Before Competition Groups_43 | Energy Star Freezer | 0.3754% | 0 | 83.1693 | Residential_2035_Technical_GWh_Before Competition Groups_Energy Star Freezer
Residential | Res ¦ LED Parking Lot Fixture | 2035 | Technical | GWh | Before Competition Groups | 81.7809 | 0 | 0 | 22155.2453 | 0.0036913 | 44 | Residential_2035_Technical_GWh_Before Competition Groups_44 | LED Parking Lot Fixture | 0.3691% | 0 | 81.7809 | Residential_2035_Technical_GWh_Before Competition Groups_LED Parking Lot Fixture
Residential | Res ¦ Ceiling Insulation | 2035 | Technical | GWh | Before Competition Groups | 71.9159 | 0 | 0 | 22155.2453 | 0.003246 | 45 | Residential_2035_Technical_GWh_Before Competition Groups_45 | Ceiling Insulation | 0.3246% | 0 | 71.9159 | Residential_2035_Technical_GWh_Before Competition Groups_Ceiling Insulation
Residential | Res ¦ Window Film | 2035 | Technical | GWh | Before Competition Groups | 70.481 | 0 | 0 | 22155.2453 | 0.0031812 | 46 | Residential_2035_Technical_GWh_Before Competition Groups_46 | Window Film | 0.3181% | 0 | 70.481 | Residential_2035_Technical_GWh_Before Competition Groups_Window Film
Residential | Res ¦ Heat Pump Water Heater | 2035 | Technical | GWh | Before Competition Groups | 68.1768 | 0 | 0 | 22155.2453 | 0.0030772 | 47 | Residential_2035_Technical_GWh_Before Competition Groups_47 | Heat Pump Water Heater | 0.3077% | 0 | 68.1768 | Residential_2035_Technical_GWh_Before Competition Groups_Heat Pump Water Heater
Residential | Res ¦ Refrigerator Recycling | 2035 | Technical | GWh | Before Competition Groups | 67.6478 | 0 | 0 | 22155.2453 | 0.0030534 | 48 | Residential_2035_Technical_GWh_Before Competition Groups_48 | Refrigerator Recycling | 0.3053% | 0 | 67.6478 | Residential_2035_Technical_GWh_Before Competition Groups_Refrigerator Recycling
Residential | Res ¦ Clothes Drying Racks | 2035 | Technical | GWh | Before Competition Groups | 61.7722 | 0 | 0 | 22155.2453 | 0.0027882 | 49 | Residential_2035_Technical_GWh_Before Competition Groups_49 | Clothes Drying Racks | 0.2788% | 0 | 61.7722 | Residential_2035_Technical_GWh_Before Competition Groups_Clothes Drying Racks
Residential | Res ¦ Tankless Water Heater | 2035 | Technical | GWh | Before Competition Groups | 61.6089 | 0 | 0 | 22155.2453 | 0.0027808 | 50 | Residential_2035_Technical_GWh_Before Competition Groups_50 | Tankless Water Heater | 0.2781% | 0 | 61.6089 | Residential_2035_Technical_GWh_Before Competition Groups_Tankless Water Heater
Residential | Res ¦ Freezer Recycling | 2035 | Technical | GWh | Before Competition Groups | 59.3567 | 0 | 0 | 22155.2453 | 0.0026791 | 51 | Residential_2035_Technical_GWh_Before Competition Groups_51 | Freezer Recycling | 0.2679% | 0 | 59.3567 | Residential_2035_Technical_GWh_Before Competition Groups_Freezer Recycling
Residential | Res ¦ Occupancy Sensors MF | 2035 | Technical | GWh | Before Competition Groups | 59.3553 | 0 | 0 | 22155.2453 | 0.0026791 | 52 | Residential_2035_Technical_GWh_Before Competition Groups_52 | Occupancy Sensors MF | 0.2679% | 0 | 59.3553 | Residential_2035_Technical_GWh_Before Competition Groups_Occupancy Sensors MF
Residential | Res ¦ Duct Insulation | 2035 | Technical | GWh | Before Competition Groups | 59.1203 | 0 | 0 | 22155.2453 | 0.0026685 | 53 | Residential_2035_Technical_GWh_Before Competition Groups_53 | Duct Insulation | 0.2668% | 0 | 59.1203 | Residential_2035_Technical_GWh_Before Competition Groups_Duct Insulation
Residential | Res ¦ Heat Recovery Ventilator | 2035 | Technical | GWh | Before Competition Groups | 50.0404 | 0 | 0 | 22155.2453 | 0.0022586 | 54 | Residential_2035_Technical_GWh_Before Competition Groups_54 | Heat Recovery Ventilator | 0.2259% | 0 | 50.0404 | Residential_2035_Technical_GWh_Before Competition Groups_Heat Recovery Ventilator
Residential | Res ¦ Floor Insulation | 2035 | Technical | GWh | Before Competition Groups | 48.1251 | 0 | 0 | 22155.2453 | 0.0021722 | 55 | Residential_2035_Technical_GWh_Before Competition Groups_55 | Floor Insulation | 0.2172% | 0 | 48.1251 | Residential_2035_Technical_GWh_Before Competition Groups_Floor Insulation
Residential | Res ¦ Central Lighting Control System | 2035 | Technical | GWh | Before Competition Groups | 42.5249 | 0 | 0 | 22155.2453 | 0.0019194 | 56 | Residential_2035_Technical_GWh_Before Competition Groups_56 | Central Lighting Control System | 0.1919% | 0 | 42.5249 | Residential_2035_Technical_GWh_Before Competition Groups_Central Lighting Control System
Residential | Res ¦ Dehumidifier Recycling | 2035 | Technical | GWh | Before Competition Groups | 41.159 | 0 | 0 | 22155.2453 | 0.0018578 | 57 | Residential_2035_Technical_GWh_Before Competition Groups_57 | Dehumidifier Recycling | 0.1858% | 0 | 41.159 | Residential_2035_Technical_GWh_Before Competition Groups_Dehumidifier Recycling
Residential | Res ¦ LED Exterior Area Lights - LED Fixture (200W) | 2035 | Technical | GWh | Before Competition Groups | 38.4602 | 0 | 0 | 22155.2453 | 0.0017359 | 58 | Residential_2035_Technical_GWh_Before Competition Groups_58 | LED Exterior Area Lights - LED Fixture (200W) | 0.1736% | 0 | 38.4602 | Residential_2035_Technical_GWh_Before Competition Groups_LED Exterior Area Lights - LED Fixture (200W)
Residential | Res ¦ Advanced BAS/Controllers | 2035 | Technical | GWh | Before Competition Groups | 37.771 | 0 | 0 | 22155.2453 | 0.0017048 | 59 | Residential_2035_Technical_GWh_Before Competition Groups_59 | Advanced BAS/Controllers | 0.1705% | 0 | 37.771 | Residential_2035_Technical_GWh_Before Competition Groups_Advanced BAS/Controllers
Residential | Res ¦ Solar Water Heating System | 2035 | Technical | GWh | Before Competition Groups | 33.5911 | 0 | 0 | 22155.2453 | 0.0015162 | 60 | Residential_2035_Technical_GWh_Before Competition Groups_60 | Solar Water Heating System | 0.1516% | 0 | 33.5911 | Residential_2035_Technical_GWh_Before Competition Groups_Solar Water Heating System
Residential | Res ¦ LED Tube Re-Lamp | 2035 | Technical | GWh | Before Competition Groups | 33.1169 | 0 | 0 | 22155.2453 | 0.0014948 | 61 | Residential_2035_Technical_GWh_Before Competition Groups_61 | LED Tube Re-Lamp | 0.1495% | 0 | 33.1169 | Residential_2035_Technical_GWh_Before Competition Groups_LED Tube Re-Lamp
Residential | Res ¦ Minimize Hot and Warm Clothes Wash | 2035 | Technical | GWh | Before Competition Groups | 33.0157 | 0 | 0 | 22155.2453 | 0.0014902 | 62 | Residential_2035_Technical_GWh_Before Competition Groups_62 | Minimize Hot and Warm Clothes Wash | 0.149% | 0 | 33.0157 | Residential_2035_Technical_GWh_Before Competition Groups_Minimize Hot and Warm Clothes Wash
Residential | Res ¦ Furnace Whistle | 2035 | Technical | GWh | Before Competition Groups | 32.5245 | 0 | 0 | 22155.2453 | 0.001468 | 63 | Residential_2035_Technical_GWh_Before Competition Groups_63 | Furnace Whistle | 0.1468% | 0 | 32.5245 | Residential_2035_Technical_GWh_Before Competition Groups_Furnace Whistle
Residential | Res ¦ INTEGRAL LED TROFFERS | 2035 | Technical | GWh | Before Competition Groups | 32.4749 | 0 | 0 | 22155.2453 | 0.0014658 | 64 | Residential_2035_Technical_GWh_Before Competition Groups_64 | INTEGRAL LED TROFFERS | 0.1466% | 0 | 32.4749 | Residential_2035_Technical_GWh_Before Competition Groups_INTEGRAL LED TROFFERS
Residential | Res ¦ Outside Air Economizer | 2035 | Technical | GWh | Before Competition Groups | 30.6745 | 0 | 0 | 22155.2453 | 0.0013845 | 65 | Residential_2035_Technical_GWh_Before Competition Groups_65 | Outside Air Economizer | 0.1385% | 0 | 30.6745 | Residential_2035_Technical_GWh_Before Competition Groups_Outside Air Economizer
Residential | Res ¦ High Efficiency Storage Water Heater | 2035 | Technical | GWh | Before Competition Groups | 29.741 | 0 | 0 | 22155.2453 | 0.0013424 | 66 | Residential_2035_Technical_GWh_Before Competition Groups_66 | High Efficiency Storage Water Heater | 0.1342% | 0 | 29.741 | Residential_2035_Technical_GWh_Before Competition Groups_High Efficiency Storage Water Heater
Residential | Res ¦ Early Hot Water Heater Replacement | 2035 | Technical | GWh | Before Competition Groups | 29.4608 | 0 | 0 | 22155.2453 | 0.0013297 | 67 | Residential_2035_Technical_GWh_Before Competition Groups_67 | Early Hot Water Heater Replacement | 0.133% | 0 | 29.4608 | Residential_2035_Technical_GWh_Before Competition Groups_Early Hot Water Heater Replacement
Residential | Res ¦ Energy Star Dishwasher | 2035 | Technical | GWh | Before Competition Groups | 27.9264 | 0 | 0 | 22155.2453 | 0.0012605 | 68 | Residential_2035_Technical_GWh_Before Competition Groups_68 | Energy Star Dishwasher | 0.126% | 0 | 27.9264 | Residential_2035_Technical_GWh_Before Competition Groups_Energy Star Dishwasher
Residential | Res ¦ Duct Insulation MF | 2035 | Technical | GWh | Before Competition Groups | 26.0812 | 0 | 0 | 22155.2453 | 0.0011772 | 69 | Residential_2035_Technical_GWh_Before Competition Groups_69 | Duct Insulation MF | 0.1177% | 0 | 26.0812 | Residential_2035_Technical_GWh_Before Competition Groups_Duct Insulation MF
Residential | Res ¦ Energy Star Dehumidifier | 2035 | Technical | GWh | Before Competition Groups | 24.1835 | 0 | 0 | 22155.2453 | 0.0010915 | 70 | Residential_2035_Technical_GWh_Before Competition Groups_70 | Energy Star Dehumidifier | 0.1092% | 0 | 24.1835 | Residential_2035_Technical_GWh_Before Competition Groups_Energy Star Dehumidifier
Residential | Res ¦ Central Air Conditioner Maintenance | 2035 | Technical | GWh | Before Competition Groups | 24.068 | 0 | 0 | 22155.2453 | 0.0010863 | 71 | Residential_2035_Technical_GWh_Before Competition Groups_71 | Central Air Conditioner Maintenance | 0.1086% | 0 | 24.068 | Residential_2035_Technical_GWh_Before Competition Groups_Central Air Conditioner Maintenance
Residential | Res ¦ Drain Water Heat Recovery | 2035 | Technical | GWh | Before Competition Groups | 19.7875 | 0 | 0 | 22155.2453 | 0.00089313 | 72 | Residential_2035_Technical_GWh_Before Competition Groups_72 | Drain Water Heat Recovery | 0.08931% | 0 | 19.7875 | Residential_2035_Technical_GWh_Before Competition Groups_Drain Water Heat Recovery
Residential | Res ¦ CO Sensors for parking garage exhaust fans | 2035 | Technical | GWh | Before Competition Groups | 19.3533 | 0 | 0 | 22155.2453 | 0.00087353 | 73 | Residential_2035_Technical_GWh_Before Competition Groups_73 | CO Sensors for parking garage exhaust fans | 0.08735% | 0 | 19.3533 | Residential_2035_Technical_GWh_Before Competition Groups_CO Sensors for parking garage exhaust fans
Residential | Res ¦ Condensing Make Up Air Unit | 2035 | Technical | GWh | Before Competition Groups | 19.2076 | 0 | 0 | 22155.2453 | 0.00086696 | 74 | Residential_2035_Technical_GWh_Before Competition Groups_74 | Condensing Make Up Air Unit | 0.0867% | 0 | 19.2076 | Residential_2035_Technical_GWh_Before Competition Groups_Condensing Make Up Air Unit
Residential | Res ¦ High Efficiency Chiller (avg of water and air cooled) | 2035 | Technical | GWh | Before Competition Groups | 18.3154 | 0 | 0 | 22155.2453 | 0.00082669 | 75 | Residential_2035_Technical_GWh_Before Competition Groups_75 | High Efficiency Chiller (avg of water and air cooled) | 0.08267% | 0 | 18.3154 | Residential_2035_Technical_GWh_Before Competition Groups_High Efficiency Chiller (avg of water and air cooled)
Residential | Res ¦ Demand Control Ventilation | 2035 | Technical | GWh | Before Competition Groups | 17.42 | 0 | 0 | 22155.2453 | 0.00078627 | 76 | Residential_2035_Technical_GWh_Before Competition Groups_76 | Demand Control Ventilation | 0.07863% | 0 | 17.42 | Residential_2035_Technical_GWh_Before Competition Groups_Demand Control Ventilation
Residential | Res ¦ ENERGY STAR LED LAMPS (REFLECTOR LAMPs/MR16/PAR 16) | 2035 | Technical | GWh | Before Competition Groups | 15.1829 | 0 | 0 | 22155.2453 | 0.0006853 | 77 | Residential_2035_Technical_GWh_Before Competition Groups_77 | ENERGY STAR LED LAMPS (REFLECTOR LAMPs/MR16/PAR 16) | 0.06853% | 0 | 15.1829 | Residential_2035_Technical_GWh_Before Competition Groups_ENERGY STAR LED LAMPS (REFLECTOR LAMPs/MR16/PAR 16)
Residential | Res ¦ Variable Frequency Drive (VFD) | 2035 | Technical | GWh | Before Competition Groups | 13.7969 | 0 | 0 | 22155.2453 | 0.00062274 | 78 | Residential_2035_Technical_GWh_Before Competition Groups_78 | Variable Frequency Drive (VFD) | 0.06227% | 0 | 13.7969 | Residential_2035_Technical_GWh_Before Competition Groups_Variable Frequency Drive (VFD)
Residential | Res ¦ Water Heater Temperature Setback | 2035 | Technical | GWh | Before Competition Groups | 10.3098 | 0 | 0 | 22155.2453 | 0.00046535 | 79 | Residential_2035_Technical_GWh_Before Competition Groups_79 | Water Heater Temperature Setback | 0.04653% | 0 | 10.3098 | Residential_2035_Technical_GWh_Before Competition Groups_Water Heater Temperature Setback
Residential | Res ¦ DHW Recirculation Systems | 2035 | Technical | GWh | Before Competition Groups | 9.3083 | 0 | 0 | 22155.2453 | 0.00042014 | 80 | Residential_2035_Technical_GWh_Before Competition Groups_80 | DHW Recirculation Systems | 0.04201% | 0 | 9.3083 | Residential_2035_Technical_GWh_Before Competition Groups_DHW Recirculation Systems
Residential | Res ¦ Air Source Heat Pump Maintenance | 2035 | Technical | GWh | Before Competition Groups | 8.4181 | 0 | 0 | 22155.2453 | 0.00037996 | 81 | Residential_2035_Technical_GWh_Before Competition Groups_81 | Air Source Heat Pump Maintenance | 0.038% | 0 | 8.4181 | Residential_2035_Technical_GWh_Before Competition Groups_Air Source Heat Pump Maintenance
Residential | Res ¦ VFD on Pumps | 2035 | Technical | GWh | Before Competition Groups | 4.2427 | 0 | 0 | 22155.2453 | 0.0001915 | 82 | Residential_2035_Technical_GWh_Before Competition Groups_82 | VFD on Pumps | 0.01915% | 0 | 4.2427 | Residential_2035_Technical_GWh_Before Competition Groups_VFD on Pumps
Residential | Res ¦ ENERGY STAR LED Lamps (General Service Lamps) | 2035 | Technical | GWh | Before Competition Groups | 3.578 | 0 | 0 | 22155.2453 | 0.0001615 | 83 | Residential_2035_Technical_GWh_Before Competition Groups_83 | ENERGY STAR LED Lamps (General Service Lamps) | 0.01615% | 0 | 3.578 | Residential_2035_Technical_GWh_Before Competition Groups_ENERGY STAR LED Lamps (General Service Lamps)
Residential | Res ¦ ECM MOTORS FOR HVAC APPLICATION (FAN-POWERED VAV BOX) | 2035 | Technical | GWh | Before Competition Groups | 3.1219 | 0 | 0 | 22155.2453 | 0.00014091 | 84 | Residential_2035_Technical_GWh_Before Competition Groups_84 | ECM MOTORS FOR HVAC APPLICATION (FAN-POWERED VAV BOX) | 0.01409% | 0 | 3.1219 | Residential_2035_Technical_GWh_Before Competition Groups_ECM MOTORS FOR HVAC APPLICATION (FAN-POWERED VAV BOX)
Residential | Res ¦ HVAC Optimization | 2035 | Technical | GWh | Before Competition Groups | 3.1102 | 0 | 0 | 22155.2453 | 0.00014038 | 85 | Residential_2035_Technical_GWh_Before Competition Groups_85 | HVAC Optimization | 0.01404% | 0 | 3.1102 | Residential_2035_Technical_GWh_Before Competition Groups_HVAC Optimization
Residential | Res ¦ Beverage Vending Machine Controls | 2035 | Technical | GWh | Before Competition Groups | 2.2415 | 0 | 0 | 22155.2453 | 0.00010117 | 86 | Residential_2035_Technical_GWh_Before Competition Groups_86 | Beverage Vending Machine Controls | 0.01012% | 0 | 2.2415 | Residential_2035_Technical_GWh_Before Competition Groups_Beverage Vending Machine Controls
Residential | Res ¦ Wall Insulation MF | 2035 | Technical | GWh | Before Competition Groups | 0.52382 | 0 | 0 | 22155.2453 | 2.3643e-05 | 87 | Residential_2035_Technical_GWh_Before Competition Groups_87 | Wall Insulation MF | 0.002364% | 0 | 0.52382 | Residential_2035_Technical_GWh_Before Competition Groups_Wall Insulation MF
Residential | Res ¦ Chilled Water Optimization | 2035 | Technical | GWh | Before Competition Groups | 0.45669 | 0 | 0 | 22155.2453 | 2.0613e-05 | 88 | Residential_2035_Technical_GWh_Before Competition Groups_88 | Chilled Water Optimization | 0.002061% | 0 | 0.45669 | Residential_2035_Technical_GWh_Before Competition Groups_Chilled Water Optimization
Residential | Res ¦ LED Recessed Downlights | 2035 | Technical | GWh | Before Competition Groups | 0.17529 | 0 | 0 | 22155.2453 | 7.9118e-06 | 89 | Residential_2035_Technical_GWh_Before Competition Groups_89 | LED Recessed Downlights | 0.0007912% | 0 | 0.17529 | Residential_2035_Technical_GWh_Before Competition Groups_LED Recessed Downlights
Residential | Res ¦ LED High Bay Fixture | 2035 | Technical | GWh | Before Competition Groups | 0.14979 | 0 | 0 | 22155.2453 | 6.761e-06 | 90 | Residential_2035_Technical_GWh_Before Competition Groups_90 | LED High Bay Fixture | 0.0006761% | 0 | 0.14979 | Residential_2035_Technical_GWh_Before Competition Groups_LED High Bay Fixture
Residential | Res ¦ Solar Water Preheat (Pools/DHW) | 2035 | Technical | GWh | Before Competition Groups | 0.11203 | 0 | 0 | 22155.2453 | 5.0566e-06 | 91 | Residential_2035_Technical_GWh_Before Competition Groups_91 | Solar Water Preheat (Pools/DHW) | 0.0005057% | 0 | 0.11203 | Residential_2035_Technical_GWh_Before Competition Groups_Solar Water Preheat (Pools/DHW)
Residential | Res ¦ Photocell Controls (Outdoor) | 2035 | Technical | GWh | Before Competition Groups | 0.00018547 | 0 | 0 | 22155.2453 | 8.3714e-09 | 92 | Residential_2035_Technical_GWh_Before Competition Groups_92 | Photocell Controls (Outdoor) | 8.371e-07% | 0 | 0.00018547 | Residential_2035_Technical_GWh_Before Competition Groups_Photocell Controls (Outdoor)
Residential | Res ¦ Energy Star A Line, PAR, MR Lamps | 2036 | Economic | GWh | Before Competition Groups | 2094.7835 | 0 | 0 | 12760.5887 | 0.16416 | 1 | Residential_2036_Economic_GWh_Before Competition Groups_1 | Energy Star A Line, PAR, MR Lamps | 16.42% | 0 | 2094.7835 | Residential_2036_Economic_GWh_Before Competition Groups_Energy Star A Line, PAR, MR Lamps
Residential | Res ¦ Energy Star LED Bulbs General Purpose LEDs | 2036 | Economic | GWh | Before Competition Groups | 2064.2559 | 0 | 0 | 12760.5887 | 0.16177 | 2 | Residential_2036_Economic_GWh_Before Competition Groups_2 | Energy Star LED Bulbs General Purpose LEDs | 16.18% | 0 | 2064.2559 | Residential_2036_Economic_GWh_Before Competition Groups_Energy Star LED Bulbs General Purpose LEDs
Residential | Res ¦ Energy Star LED Specialty Bulbs | 2036 | Economic | GWh | Before Competition Groups | 1886.347 | 0 | 0 | 12760.5887 | 0.14783 | 3 | Residential_2036_Economic_GWh_Before Competition Groups_3 | Energy Star LED Specialty Bulbs | 14.78% | 0 | 1886.347 | Residential_2036_Economic_GWh_Before Competition Groups_Energy Star LED Specialty Bulbs
Residential | Res ¦ Energy Star Clothes Washer | 2036 | Economic | GWh | Before Competition Groups | 758.5247 | 0 | 0 | 12760.5887 | 0.059443 | 4 | Residential_2036_Economic_GWh_Before Competition Groups_4 | Energy Star Clothes Washer | 5.944% | 0 | 758.5247 | Residential_2036_Economic_GWh_Before Competition Groups_Energy Star Clothes Washer
Residential | Res ¦ Ductless Mini-Split Heat Pump | 2036 | Economic | GWh | Before Competition Groups | 750.4051 | 0 | 0 | 12760.5887 | 0.058806 | 5 | Residential_2036_Economic_GWh_Before Competition Groups_5 | Ductless Mini-Split Heat Pump | 5.881% | 0 | 750.4051 | Residential_2036_Economic_GWh_Before Competition Groups_Ductless Mini-Split Heat Pump
Residential | Res ¦ Adaptive Thermostat | 2036 | Economic | GWh | Before Competition Groups | 694.535 | 0 | 0 | 12760.5887 | 0.054428 | 6 | Residential_2036_Economic_GWh_Before Competition Groups_6 | Adaptive Thermostat | 5.443% | 0 | 694.535 | Residential_2036_Economic_GWh_Before Competition Groups_Adaptive Thermostat
Residential | Res ¦ Air Sealing | 2036 | Economic | GWh | Before Competition Groups | 446.278 | 0 | 0 | 12760.5887 | 0.034973 | 7 | Residential_2036_Economic_GWh_Before Competition Groups_7 | Air Sealing | 3.497% | 0 | 446.278 | Residential_2036_Economic_GWh_Before Competition Groups_Air Sealing
Residential | Res ¦ Energy Star Air Source Heat Pump | 2036 | Economic | GWh | Before Competition Groups | 427.4698 | 0 | 0 | 12760.5887 | 0.033499 | 8 | Residential_2036_Economic_GWh_Before Competition Groups_8 | Energy Star Air Source Heat Pump | 3.35% | 0 | 427.4698 | Residential_2036_Economic_GWh_Before Competition Groups_Energy Star Air Source Heat Pump
Residential | Res ¦ Car Block Heater Timer | 2036 | Economic | GWh | Before Competition Groups | 367.597 | 0 | 0 | 12760.5887 | 0.028807 | 9 | Residential_2036_Economic_GWh_Before Competition Groups_9 | Car Block Heater Timer | 2.881% | 0 | 367.597 | Residential_2036_Economic_GWh_Before Competition Groups_Car Block Heater Timer
Residential | Res ¦ Variable Speed Pool Pump Motor | 2036 | Economic | GWh | Before Competition Groups | 327.7346 | 0 | 0 | 12760.5887 | 0.025683 | 10 | Residential_2036_Economic_GWh_Before Competition Groups_10 | Variable Speed Pool Pump Motor | 2.568% | 0 | 327.7346 | Residential_2036_Economic_GWh_Before Competition Groups_Variable Speed Pool Pump Motor
Residential | Res ¦ Energy Star Torchiere | 2036 | Economic | GWh | Before Competition Groups | 315.6372 | 0 | 0 | 12760.5887 | 0.024735 | 11 | Residential_2036_Economic_GWh_Before Competition Groups_11 | Energy Star Torchiere | 2.474% | 0 | 315.6372 | Residential_2036_Economic_GWh_Before Competition Groups_Energy Star Torchiere
Residential | Res ¦ Building Recommissioning, Operations and Maintenance (O&M) Improvements | 2036 | Economic | GWh | Before Competition Groups | 253.9885 | 0 | 0 | 12760.5887 | 0.019904 | 12 | Residential_2036_Economic_GWh_Before Competition Groups_12 | Building Recommissioning, Operations and Maintenance (O&M) Improvements | 1.99% | 0 | 253.9885 | Residential_2036_Economic_GWh_Before Competition Groups_Building Recommissioning, Operations and Maintenance (O&M) Improvements
Residential | Res ¦ Energy Star Clothes Dryer | 2036 | Economic | GWh | Before Competition Groups | 243.3982 | 0 | 0 | 12760.5887 | 0.019074 | 13 | Residential_2036_Economic_GWh_Before Competition Groups_13 | Energy Star Clothes Dryer | 1.907% | 0 | 243.3982 | Residential_2036_Economic_GWh_Before Competition Groups_Energy Star Clothes Dryer
Residential | Res ¦ Basement Wall Insulation | 2036 | Economic | GWh | Before Competition Groups | 234.268 | 0 | 0 | 12760.5887 | 0.018359 | 14 | Residential_2036_Economic_GWh_Before Competition Groups_14 | Basement Wall Insulation | 1.836% | 0 | 234.268 | Residential_2036_Economic_GWh_Before Competition Groups_Basement Wall Insulation
Residential | Res ¦ Smart Burners | 2036 | Economic | GWh | Before Competition Groups | 221.7904 | 0 | 0 | 12760.5887 | 0.017381 | 15 | Residential_2036_Economic_GWh_Before Competition Groups_15 | Smart Burners | 1.738% | 0 | 221.7904 | Residential_2036_Economic_GWh_Before Competition Groups_Smart Burners
Residential | Res ¦ Attic Insulation | 2036 | Economic | GWh | Before Competition Groups | 180.7227 | 0 | 0 | 12760.5887 | 0.014163 | 16 | Residential_2036_Economic_GWh_Before Competition Groups_16 | Attic Insulation | 1.416% | 0 | 180.7227 | Residential_2036_Economic_GWh_Before Competition Groups_Attic Insulation
Residential | Res ¦ Energy Star Room Air Conditioner | 2036 | Economic | GWh | Before Competition Groups | 135.0016 | 0 | 0 | 12760.5887 | 0.01058 | 17 | Residential_2036_Economic_GWh_Before Competition Groups_17 | Energy Star Room Air Conditioner | 1.058% | 0 | 135.0016 | Residential_2036_Economic_GWh_Before Competition Groups_Energy Star Room Air Conditioner
Residential | Res ¦ Energy Star Light Fixture | 2036 | Economic | GWh | Before Competition Groups | 134.2047 | 0 | 0 | 12760.5887 | 0.010517 | 18 | Residential_2036_Economic_GWh_Before Competition Groups_18 | Energy Star Light Fixture | 1.052% | 0 | 134.2047 | Residential_2036_Economic_GWh_Before Competition Groups_Energy Star Light Fixture
Residential | Res ¦ Comprehensive Draft Proofing | 2036 | Economic | GWh | Before Competition Groups | 129.1817 | 0 | 0 | 12760.5887 | 0.010123 | 19 | Residential_2036_Economic_GWh_Before Competition Groups_19 | Comprehensive Draft Proofing | 1.012% | 0 | 129.1817 | Residential_2036_Economic_GWh_Before Competition Groups_Comprehensive Draft Proofing
Residential | Res ¦ LED Parking Lot Fixture | 2036 | Economic | GWh | Before Competition Groups | 81.7062 | 0 | 0 | 12760.5887 | 0.006403 | 20 | Residential_2036_Economic_GWh_Before Competition Groups_20 | LED Parking Lot Fixture | 0.6403% | 0 | 81.7062 | Residential_2036_Economic_GWh_Before Competition Groups_LED Parking Lot Fixture
Residential | Res ¦ Heavy Duty Outdoor/Holiday Plug-in Timers | 2036 | Economic | GWh | Before Competition Groups | 77.6809 | 0 | 0 | 12760.5887 | 0.0060876 | 21 | Residential_2036_Economic_GWh_Before Competition Groups_21 | Heavy Duty Outdoor/Holiday Plug-in Timers | 0.6088% | 0 | 77.6809 | Residential_2036_Economic_GWh_Before Competition Groups_Heavy Duty Outdoor/Holiday Plug-in Timers
Residential | Res ¦ Refrigerator Recycling | 2036 | Economic | GWh | Before Competition Groups | 66.579 | 0 | 0 | 12760.5887 | 0.0052175 | 22 | Residential_2036_Economic_GWh_Before Competition Groups_22 | Refrigerator Recycling | 0.5218% | 0 | 66.579 | Residential_2036_Economic_GWh_Before Competition Groups_Refrigerator Recycling
Residential | Res ¦ Clothes Drying Racks | 2036 | Economic | GWh | Before Competition Groups | 60.7962 | 0 | 0 | 12760.5887 | 0.0047644 | 23 | Residential_2036_Economic_GWh_Before Competition Groups_23 | Clothes Drying Racks | 0.4764% | 0 | 60.7962 | Residential_2036_Economic_GWh_Before Competition Groups_Clothes Drying Racks
Residential | Res ¦ Freezer Recycling | 2036 | Economic | GWh | Before Competition Groups | 58.4189 | 0 | 0 | 12760.5887 | 0.0045781 | 24 | Residential_2036_Economic_GWh_Before Competition Groups_24 | Freezer Recycling | 0.4578% | 0 | 58.4189 | Residential_2036_Economic_GWh_Before Competition Groups_Freezer Recycling
Residential | Res ¦ Occupancy Sensors MF | 2036 | Economic | GWh | Before Competition Groups | 57.2314 | 0 | 0 | 12760.5887 | 0.004485 | 25 | Residential_2036_Economic_GWh_Before Competition Groups_25 | Occupancy Sensors MF | 0.4485% | 0 | 57.2314 | Residential_2036_Economic_GWh_Before Competition Groups_Occupancy Sensors MF
Residential | Res ¦ Energy Star Freezer | 2036 | Economic | GWh | Before Competition Groups | 56.6072 | 0 | 0 | 12760.5887 | 0.0044361 | 26 | Residential_2036_Economic_GWh_Before Competition Groups_26 | Energy Star Freezer | 0.4436% | 0 | 56.6072 | Residential_2036_Economic_GWh_Before Competition Groups_Energy Star Freezer
Residential | Res ¦ Home Energy Reports | 2036 | Economic | GWh | Before Competition Groups | 56.2928 | 0 | 0 | 12760.5887 | 0.0044115 | 27 | Residential_2036_Economic_GWh_Before Competition Groups_27 | Home Energy Reports | 0.4411% | 0 | 56.2928 | Residential_2036_Economic_GWh_Before Competition Groups_Home Energy Reports
Residential | Res ¦ Duct Insulation | 2036 | Economic | GWh | Before Competition Groups | 54.8073 | 0 | 0 | 12760.5887 | 0.004295 | 28 | Residential_2036_Economic_GWh_Before Competition Groups_28 | Duct Insulation | 0.4295% | 0 | 54.8073 | Residential_2036_Economic_GWh_Before Competition Groups_Duct Insulation
Residential | Res ¦ Heat Recovery Ventilator | 2036 | Economic | GWh | Before Competition Groups | 50.8038 | 0 | 0 | 12760.5887 | 0.0039813 | 29 | Residential_2036_Economic_GWh_Before Competition Groups_29 | Heat Recovery Ventilator | 0.3981% | 0 | 50.8038 | Residential_2036_Economic_GWh_Before Competition Groups_Heat Recovery Ventilator
Residential | Res ¦ Floor Insulation | 2036 | Economic | GWh | Before Competition Groups | 47.3648 | 0 | 0 | 12760.5887 | 0.0037118 | 30 | Residential_2036_Economic_GWh_Before Competition Groups_30 | Floor Insulation | 0.3712% | 0 | 47.3648 | Residential_2036_Economic_GWh_Before Competition Groups_Floor Insulation
Residential | Res ¦ LED Exterior Area Lights - LED Fixture (200W) | 2036 | Economic | GWh | Before Competition Groups | 38.455 | 0 | 0 | 12760.5887 | 0.0030136 | 31 | Residential_2036_Economic_GWh_Before Competition Groups_31 | LED Exterior Area Lights - LED Fixture (200W) | 0.3014% | 0 | 38.455 | Residential_2036_Economic_GWh_Before Competition Groups_LED Exterior Area Lights - LED Fixture (200W)
Residential | Res ¦ Advanced BAS/Controllers | 2036 | Economic | GWh | Before Competition Groups | 37.1742 | 0 | 0 | 12760.5887 | 0.0029132 | 32 | Residential_2036_Economic_GWh_Before Competition Groups_32 | Advanced BAS/Controllers | 0.2913% | 0 | 37.1742 | Residential_2036_Economic_GWh_Before Competition Groups_Advanced BAS/Controllers
Residential | Res ¦ Tankless Water Heater | 2036 | Economic | GWh | Before Competition Groups | 35.5317 | 0 | 0 | 12760.5887 | 0.0027845 | 33 | Residential_2036_Economic_GWh_Before Competition Groups_33 | Tankless Water Heater | 0.2784% | 0 | 35.5317 | Residential_2036_Economic_GWh_Before Competition Groups_Tankless Water Heater
Residential | Res ¦ LED Tube Re-Lamp | 2036 | Economic | GWh | Before Competition Groups | 33.6098 | 0 | 0 | 12760.5887 | 0.0026339 | 34 | Residential_2036_Economic_GWh_Before Competition Groups_34 | LED Tube Re-Lamp | 0.2634% | 0 | 33.6098 | Residential_2036_Economic_GWh_Before Competition Groups_LED Tube Re-Lamp
Residential | Res ¦ Minimize Hot and Warm Clothes Wash | 2036 | Economic | GWh | Before Competition Groups | 32.4941 | 0 | 0 | 12760.5887 | 0.0025464 | 35 | Residential_2036_Economic_GWh_Before Competition Groups_35 | Minimize Hot and Warm Clothes Wash | 0.2546% | 0 | 32.4941 | Residential_2036_Economic_GWh_Before Competition Groups_Minimize Hot and Warm Clothes Wash
Residential | Res ¦ Furnace Whistle | 2036 | Economic | GWh | Before Competition Groups | 32.0106 | 0 | 0 | 12760.5887 | 0.0025085 | 36 | Residential_2036_Economic_GWh_Before Competition Groups_36 | Furnace Whistle | 0.2509% | 0 | 32.0106 | Residential_2036_Economic_GWh_Before Competition Groups_Furnace Whistle
Residential | Res ¦ Outside Air Economizer | 2036 | Economic | GWh | Before Competition Groups | 30.9493 | 0 | 0 | 12760.5887 | 0.0024254 | 37 | Residential_2036_Economic_GWh_Before Competition Groups_37 | Outside Air Economizer | 0.2425% | 0 | 30.9493 | Residential_2036_Economic_GWh_Before Competition Groups_Outside Air Economizer
Residential | Res ¦ Duct Insulation MF | 2036 | Economic | GWh | Before Competition Groups | 25.1692 | 0 | 0 | 12760.5887 | 0.0019724 | 38 | Residential_2036_Economic_GWh_Before Competition Groups_38 | Duct Insulation MF | 0.1972% | 0 | 25.1692 | Residential_2036_Economic_GWh_Before Competition Groups_Duct Insulation MF
Residential | Res ¦ Energy Star Dehumidifier | 2036 | Economic | GWh | Before Competition Groups | 23.8014 | 0 | 0 | 12760.5887 | 0.0018652 | 39 | Residential_2036_Economic_GWh_Before Competition Groups_39 | Energy Star Dehumidifier | 0.1865% | 0 | 23.8014 | Residential_2036_Economic_GWh_Before Competition Groups_Energy Star Dehumidifier
Residential | Res ¦ Condensing Make Up Air Unit | 2036 | Economic | GWh | Before Competition Groups | 19.9841 | 0 | 0 | 12760.5887 | 0.0015661 | 40 | Residential_2036_Economic_GWh_Before Competition Groups_40 | Condensing Make Up Air Unit | 0.1566% | 0 | 19.9841 | Residential_2036_Economic_GWh_Before Competition Groups_Condensing Make Up Air Unit
Residential | Res ¦ CO Sensors for parking garage exhaust fans | 2036 | Economic | GWh | Before Competition Groups | 19.5266 | 0 | 0 | 12760.5887 | 0.0015302 | 41 | Residential_2036_Economic_GWh_Before Competition Groups_41 | CO Sensors for parking garage exhaust fans | 0.153% | 0 | 19.5266 | Residential_2036_Economic_GWh_Before Competition Groups_CO Sensors for parking garage exhaust fans
Residential | Res ¦ High Efficiency Chiller (avg of water and air cooled) | 2036 | Economic | GWh | Before Competition Groups | 19.0911 | 0 | 0 | 12760.5887 | 0.0014961 | 42 | Residential_2036_Economic_GWh_Before Competition Groups_42 | High Efficiency Chiller (avg of water and air cooled) | 0.1496% | 0 | 19.0911 | Residential_2036_Economic_GWh_Before Competition Groups_High Efficiency Chiller (avg of water and air cooled)
Residential | Res ¦ Demand Control Ventilation | 2036 | Economic | GWh | Before Competition Groups | 17.1448 | 0 | 0 | 12760.5887 | 0.0013436 | 43 | Residential_2036_Economic_GWh_Before Competition Groups_43 | Demand Control Ventilation | 0.1344% | 0 | 17.1448 | Residential_2036_Economic_GWh_Before Competition Groups_Demand Control Ventilation
Residential | Res ¦ ENERGY STAR LED LAMPS (REFLECTOR LAMPs/MR16/PAR 16) | 2036 | Economic | GWh | Before Competition Groups | 15.1599 | 0 | 0 | 12760.5887 | 0.001188 | 44 | Residential_2036_Economic_GWh_Before Competition Groups_44 | ENERGY STAR LED LAMPS (REFLECTOR LAMPs/MR16/PAR 16) | 0.1188% | 0 | 15.1599 | Residential_2036_Economic_GWh_Before Competition Groups_ENERGY STAR LED LAMPS (REFLECTOR LAMPs/MR16/PAR 16)
Residential | Res ¦ Variable Frequency Drive (VFD) | 2036 | Economic | GWh | Before Competition Groups | 13.5789 | 0 | 0 | 12760.5887 | 0.0010641 | 45 | Residential_2036_Economic_GWh_Before Competition Groups_45 | Variable Frequency Drive (VFD) | 0.1064% | 0 | 13.5789 | Residential_2036_Economic_GWh_Before Competition Groups_Variable Frequency Drive (VFD)
Residential | Res ¦ Water Heater Temperature Setback | 2036 | Economic | GWh | Before Competition Groups | 10.147 | 0 | 0 | 12760.5887 | 0.00079518 | 46 | Residential_2036_Economic_GWh_Before Competition Groups_46 | Water Heater Temperature Setback | 0.07952% | 0 | 10.147 | Residential_2036_Economic_GWh_Before Competition Groups_Water Heater Temperature Setback
Residential | Res ¦ Wall Insulation | 2036 | Economic | GWh | Before Competition Groups | 5.7655 | 0 | 0 | 12760.5887 | 0.00045182 | 47 | Residential_2036_Economic_GWh_Before Competition Groups_47 | Wall Insulation | 0.04518% | 0 | 5.7655 | Residential_2036_Economic_GWh_Before Competition Groups_Wall Insulation
Residential | Res ¦ VFD on Pumps | 2036 | Economic | GWh | Before Competition Groups | 4.1757 | 0 | 0 | 12760.5887 | 0.00032723 | 48 | Residential_2036_Economic_GWh_Before Competition Groups_48 | VFD on Pumps | 0.03272% | 0 | 4.1757 | Residential_2036_Economic_GWh_Before Competition Groups_VFD on Pumps
Residential | Res ¦ ENERGY STAR LED Lamps (General Service Lamps) | 2036 | Economic | GWh | Before Competition Groups | 3.5736 | 0 | 0 | 12760.5887 | 0.00028005 | 49 | Residential_2036_Economic_GWh_Before Competition Groups_49 | ENERGY STAR LED Lamps (General Service Lamps) | 0.02801% | 0 | 3.5736 | Residential_2036_Economic_GWh_Before Competition Groups_ENERGY STAR LED Lamps (General Service Lamps)
Residential | Res ¦ ECM MOTORS FOR HVAC APPLICATION (FAN-POWERED VAV BOX) | 2036 | Economic | GWh | Before Competition Groups | 3.1498 | 0 | 0 | 12760.5887 | 0.00024684 | 50 | Residential_2036_Economic_GWh_Before Competition Groups_50 | ECM MOTORS FOR HVAC APPLICATION (FAN-POWERED VAV BOX) | 0.02468% | 0 | 3.1498 | Residential_2036_Economic_GWh_Before Competition Groups_ECM MOTORS FOR HVAC APPLICATION (FAN-POWERED VAV BOX)
Residential | Res ¦ LED Downlight | 2036 | Economic | GWh | Before Competition Groups | 2.7666 | 0 | 0 | 12760.5887 | 0.00021681 | 51 | Residential_2036_Economic_GWh_Before Competition Groups_51 | LED Downlight | 0.02168% | 0 | 2.7666 | Residential_2036_Economic_GWh_Before Competition Groups_LED Downlight
Residential | Res ¦ Beverage Vending Machine Controls | 2036 | Economic | GWh | Before Competition Groups | 2.2574 | 0 | 0 | 12760.5887 | 0.0001769 | 52 | Residential_2036_Economic_GWh_Before Competition Groups_52 | Beverage Vending Machine Controls | 0.01769% | 0 | 2.2574 | Residential_2036_Economic_GWh_Before Competition Groups_Beverage Vending Machine Controls
Residential | Res ¦ Chilled Water Optimization | 2036 | Economic | GWh | Before Competition Groups | 0.47472 | 0 | 0 | 12760.5887 | 3.7202e-05 | 53 | Residential_2036_Economic_GWh_Before Competition Groups_53 | Chilled Water Optimization | 0.00372% | 0 | 0.47472 | Residential_2036_Economic_GWh_Before Competition Groups_Chilled Water Optimization
Residential | Res ¦ LED High Bay Fixture | 2036 | Economic | GWh | Before Competition Groups | 0.14443 | 0 | 0 | 12760.5887 | 1.1319e-05 | 54 | Residential_2036_Economic_GWh_Before Competition Groups_54 | LED High Bay Fixture | 0.001132% | 0 | 0.14443 | Residential_2036_Economic_GWh_Before Competition Groups_LED High Bay Fixture
Residential | Res ¦ Wall Insulation MF | 2036 | Economic | GWh | Before Competition Groups | 0.041263 | 0 | 0 | 12760.5887 | 3.2336e-06 | 55 | Residential_2036_Economic_GWh_Before Competition Groups_55 | Wall Insulation MF | 0.0003234% | 0 | 0.041263 | Residential_2036_Economic_GWh_Before Competition Groups_Wall Insulation MF
Residential | Res ¦ Smart Power Bar | 2036 | Economic | GWh | Before Competition Groups | 0 | 0 | 0 | 12760.5887 | 0 | 56 | Residential_2036_Economic_GWh_Before Competition Groups_56 | Smart Power Bar | 0% | 0 | 0 | Residential_2036_Economic_GWh_Before Competition Groups_Smart Power Bar
Residential | Res ¦ Energy Star LED Specialty Bulbs | 2036 | SC A | GWh | Before Competition Groups | 607.6996 | 0 | 0 | 4282.7165 | 0.1419 | 1 | Residential_2036_SC A_GWh_Before Competition Groups_1 | Energy Star LED Specialty Bulbs | 14.19% | 0 | 607.6996 | Residential_2036_SC A_GWh_Before Competition Groups_Energy Star LED Specialty Bulbs
Residential | Res ¦ Energy Star Clothes Washer | 2036 | SC A | GWh | Before Competition Groups | 435.718 | 0 | 0 | 4282.7165 | 0.10174 | 2 | Residential_2036_SC A_GWh_Before Competition Groups_2 | Energy Star Clothes Washer | 10.17% | 0 | 435.718 | Residential_2036_SC A_GWh_Before Competition Groups_Energy Star Clothes Washer
Residential | Res ¦ Ductless Mini-Split Heat Pump | 2036 | SC A | GWh | Before Competition Groups | 420.0304 | 0 | 0 | 4282.7165 | 0.098076 | 3 | Residential_2036_SC A_GWh_Before Competition Groups_3 | Ductless Mini-Split Heat Pump | 9.808% | 0 | 420.0304 | Residential_2036_SC A_GWh_Before Competition Groups_Ductless Mini-Split Heat Pump
Residential | Res ¦ Energy Star A Line, PAR, MR Lamps | 2036 | SC A | GWh | Before Competition Groups | 301.2009 | 0 | 0 | 4282.7165 | 0.070329 | 4 | Residential_2036_SC A_GWh_Before Competition Groups_4 | Energy Star A Line, PAR, MR Lamps | 7.033% | 0 | 301.2009 | Residential_2036_SC A_GWh_Before Competition Groups_Energy Star A Line, PAR, MR Lamps
Residential | Res ¦ Car Block Heater Timer | 2036 | SC A | GWh | Before Competition Groups | 282.3963 | 0 | 0 | 4282.7165 | 0.065939 | 5 | Residential_2036_SC A_GWh_Before Competition Groups_5 | Car Block Heater Timer | 6.594% | 0 | 282.3963 | Residential_2036_SC A_GWh_Before Competition Groups_Car Block Heater Timer
Residential | Res ¦ Energy Star LED Bulbs General Purpose LEDs | 2036 | SC A | GWh | Before Competition Groups | 245.4423 | 0 | 0 | 4282.7165 | 0.05731 | 6 | Residential_2036_SC A_GWh_Before Competition Groups_6 | Energy Star LED Bulbs General Purpose LEDs | 5.731% | 0 | 245.4423 | Residential_2036_SC A_GWh_Before Competition Groups_Energy Star LED Bulbs General Purpose LEDs
Residential | Res ¦ Building Recommissioning, Operations and Maintenance (O&M) Improvements | 2036 | SC A | GWh | Before Competition Groups | 221.327 | 0 | 0 | 4282.7165 | 0.051679 | 7 | Residential_2036_SC A_GWh_Before Competition Groups_7 | Building Recommissioning, Operations and Maintenance (O&M) Improvements | 5.168% | 0 | 221.327 | Residential_2036_SC A_GWh_Before Competition Groups_Building Recommissioning, Operations and Maintenance (O&M) Improvements
Residential | Res ¦ Variable Speed Pool Pump Motor | 2036 | SC A | GWh | Before Competition Groups | 219.5708 | 0 | 0 | 4282.7165 | 0.051269 | 8 | Residential_2036_SC A_GWh_Before Competition Groups_8 | Variable Speed Pool Pump Motor | 5.127% | 0 | 219.5708 | Residential_2036_SC A_GWh_Before Competition Groups_Variable Speed Pool Pump Motor
Residential | Res ¦ Energy Star Torchiere | 2036 | SC A | GWh | Before Competition Groups | 176.8897 | 0 | 0 | 4282.7165 | 0.041303 | 9 | Residential_2036_SC A_GWh_Before Competition Groups_9 | Energy Star Torchiere | 4.13% | 0 | 176.8897 | Residential_2036_SC A_GWh_Before Competition Groups_Energy Star Torchiere
Residential | Res ¦ Adaptive Thermostat | 2036 | SC A | GWh | Before Competition Groups | 136.6893 | 0 | 0 | 4282.7165 | 0.031917 | 10 | Residential_2036_SC A_GWh_Before Competition Groups_10 | Adaptive Thermostat | 3.192% | 0 | 136.6893 | Residential_2036_SC A_GWh_Before Competition Groups_Adaptive Thermostat
Residential | Res ¦ Energy Star Air Source Heat Pump | 2036 | SC A | GWh | Before Competition Groups | 119.4647 | 0 | 0 | 4282.7165 | 0.027895 | 11 | Residential_2036_SC A_GWh_Before Competition Groups_11 | Energy Star Air Source Heat Pump | 2.789% | 0 | 119.4647 | Residential_2036_SC A_GWh_Before Competition Groups_Energy Star Air Source Heat Pump
Residential | Res ¦ Comprehensive Draft Proofing | 2036 | SC A | GWh | Before Competition Groups | 108.4437 | 0 | 0 | 4282.7165 | 0.025321 | 12 | Residential_2036_SC A_GWh_Before Competition Groups_12 | Comprehensive Draft Proofing | 2.532% | 0 | 108.4437 | Residential_2036_SC A_GWh_Before Competition Groups_Comprehensive Draft Proofing
Residential | Res ¦ Air Sealing | 2036 | SC A | GWh | Before Competition Groups | 105.4238 | 0 | 0 | 4282.7165 | 0.024616 | 13 | Residential_2036_SC A_GWh_Before Competition Groups_13 | Air Sealing | 2.462% | 0 | 105.4238 | Residential_2036_SC A_GWh_Before Competition Groups_Air Sealing
Residential | Res ¦ Basement Wall Insulation | 2036 | SC A | GWh | Before Competition Groups | 104.4136 | 0 | 0 | 4282.7165 | 0.02438 | 14 | Residential_2036_SC A_GWh_Before Competition Groups_14 | Basement Wall Insulation | 2.438% | 0 | 104.4136 | Residential_2036_SC A_GWh_Before Competition Groups_Basement Wall Insulation
Residential | Res ¦ LED Parking Lot Fixture | 2036 | SC A | GWh | Before Competition Groups | 84.9544 | 0 | 0 | 4282.7165 | 0.019837 | 15 | Residential_2036_SC A_GWh_Before Competition Groups_15 | LED Parking Lot Fixture | 1.984% | 0 | 84.9544 | Residential_2036_SC A_GWh_Before Competition Groups_LED Parking Lot Fixture
Residential | Res ¦ Energy Star Clothes Dryer | 2036 | SC A | GWh | Before Competition Groups | 68.3706 | 0 | 0 | 4282.7165 | 0.015964 | 16 | Residential_2036_SC A_GWh_Before Competition Groups_16 | Energy Star Clothes Dryer | 1.596% | 0 | 68.3706 | Residential_2036_SC A_GWh_Before Competition Groups_Energy Star Clothes Dryer
Residential | Res ¦ Occupancy Sensors MF | 2036 | SC A | GWh | Before Competition Groups | 60.8258 | 0 | 0 | 4282.7165 | 0.014203 | 17 | Residential_2036_SC A_GWh_Before Competition Groups_17 | Occupancy Sensors MF | 1.42% | 0 | 60.8258 | Residential_2036_SC A_GWh_Before Competition Groups_Occupancy Sensors MF
Residential | Res ¦ Energy Star Light Fixture | 2036 | SC A | GWh | Before Competition Groups | 59.7176 | 0 | 0 | 4282.7165 | 0.013944 | 18 | Residential_2036_SC A_GWh_Before Competition Groups_18 | Energy Star Light Fixture | 1.394% | 0 | 59.7176 | Residential_2036_SC A_GWh_Before Competition Groups_Energy Star Light Fixture
Residential | Res ¦ Refrigerator Recycling | 2036 | SC A | GWh | Before Competition Groups | 44.5545 | 0 | 0 | 4282.7165 | 0.010403 | 19 | Residential_2036_SC A_GWh_Before Competition Groups_19 | Refrigerator Recycling | 1.04% | 0 | 44.5545 | Residential_2036_SC A_GWh_Before Competition Groups_Refrigerator Recycling
Residential | Res ¦ LED Exterior Area Lights - LED Fixture (200W) | 2036 | SC A | GWh | Before Competition Groups | 40.8674 | 0 | 0 | 4282.7165 | 0.0095424 | 20 | Residential_2036_SC A_GWh_Before Competition Groups_20 | LED Exterior Area Lights - LED Fixture (200W) | 0.9542% | 0 | 40.8674 | Residential_2036_SC A_GWh_Before Competition Groups_LED Exterior Area Lights - LED Fixture (200W)
Residential | Res ¦ Home Energy Reports | 2036 | SC A | GWh | Before Competition Groups | 39.3125 | 0 | 0 | 4282.7165 | 0.0091793 | 21 | Residential_2036_SC A_GWh_Before Competition Groups_21 | Home Energy Reports | 0.9179% | 0 | 39.3125 | Residential_2036_SC A_GWh_Before Competition Groups_Home Energy Reports
Residential | Res ¦ Smart Burners | 2036 | SC A | GWh | Before Competition Groups | 37.2286 | 0 | 0 | 4282.7165 | 0.0086928 | 22 | Residential_2036_SC A_GWh_Before Competition Groups_22 | Smart Burners | 0.8693% | 0 | 37.2286 | Residential_2036_SC A_GWh_Before Competition Groups_Smart Burners
Residential | Res ¦ Energy Star Room Air Conditioner | 2036 | SC A | GWh | Before Competition Groups | 35.7874 | 0 | 0 | 4282.7165 | 0.0083562 | 23 | Residential_2036_SC A_GWh_Before Competition Groups_23 | Energy Star Room Air Conditioner | 0.8356% | 0 | 35.7874 | Residential_2036_SC A_GWh_Before Competition Groups_Energy Star Room Air Conditioner
Residential | Res ¦ Energy Star Freezer | 2036 | SC A | GWh | Before Competition Groups | 32.0239 | 0 | 0 | 4282.7165 | 0.0074775 | 24 | Residential_2036_SC A_GWh_Before Competition Groups_24 | Energy Star Freezer | 0.7477% | 0 | 32.0239 | Residential_2036_SC A_GWh_Before Competition Groups_Energy Star Freezer
Residential | Res ¦ Attic Insulation | 2036 | SC A | GWh | Before Competition Groups | 31.2925 | 0 | 0 | 4282.7165 | 0.0073067 | 25 | Residential_2036_SC A_GWh_Before Competition Groups_25 | Attic Insulation | 0.7307% | 0 | 31.2925 | Residential_2036_SC A_GWh_Before Competition Groups_Attic Insulation
Residential | Res ¦ LED Tube Re-Lamp | 2036 | SC A | GWh | Before Competition Groups | 29.0227 | 0 | 0 | 4282.7165 | 0.0067767 | 26 | Residential_2036_SC A_GWh_Before Competition Groups_26 | LED Tube Re-Lamp | 0.6777% | 0 | 29.0227 | Residential_2036_SC A_GWh_Before Competition Groups_LED Tube Re-Lamp
Residential | Res ¦ Outside Air Economizer | 2036 | SC A | GWh | Before Competition Groups | 28.2849 | 0 | 0 | 4282.7165 | 0.0066044 | 27 | Residential_2036_SC A_GWh_Before Competition Groups_27 | Outside Air Economizer | 0.6604% | 0 | 28.2849 | Residential_2036_SC A_GWh_Before Competition Groups_Outside Air Economizer
Residential | Res ¦ Furnace Whistle | 2036 | SC A | GWh | Before Competition Groups | 28.0243 | 0 | 0 | 4282.7165 | 0.0065436 | 28 | Residential_2036_SC A_GWh_Before Competition Groups_28 | Furnace Whistle | 0.6544% | 0 | 28.0243 | Residential_2036_SC A_GWh_Before Competition Groups_Furnace Whistle
Residential | Res ¦ Minimize Hot and Warm Clothes Wash | 2036 | SC A | GWh | Before Competition Groups | 23.6065 | 0 | 0 | 4282.7165 | 0.005512 | 29 | Residential_2036_SC A_GWh_Before Competition Groups_29 | Minimize Hot and Warm Clothes Wash | 0.5512% | 0 | 23.6065 | Residential_2036_SC A_GWh_Before Competition Groups_Minimize Hot and Warm Clothes Wash
Residential | Res ¦ Advanced BAS/Controllers | 2036 | SC A | GWh | Before Competition Groups | 23.1977 | 0 | 0 | 4282.7165 | 0.0054166 | 30 | Residential_2036_SC A_GWh_Before Competition Groups_30 | Advanced BAS/Controllers | 0.5417% | 0 | 23.1977 | Residential_2036_SC A_GWh_Before Competition Groups_Advanced BAS/Controllers
Residential | Res ¦ LED Downlight | 2036 | SC A | GWh | Before Competition Groups | 16.9932 | 0 | 0 | 4282.7165 | 0.0039679 | 31 | Residential_2036_SC A_GWh_Before Competition Groups_31 | LED Downlight | 0.3968% | 0 | 16.9932 | Residential_2036_SC A_GWh_Before Competition Groups_LED Downlight
Residential | Res ¦ High Efficiency Chiller (avg of water and air cooled) | 2036 | SC A | GWh | Before Competition Groups | 16.9565 | 0 | 0 | 4282.7165 | 0.0039593 | 32 | Residential_2036_SC A_GWh_Before Competition Groups_32 | High Efficiency Chiller (avg of water and air cooled) | 0.3959% | 0 | 16.9565 | Residential_2036_SC A_GWh_Before Competition Groups_High Efficiency Chiller (avg of water and air cooled)
Residential | Res ¦ ENERGY STAR LED LAMPS (REFLECTOR LAMPs/MR16/PAR 16) | 2036 | SC A | GWh | Before Competition Groups | 16.664 | 0 | 0 | 4282.7165 | 0.003891 | 33 | Residential_2036_SC A_GWh_Before Competition Groups_33 | ENERGY STAR LED LAMPS (REFLECTOR LAMPs/MR16/PAR 16) | 0.3891% | 0 | 16.664 | Residential_2036_SC A_GWh_Before Competition Groups_ENERGY STAR LED LAMPS (REFLECTOR LAMPs/MR16/PAR 16)
Residential | Res ¦ Variable Frequency Drive (VFD) | 2036 | SC A | GWh | Before Competition Groups | 11.8879 | 0 | 0 | 4282.7165 | 0.0027758 | 34 | Residential_2036_SC A_GWh_Before Competition Groups_34 | Variable Frequency Drive (VFD) | 0.2776% | 0 | 11.8879 | Residential_2036_SC A_GWh_Before Competition Groups_Variable Frequency Drive (VFD)
Residential | Res ¦ CO Sensors for parking garage exhaust fans | 2036 | SC A | GWh | Before Competition Groups | 10.783 | 0 | 0 | 4282.7165 | 0.0025178 | 35 | Residential_2036_SC A_GWh_Before Competition Groups_35 | CO Sensors for parking garage exhaust fans | 0.2518% | 0 | 10.783 | Residential_2036_SC A_GWh_Before Competition Groups_CO Sensors for parking garage exhaust fans
Residential | Res ¦ Water Heater Temperature Setback | 2036 | SC A | GWh | Before Competition Groups | 8.8439 | 0 | 0 | 4282.7165 | 0.002065 | 36 | Residential_2036_SC A_GWh_Before Competition Groups_36 | Water Heater Temperature Setback | 0.2065% | 0 | 8.8439 | Residential_2036_SC A_GWh_Before Competition Groups_Water Heater Temperature Setback
Residential | Res ¦ Tankless Water Heater | 2036 | SC A | GWh | Before Competition Groups | 8.4295 | 0 | 0 | 4282.7165 | 0.0019683 | 37 | Residential_2036_SC A_GWh_Before Competition Groups_37 | Tankless Water Heater | 0.1968% | 0 | 8.4295 | Residential_2036_SC A_GWh_Before Competition Groups_Tankless Water Heater
Residential | Res ¦ Demand Control Ventilation | 2036 | SC A | GWh | Before Competition Groups | 8.0972 | 0 | 0 | 4282.7165 | 0.0018907 | 38 | Residential_2036_SC A_GWh_Before Competition Groups_38 | Demand Control Ventilation | 0.1891% | 0 | 8.0972 | Residential_2036_SC A_GWh_Before Competition Groups_Demand Control Ventilation
Residential | Res ¦ Condensing Make Up Air Unit | 2036 | SC A | GWh | Before Competition Groups | 4.3995 | 0 | 0 | 4282.7165 | 0.0010273 | 39 | Residential_2036_SC A_GWh_Before Competition Groups_39 | Condensing Make Up Air Unit | 0.1027% | 0 | 4.3995 | Residential_2036_SC A_GWh_Before Competition Groups_Condensing Make Up Air Unit
Residential | Res ¦ Energy Star Dehumidifier | 2036 | SC A | GWh | Before Competition Groups | 3.6996 | 0 | 0 | 4282.7165 | 0.00086385 | 40 | Residential_2036_SC A_GWh_Before Competition Groups_40 | Energy Star Dehumidifier | 0.08638% | 0 | 3.6996 | Residential_2036_SC A_GWh_Before Competition Groups_Energy Star Dehumidifier
Residential | Res ¦ Clothes Drying Racks | 2036 | SC A | GWh | Before Competition Groups | 3.6895 | 0 | 0 | 4282.7165 | 0.00086148 | 41 | Residential_2036_SC A_GWh_Before Competition Groups_41 | Clothes Drying Racks | 0.08615% | 0 | 3.6895 | Residential_2036_SC A_GWh_Before Competition Groups_Clothes Drying Racks
Residential | Res ¦ ENERGY STAR LED Lamps (General Service Lamps) | 2036 | SC A | GWh | Before Competition Groups | 3.6729 | 0 | 0 | 4282.7165 | 0.00085761 | 42 | Residential_2036_SC A_GWh_Before Competition Groups_42 | ENERGY STAR LED Lamps (General Service Lamps) | 0.08576% | 0 | 3.6729 | Residential_2036_SC A_GWh_Before Competition Groups_ENERGY STAR LED Lamps (General Service Lamps)
Residential | Res ¦ VFD on Pumps | 2036 | SC A | GWh | Before Competition Groups | 3.4844 | 0 | 0 | 4282.7165 | 0.0008136 | 43 | Residential_2036_SC A_GWh_Before Competition Groups_43 | VFD on Pumps | 0.08136% | 0 | 3.4844 | Residential_2036_SC A_GWh_Before Competition Groups_VFD on Pumps
Residential | Res ¦ Heavy Duty Outdoor/Holiday Plug-in Timers | 2036 | SC A | GWh | Before Competition Groups | 2.8066 | 0 | 0 | 4282.7165 | 0.00065533 | 44 | Residential_2036_SC A_GWh_Before Competition Groups_44 | Heavy Duty Outdoor/Holiday Plug-in Timers | 0.06553% | 0 | 2.8066 | Residential_2036_SC A_GWh_Before Competition Groups_Heavy Duty Outdoor/Holiday Plug-in Timers
Residential | Res ¦ Heat Recovery Ventilator | 2036 | SC A | GWh | Before Competition Groups | 2.4818 | 0 | 0 | 4282.7165 | 0.0005795 | 45 | Residential_2036_SC A_GWh_Before Competition Groups_45 | Heat Recovery Ventilator | 0.05795% | 0 | 2.4818 | Residential_2036_SC A_GWh_Before Competition Groups_Heat Recovery Ventilator
Residential | Res ¦ ECM MOTORS FOR HVAC APPLICATION (FAN-POWERED VAV BOX) | 2036 | SC A | GWh | Before Competition Groups | 2.1113 | 0 | 0 | 4282.7165 | 0.00049299 | 46 | Residential_2036_SC A_GWh_Before Competition Groups_46 | ECM MOTORS FOR HVAC APPLICATION (FAN-POWERED VAV BOX) | 0.0493% | 0 | 2.1113 | Residential_2036_SC A_GWh_Before Competition Groups_ECM MOTORS FOR HVAC APPLICATION (FAN-POWERED VAV BOX)
Residential | Res ¦ Floor Insulation | 2036 | SC A | GWh | Before Competition Groups | 2.0751 | 0 | 0 | 4282.7165 | 0.00048454 | 47 | Residential_2036_SC A_GWh_Before Competition Groups_47 | Floor Insulation | 0.04845% | 0 | 2.0751 | Residential_2036_SC A_GWh_Before Competition Groups_Floor Insulation
Residential | Res ¦ Beverage Vending Machine Controls | 2036 | SC A | GWh | Before Competition Groups | 1.3897 | 0 | 0 | 4282.7165 | 0.0003245 | 48 | Residential_2036_SC A_GWh_Before Competition Groups_48 | Beverage Vending Machine Controls | 0.03245% | 0 | 1.3897 | Residential_2036_SC A_GWh_Before Competition Groups_Beverage Vending Machine Controls
Residential | Res ¦ Duct Insulation | 2036 | SC A | GWh | Before Competition Groups | 1.2289 | 0 | 0 | 4282.7165 | 0.00028695 | 49 | Residential_2036_SC A_GWh_Before Competition Groups_49 | Duct Insulation | 0.0287% | 0 | 1.2289 | Residential_2036_SC A_GWh_Before Competition Groups_Duct Insulation
Residential | Res ¦ Duct Insulation MF | 2036 | SC A | GWh | Before Competition Groups | 0.75549 | 0 | 0 | 4282.7165 | 0.0001764 | 50 | Residential_2036_SC A_GWh_Before Competition Groups_50 | Duct Insulation MF | 0.01764% | 0 | 0.75549 | Residential_2036_SC A_GWh_Before Competition Groups_Duct Insulation MF
Residential | Res ¦ Chilled Water Optimization | 2036 | SC A | GWh | Before Competition Groups | 0.28546 | 0 | 0 | 4282.7165 | 6.6655e-05 | 51 | Residential_2036_SC A_GWh_Before Competition Groups_51 | Chilled Water Optimization | 0.006665% | 0 | 0.28546 | Residential_2036_SC A_GWh_Before Competition Groups_Chilled Water Optimization
Residential | Res ¦ LED High Bay Fixture | 2036 | SC A | GWh | Before Competition Groups | 0.13118 | 0 | 0 | 4282.7165 | 3.0631e-05 | 52 | Residential_2036_SC A_GWh_Before Competition Groups_52 | LED High Bay Fixture | 0.003063% | 0 | 0.13118 | Residential_2036_SC A_GWh_Before Competition Groups_LED High Bay Fixture
Residential | Res ¦ Wall Insulation | 2036 | SC A | GWh | Before Competition Groups | 0.048611 | 0 | 0 | 4282.7165 | 1.1351e-05 | 53 | Residential_2036_SC A_GWh_Before Competition Groups_53 | Wall Insulation | 0.001135% | 0 | 0.048611 | Residential_2036_SC A_GWh_Before Competition Groups_Wall Insulation
Residential | Res ¦ Wall Insulation MF | 2036 | SC A | GWh | Before Competition Groups | 0.015857 | 0 | 0 | 4282.7165 | 3.7025e-06 | 54 | Residential_2036_SC A_GWh_Before Competition Groups_54 | Wall Insulation MF | 0.0003703% | 0 | 0.015857 | Residential_2036_SC A_GWh_Before Competition Groups_Wall Insulation MF
Residential | Res ¦ Freezer Recycling | 2036 | SC A | GWh | Before Competition Groups | 0.0037655 | 0 | 0 | 4282.7165 | 8.7923e-07 | 55 | Residential_2036_SC A_GWh_Before Competition Groups_55 | Freezer Recycling | 8.792e-05% | 0 | 0.0037655 | Residential_2036_SC A_GWh_Before Competition Groups_Freezer Recycling
Residential | Res ¦ Smart Power Bar | 2036 | SC A | GWh | Before Competition Groups | 0 | 0 | 0 | 4282.7165 | 0 | 56 | Residential_2036_SC A_GWh_Before Competition Groups_56 | Smart Power Bar | 0% | 0 | 0 | Residential_2036_SC A_GWh_Before Competition Groups_Smart Power Bar
Residential | Res ¦ Energy Star Clothes Washer | 2036 | SC B | GWh | Before Competition Groups | 648.3977 | 0 | 0 | 6087.356 | 0.10652 | 1 | Residential_2036_SC B_GWh_Before Competition Groups_1 | Energy Star Clothes Washer | 10.65% | 0 | 648.3977 | Residential_2036_SC B_GWh_Before Competition Groups_Energy Star Clothes Washer
Residential | Res ¦ Ductless Mini-Split Heat Pump | 2036 | SC B | GWh | Before Competition Groups | 506.0619 | 0 | 0 | 6087.356 | 0.083133 | 2 | Residential_2036_SC B_GWh_Before Competition Groups_2 | Ductless Mini-Split Heat Pump | 8.313% | 0 | 506.0619 | Residential_2036_SC B_GWh_Before Competition Groups_Ductless Mini-Split Heat Pump
Residential | Res ¦ Energy Star LED Bulbs General Purpose LEDs | 2036 | SC B | GWh | Before Competition Groups | 420.0672 | 0 | 0 | 6087.356 | 0.069007 | 3 | Residential_2036_SC B_GWh_Before Competition Groups_3 | Energy Star LED Bulbs General Purpose LEDs | 6.901% | 0 | 420.0672 | Residential_2036_SC B_GWh_Before Competition Groups_Energy Star LED Bulbs General Purpose LEDs
Residential | Res ¦ Energy Star A Line, PAR, MR Lamps | 2036 | SC B | GWh | Before Competition Groups | 407.2794 | 0 | 0 | 6087.356 | 0.066906 | 4 | Residential_2036_SC B_GWh_Before Competition Groups_4 | Energy Star A Line, PAR, MR Lamps | 6.691% | 0 | 407.2794 | Residential_2036_SC B_GWh_Before Competition Groups_Energy Star A Line, PAR, MR Lamps
Residential | Res ¦ Energy Star LED Specialty Bulbs | 2036 | SC B | GWh | Before Competition Groups | 380.819 | 0 | 0 | 6087.356 | 0.062559 | 5 | Residential_2036_SC B_GWh_Before Competition Groups_5 | Energy Star LED Specialty Bulbs | 6.256% | 0 | 380.819 | Residential_2036_SC B_GWh_Before Competition Groups_Energy Star LED Specialty Bulbs
Residential | Res ¦ Variable Speed Pool Pump Motor | 2036 | SC B | GWh | Before Competition Groups | 379.3521 | 0 | 0 | 6087.356 | 0.062318 | 6 | Residential_2036_SC B_GWh_Before Competition Groups_6 | Variable Speed Pool Pump Motor | 6.232% | 0 | 379.3521 | Residential_2036_SC B_GWh_Before Competition Groups_Variable Speed Pool Pump Motor
Residential | Res ¦ Car Block Heater Timer | 2036 | SC B | GWh | Before Competition Groups | 364.6049 | 0 | 0 | 6087.356 | 0.059895 | 7 | Residential_2036_SC B_GWh_Before Competition Groups_7 | Car Block Heater Timer | 5.99% | 0 | 364.6049 | Residential_2036_SC B_GWh_Before Competition Groups_Car Block Heater Timer
Residential | Res ¦ Adaptive Thermostat | 2036 | SC B | GWh | Before Competition Groups | 358.2821 | 0 | 0 | 6087.356 | 0.058857 | 8 | Residential_2036_SC B_GWh_Before Competition Groups_8 | Adaptive Thermostat | 5.886% | 0 | 358.2821 | Residential_2036_SC B_GWh_Before Competition Groups_Adaptive Thermostat
Residential | Res ¦ Building Recommissioning, Operations and Maintenance (O&M) Improvements | 2036 | SC B | GWh | Before Competition Groups | 293.995 | 0 | 0 | 6087.356 | 0.048296 | 9 | Residential_2036_SC B_GWh_Before Competition Groups_9 | Building Recommissioning, Operations and Maintenance (O&M) Improvements | 4.83% | 0 | 293.995 | Residential_2036_SC B_GWh_Before Competition Groups_Building Recommissioning, Operations and Maintenance (O&M) Improvements
Residential | Res ¦ Energy Star Torchiere | 2036 | SC B | GWh | Before Competition Groups | 226.5891 | 0 | 0 | 6087.356 | 0.037223 | 10 | Residential_2036_SC B_GWh_Before Competition Groups_10 | Energy Star Torchiere | 3.722% | 0 | 226.5891 | Residential_2036_SC B_GWh_Before Competition Groups_Energy Star Torchiere
Residential | Res ¦ Air Sealing | 2036 | SC B | GWh | Before Competition Groups | 203.6711 | 0 | 0 | 6087.356 | 0.033458 | 11 | Residential_2036_SC B_GWh_Before Competition Groups_11 | Air Sealing | 3.346% | 0 | 203.6711 | Residential_2036_SC B_GWh_Before Competition Groups_Air Sealing
Residential | Res ¦ Energy Star Air Source Heat Pump | 2036 | SC B | GWh | Before Competition Groups | 168.4882 | 0 | 0 | 6087.356 | 0.027678 | 12 | Residential_2036_SC B_GWh_Before Competition Groups_12 | Energy Star Air Source Heat Pump | 2.768% | 0 | 168.4882 | Residential_2036_SC B_GWh_Before Competition Groups_Energy Star Air Source Heat Pump
Residential | Res ¦ Comprehensive Draft Proofing | 2036 | SC B | GWh | Before Competition Groups | 149.5296 | 0 | 0 | 6087.356 | 0.024564 | 13 | Residential_2036_SC B_GWh_Before Competition Groups_13 | Comprehensive Draft Proofing | 2.456% | 0 | 149.5296 | Residential_2036_SC B_GWh_Before Competition Groups_Comprehensive Draft Proofing
Residential | Res ¦ Smart Burners | 2036 | SC B | GWh | Before Competition Groups | 145.6817 | 0 | 0 | 6087.356 | 0.023932 | 14 | Residential_2036_SC B_GWh_Before Competition Groups_14 | Smart Burners | 2.393% | 0 | 145.6817 | Residential_2036_SC B_GWh_Before Competition Groups_Smart Burners
Residential | Res ¦ Energy Star Clothes Dryer | 2036 | SC B | GWh | Before Competition Groups | 121.848 | 0 | 0 | 6087.356 | 0.020017 | 15 | Residential_2036_SC B_GWh_Before Competition Groups_15 | Energy Star Clothes Dryer | 2.002% | 0 | 121.848 | Residential_2036_SC B_GWh_Before Competition Groups_Energy Star Clothes Dryer
Residential | Res ¦ Basement Wall Insulation | 2036 | SC B | GWh | Before Competition Groups | 106.9221 | 0 | 0 | 6087.356 | 0.017565 | 16 | Residential_2036_SC B_GWh_Before Competition Groups_16 | Basement Wall Insulation | 1.756% | 0 | 106.9221 | Residential_2036_SC B_GWh_Before Competition Groups_Basement Wall Insulation
Residential | Res ¦ LED Parking Lot Fixture | 2036 | SC B | GWh | Before Competition Groups | 89.1508 | 0 | 0 | 6087.356 | 0.014645 | 17 | Residential_2036_SC B_GWh_Before Competition Groups_17 | LED Parking Lot Fixture | 1.465% | 0 | 89.1508 | Residential_2036_SC B_GWh_Before Competition Groups_LED Parking Lot Fixture
Residential | Res ¦ Occupancy Sensors MF | 2036 | SC B | GWh | Before Competition Groups | 87.646 | 0 | 0 | 6087.356 | 0.014398 | 18 | Residential_2036_SC B_GWh_Before Competition Groups_18 | Occupancy Sensors MF | 1.44% | 0 | 87.646 | Residential_2036_SC B_GWh_Before Competition Groups_Occupancy Sensors MF
Residential | Res ¦ Energy Star Light Fixture | 2036 | SC B | GWh | Before Competition Groups | 84.5036 | 0 | 0 | 6087.356 | 0.013882 | 19 | Residential_2036_SC B_GWh_Before Competition Groups_19 | Energy Star Light Fixture | 1.388% | 0 | 84.5036 | Residential_2036_SC B_GWh_Before Competition Groups_Energy Star Light Fixture
Residential | Res ¦ Attic Insulation | 2036 | SC B | GWh | Before Competition Groups | 82.4681 | 0 | 0 | 6087.356 | 0.013547 | 20 | Residential_2036_SC B_GWh_Before Competition Groups_20 | Attic Insulation | 1.355% | 0 | 82.4681 | Residential_2036_SC B_GWh_Before Competition Groups_Attic Insulation
Residential | Res ¦ Refrigerator Recycling | 2036 | SC B | GWh | Before Competition Groups | 77.0649 | 0 | 0 | 6087.356 | 0.01266 | 21 | Residential_2036_SC B_GWh_Before Competition Groups_21 | Refrigerator Recycling | 1.266% | 0 | 77.0649 | Residential_2036_SC B_GWh_Before Competition Groups_Refrigerator Recycling
Residential | Res ¦ Clothes Drying Racks | 2036 | SC B | GWh | Before Competition Groups | 70.3667 | 0 | 0 | 6087.356 | 0.011559 | 22 | Residential_2036_SC B_GWh_Before Competition Groups_22 | Clothes Drying Racks | 1.156% | 0 | 70.3667 | Residential_2036_SC B_GWh_Before Competition Groups_Clothes Drying Racks
Residential | Res ¦ Freezer Recycling | 2036 | SC B | GWh | Before Competition Groups | 67.5908 | 0 | 0 | 6087.356 | 0.011103 | 23 | Residential_2036_SC B_GWh_Before Competition Groups_23 | Freezer Recycling | 1.11% | 0 | 67.5908 | Residential_2036_SC B_GWh_Before Competition Groups_Freezer Recycling
Residential | Res ¦ Energy Star Room Air Conditioner | 2036 | SC B | GWh | Before Competition Groups | 64.8349 | 0 | 0 | 6087.356 | 0.010651 | 24 | Residential_2036_SC B_GWh_Before Competition Groups_24 | Energy Star Room Air Conditioner | 1.065% | 0 | 64.8349 | Residential_2036_SC B_GWh_Before Competition Groups_Energy Star Room Air Conditioner
Residential | Res ¦ Energy Star Freezer | 2036 | SC B | GWh | Before Competition Groups | 62.3751 | 0 | 0 | 6087.356 | 0.010247 | 25 | Residential_2036_SC B_GWh_Before Competition Groups_25 | Energy Star Freezer | 1.025% | 0 | 62.3751 | Residential_2036_SC B_GWh_Before Competition Groups_Energy Star Freezer
Residential | Res ¦ Advanced BAS/Controllers | 2036 | SC B | GWh | Before Competition Groups | 43.0288 | 0 | 0 | 6087.356 | 0.0070686 | 26 | Residential_2036_SC B_GWh_Before Competition Groups_26 | Advanced BAS/Controllers | 0.7069% | 0 | 43.0288 | Residential_2036_SC B_GWh_Before Competition Groups_Advanced BAS/Controllers
Residential | Res ¦ LED Exterior Area Lights - LED Fixture (200W) | 2036 | SC B | GWh | Before Competition Groups | 40.8674 | 0 | 0 | 6087.356 | 0.0067135 | 27 | Residential_2036_SC B_GWh_Before Competition Groups_27 | LED Exterior Area Lights - LED Fixture (200W) | 0.6713% | 0 | 40.8674 | Residential_2036_SC B_GWh_Before Competition Groups_LED Exterior Area Lights - LED Fixture (200W)
Residential | Res ¦ Home Energy Reports | 2036 | SC B | GWh | Before Competition Groups | 39.3125 | 0 | 0 | 6087.356 | 0.0064581 | 28 | Residential_2036_SC B_GWh_Before Competition Groups_28 | Home Energy Reports | 0.6458% | 0 | 39.3125 | Residential_2036_SC B_GWh_Before Competition Groups_Home Energy Reports
Residential | Res ¦ Furnace Whistle | 2036 | SC B | GWh | Before Competition Groups | 37.0527 | 0 | 0 | 6087.356 | 0.0060868 | 29 | Residential_2036_SC B_GWh_Before Competition Groups_29 | Furnace Whistle | 0.6087% | 0 | 37.0527 | Residential_2036_SC B_GWh_Before Competition Groups_Furnace Whistle
Residential | Res ¦ Outside Air Economizer | 2036 | SC B | GWh | Before Competition Groups | 33.5105 | 0 | 0 | 6087.356 | 0.0055049 | 30 | Residential_2036_SC B_GWh_Before Competition Groups_30 | Outside Air Economizer | 0.5505% | 0 | 33.5105 | Residential_2036_SC B_GWh_Before Competition Groups_Outside Air Economizer
Residential | Res ¦ LED Tube Re-Lamp | 2036 | SC B | GWh | Before Competition Groups | 29.0227 | 0 | 0 | 6087.356 | 0.0047677 | 31 | Residential_2036_SC B_GWh_Before Competition Groups_31 | LED Tube Re-Lamp | 0.4768% | 0 | 29.0227 | Residential_2036_SC B_GWh_Before Competition Groups_LED Tube Re-Lamp
Residential | Res ¦ Heat Recovery Ventilator | 2036 | SC B | GWh | Before Competition Groups | 26.9371 | 0 | 0 | 6087.356 | 0.0044251 | 32 | Residential_2036_SC B_GWh_Before Competition Groups_32 | Heat Recovery Ventilator | 0.4425% | 0 | 26.9371 | Residential_2036_SC B_GWh_Before Competition Groups_Heat Recovery Ventilator
Residential | Res ¦ Energy Star Dehumidifier | 2036 | SC B | GWh | Before Competition Groups | 25.2316 | 0 | 0 | 6087.356 | 0.0041449 | 33 | Residential_2036_SC B_GWh_Before Competition Groups_33 | Energy Star Dehumidifier | 0.4145% | 0 | 25.2316 | Residential_2036_SC B_GWh_Before Competition Groups_Energy Star Dehumidifier
Residential | Res ¦ Minimize Hot and Warm Clothes Wash | 2036 | SC B | GWh | Before Competition Groups | 23.6065 | 0 | 0 | 6087.356 | 0.003878 | 34 | Residential_2036_SC B_GWh_Before Competition Groups_34 | Minimize Hot and Warm Clothes Wash | 0.3878% | 0 | 23.6065 | Residential_2036_SC B_GWh_Before Competition Groups_Minimize Hot and Warm Clothes Wash
Residential | Res ¦ Floor Insulation | 2036 | SC B | GWh | Before Competition Groups | 21.6045 | 0 | 0 | 6087.356 | 0.0035491 | 35 | Residential_2036_SC B_GWh_Before Competition Groups_35 | Floor Insulation | 0.3549% | 0 | 21.6045 | Residential_2036_SC B_GWh_Before Competition Groups_Floor Insulation
Residential | Res ¦ Duct Insulation | 2036 | SC B | GWh | Before Competition Groups | 20.6218 | 0 | 0 | 6087.356 | 0.0033876 | 36 | Residential_2036_SC B_GWh_Before Competition Groups_36 | Duct Insulation | 0.3388% | 0 | 20.6218 | Residential_2036_SC B_GWh_Before Competition Groups_Duct Insulation
Residential | Res ¦ Tankless Water Heater | 2036 | SC B | GWh | Before Competition Groups | 20.2327 | 0 | 0 | 6087.356 | 0.0033237 | 37 | Residential_2036_SC B_GWh_Before Competition Groups_37 | Tankless Water Heater | 0.3324% | 0 | 20.2327 | Residential_2036_SC B_GWh_Before Competition Groups_Tankless Water Heater
Residential | Res ¦ Demand Control Ventilation | 2036 | SC B | GWh | Before Competition Groups | 19.8447 | 0 | 0 | 6087.356 | 0.00326 | 38 | Residential_2036_SC B_GWh_Before Competition Groups_38 | Demand Control Ventilation | 0.326% | 0 | 19.8447 | Residential_2036_SC B_GWh_Before Competition Groups_Demand Control Ventilation
Residential | Res ¦ CO Sensors for parking garage exhaust fans | 2036 | SC B | GWh | Before Competition Groups | 18.264 | 0 | 0 | 6087.356 | 0.0030003 | 39 | Residential_2036_SC B_GWh_Before Competition Groups_39 | CO Sensors for parking garage exhaust fans | 0.3% | 0 | 18.264 | Residential_2036_SC B_GWh_Before Competition Groups_CO Sensors for parking garage exhaust fans
Residential | Res ¦ High Efficiency Chiller (avg of water and air cooled) | 2036 | SC B | GWh | Before Competition Groups | 17.2858 | 0 | 0 | 6087.356 | 0.0028396 | 40 | Residential_2036_SC B_GWh_Before Competition Groups_40 | High Efficiency Chiller (avg of water and air cooled) | 0.284% | 0 | 17.2858 | Residential_2036_SC B_GWh_Before Competition Groups_High Efficiency Chiller (avg of water and air cooled)
Residential | Res ¦ LED Downlight | 2036 | SC B | GWh | Before Competition Groups | 17.1133 | 0 | 0 | 6087.356 | 0.0028113 | 41 | Residential_2036_SC B_GWh_Before Competition Groups_41 | LED Downlight | 0.2811% | 0 | 17.1133 | Residential_2036_SC B_GWh_Before Competition Groups_LED Downlight
Residential | Res ¦ ENERGY STAR LED LAMPS (REFLECTOR LAMPs/MR16/PAR 16) | 2036 | SC B | GWh | Before Competition Groups | 16.664 | 0 | 0 | 6087.356 | 0.0027375 | 42 | Residential_2036_SC B_GWh_Before Competition Groups_42 | ENERGY STAR LED LAMPS (REFLECTOR LAMPs/MR16/PAR 16) | 0.2737% | 0 | 16.664 | Residential_2036_SC B_GWh_Before Competition Groups_ENERGY STAR LED LAMPS (REFLECTOR LAMPs/MR16/PAR 16)
Residential | Res ¦ Variable Frequency Drive (VFD) | 2036 | SC B | GWh | Before Competition Groups | 15.7176 | 0 | 0 | 6087.356 | 0.002582 | 43 | Residential_2036_SC B_GWh_Before Competition Groups_43 | Variable Frequency Drive (VFD) | 0.2582% | 0 | 15.7176 | Residential_2036_SC B_GWh_Before Competition Groups_Variable Frequency Drive (VFD)
Residential | Res ¦ Condensing Make Up Air Unit | 2036 | SC B | GWh | Before Competition Groups | 14.4681 | 0 | 0 | 6087.356 | 0.0023767 | 44 | Residential_2036_SC B_GWh_Before Competition Groups_44 | Condensing Make Up Air Unit | 0.2377% | 0 | 14.4681 | Residential_2036_SC B_GWh_Before Competition Groups_Condensing Make Up Air Unit
Residential | Res ¦ Water Heater Temperature Setback | 2036 | SC B | GWh | Before Competition Groups | 11.7452 | 0 | 0 | 6087.356 | 0.0019294 | 45 | Residential_2036_SC B_GWh_Before Competition Groups_45 | Water Heater Temperature Setback | 0.1929% | 0 | 11.7452 | Residential_2036_SC B_GWh_Before Competition Groups_Water Heater Temperature Setback
Residential | Res ¦ Duct Insulation MF | 2036 | SC B | GWh | Before Competition Groups | 8.5876 | 0 | 0 | 6087.356 | 0.0014107 | 46 | Residential_2036_SC B_GWh_Before Competition Groups_46 | Duct Insulation MF | 0.1411% | 0 | 8.5876 | Residential_2036_SC B_GWh_Before Competition Groups_Duct Insulation MF
Residential | Res ¦ VFD on Pumps | 2036 | SC B | GWh | Before Competition Groups | 4.8333 | 0 | 0 | 6087.356 | 0.00079399 | 47 | Residential_2036_SC B_GWh_Before Competition Groups_47 | VFD on Pumps | 0.0794% | 0 | 4.8333 | Residential_2036_SC B_GWh_Before Competition Groups_VFD on Pumps
Residential | Res ¦ Heavy Duty Outdoor/Holiday Plug-in Timers | 2036 | SC B | GWh | Before Competition Groups | 4.2995 | 0 | 0 | 6087.356 | 0.0007063 | 48 | Residential_2036_SC B_GWh_Before Competition Groups_48 | Heavy Duty Outdoor/Holiday Plug-in Timers | 0.07063% | 0 | 4.2995 | Residential_2036_SC B_GWh_Before Competition Groups_Heavy Duty Outdoor/Holiday Plug-in Timers
Residential | Res ¦ ENERGY STAR LED Lamps (General Service Lamps) | 2036 | SC B | GWh | Before Competition Groups | 3.6729 | 0 | 0 | 6087.356 | 0.00060337 | 49 | Residential_2036_SC B_GWh_Before Competition Groups_49 | ENERGY STAR LED Lamps (General Service Lamps) | 0.06034% | 0 | 3.6729 | Residential_2036_SC B_GWh_Before Competition Groups_ENERGY STAR LED Lamps (General Service Lamps)
Residential | Res ¦ ECM MOTORS FOR HVAC APPLICATION (FAN-POWERED VAV BOX) | 2036 | SC B | GWh | Before Competition Groups | 2.8885 | 0 | 0 | 6087.356 | 0.00047452 | 50 | Residential_2036_SC B_GWh_Before Competition Groups_50 | ECM MOTORS FOR HVAC APPLICATION (FAN-POWERED VAV BOX) | 0.04745% | 0 | 2.8885 | Residential_2036_SC B_GWh_Before Competition Groups_ECM MOTORS FOR HVAC APPLICATION (FAN-POWERED VAV BOX)
Residential | Res ¦ Beverage Vending Machine Controls | 2036 | SC B | GWh | Before Competition Groups | 2.0889 | 0 | 0 | 6087.356 | 0.00034316 | 51 | Residential_2036_SC B_GWh_Before Competition Groups_51 | Beverage Vending Machine Controls | 0.03432% | 0 | 2.0889 | Residential_2036_SC B_GWh_Before Competition Groups_Beverage Vending Machine Controls
Residential | Res ¦ Wall Insulation | 2036 | SC B | GWh | Before Competition Groups | 0.68397 | 0 | 0 | 6087.356 | 0.00011236 | 52 | Residential_2036_SC B_GWh_Before Competition Groups_52 | Wall Insulation | 0.01124% | 0 | 0.68397 | Residential_2036_SC B_GWh_Before Competition Groups_Wall Insulation
Residential | Res ¦ Chilled Water Optimization | 2036 | SC B | GWh | Before Competition Groups | 0.35183 | 0 | 0 | 6087.356 | 5.7797e-05 | 53 | Residential_2036_SC B_GWh_Before Competition Groups_53 | Chilled Water Optimization | 0.00578% | 0 | 0.35183 | Residential_2036_SC B_GWh_Before Competition Groups_Chilled Water Optimization
Residential | Res ¦ LED High Bay Fixture | 2036 | SC B | GWh | Before Competition Groups | 0.20947 | 0 | 0 | 6087.356 | 3.441e-05 | 54 | Residential_2036_SC B_GWh_Before Competition Groups_54 | LED High Bay Fixture | 0.003441% | 0 | 0.20947 | Residential_2036_SC B_GWh_Before Competition Groups_LED High Bay Fixture
Residential | Res ¦ Wall Insulation MF | 2036 | SC B | GWh | Before Competition Groups | 0.018834 | 0 | 0 | 6087.356 | 3.094e-06 | 55 | Residential_2036_SC B_GWh_Before Competition Groups_55 | Wall Insulation MF | 0.0003094% | 0 | 0.018834 | Residential_2036_SC B_GWh_Before Competition Groups_Wall Insulation MF
Residential | Res ¦ Smart Power Bar | 2036 | SC B | GWh | Before Competition Groups | 0 | 0 | 0 | 6087.356 | 0 | 56 | Residential_2036_SC B_GWh_Before Competition Groups_56 | Smart Power Bar | 0% | 0 | 0 | Residential_2036_SC B_GWh_Before Competition Groups_Smart Power Bar
Residential | Res ¦ Energy Star LED Specialty Bulbs | 2036 | SC C | GWh | Before Competition Groups | 607.6996 | 0 | 0 | 5038.0812 | 0.12062 | 1 | Residential_2036_SC C_GWh_Before Competition Groups_1 | Energy Star LED Specialty Bulbs | 12.06% | 0 | 607.6996 | Residential_2036_SC C_GWh_Before Competition Groups_Energy Star LED Specialty Bulbs
Residential | Res ¦ Energy Star Clothes Washer | 2036 | SC C | GWh | Before Competition Groups | 603.4426 | 0 | 0 | 5038.0812 | 0.11978 | 2 | Residential_2036_SC C_GWh_Before Competition Groups_2 | Energy Star Clothes Washer | 11.98% | 0 | 603.4426 | Residential_2036_SC C_GWh_Before Competition Groups_Energy Star Clothes Washer
Residential | Res ¦ Ductless Mini-Split Heat Pump | 2036 | SC C | GWh | Before Competition Groups | 420.0072 | 0 | 0 | 5038.0812 | 0.083367 | 3 | Residential_2036_SC C_GWh_Before Competition Groups_3 | Ductless Mini-Split Heat Pump | 8.337% | 0 | 420.0072 | Residential_2036_SC C_GWh_Before Competition Groups_Ductless Mini-Split Heat Pump
Residential | Res ¦ Energy Star A Line, PAR, MR Lamps | 2036 | SC C | GWh | Before Competition Groups | 301.2009 | 0 | 0 | 5038.0812 | 0.059785 | 4 | Residential_2036_SC C_GWh_Before Competition Groups_4 | Energy Star A Line, PAR, MR Lamps | 5.978% | 0 | 301.2009 | Residential_2036_SC C_GWh_Before Competition Groups_Energy Star A Line, PAR, MR Lamps
Residential | Res ¦ Variable Speed Pool Pump Motor | 2036 | SC C | GWh | Before Competition Groups | 286.9217 | 0 | 0 | 5038.0812 | 0.056951 | 5 | Residential_2036_SC C_GWh_Before Competition Groups_5 | Variable Speed Pool Pump Motor | 5.695% | 0 | 286.9217 | Residential_2036_SC C_GWh_Before Competition Groups_Variable Speed Pool Pump Motor
Residential | Res ¦ Car Block Heater Timer | 2036 | SC C | GWh | Before Competition Groups | 282.3963 | 0 | 0 | 5038.0812 | 0.056052 | 6 | Residential_2036_SC C_GWh_Before Competition Groups_6 | Car Block Heater Timer | 5.605% | 0 | 282.3963 | Residential_2036_SC C_GWh_Before Competition Groups_Car Block Heater Timer
Residential | Res ¦ Energy Star LED Bulbs General Purpose LEDs | 2036 | SC C | GWh | Before Competition Groups | 245.4423 | 0 | 0 | 5038.0812 | 0.048717 | 7 | Residential_2036_SC C_GWh_Before Competition Groups_7 | Energy Star LED Bulbs General Purpose LEDs | 4.872% | 0 | 245.4423 | Residential_2036_SC C_GWh_Before Competition Groups_Energy Star LED Bulbs General Purpose LEDs
Residential | Res ¦ Adaptive Thermostat | 2036 | SC C | GWh | Before Competition Groups | 242.8234 | 0 | 0 | 5038.0812 | 0.048198 | 8 | Residential_2036_SC C_GWh_Before Competition Groups_8 | Adaptive Thermostat | 4.82% | 0 | 242.8234 | Residential_2036_SC C_GWh_Before Competition Groups_Adaptive Thermostat
Residential | Res ¦ Building Recommissioning, Operations and Maintenance (O&M) Improvements | 2036 | SC C | GWh | Before Competition Groups | 222.3592 | 0 | 0 | 5038.0812 | 0.044136 | 9 | Residential_2036_SC C_GWh_Before Competition Groups_9 | Building Recommissioning, Operations and Maintenance (O&M) Improvements | 4.414% | 0 | 222.3592 | Residential_2036_SC C_GWh_Before Competition Groups_Building Recommissioning, Operations and Maintenance (O&M) Improvements
Residential | Res ¦ Air Sealing | 2036 | SC C | GWh | Before Competition Groups | 185.0297 | 0 | 0 | 5038.0812 | 0.036726 | 10 | Residential_2036_SC C_GWh_Before Competition Groups_10 | Air Sealing | 3.673% | 0 | 185.0297 | Residential_2036_SC C_GWh_Before Competition Groups_Air Sealing
Residential | Res ¦ Energy Star Torchiere | 2036 | SC C | GWh | Before Competition Groups | 176.8897 | 0 | 0 | 5038.0812 | 0.035111 | 11 | Residential_2036_SC C_GWh_Before Competition Groups_11 | Energy Star Torchiere | 3.511% | 0 | 176.8897 | Residential_2036_SC C_GWh_Before Competition Groups_Energy Star Torchiere
Residential | Res ¦ Energy Star Clothes Dryer | 2036 | SC C | GWh | Before Competition Groups | 121.887 | 0 | 0 | 5038.0812 | 0.024193 | 12 | Residential_2036_SC C_GWh_Before Competition Groups_12 | Energy Star Clothes Dryer | 2.419% | 0 | 121.887 | Residential_2036_SC C_GWh_Before Competition Groups_Energy Star Clothes Dryer
Residential | Res ¦ Energy Star Air Source Heat Pump | 2036 | SC C | GWh | Before Competition Groups | 119.4647 | 0 | 0 | 5038.0812 | 0.023712 | 13 | Residential_2036_SC C_GWh_Before Competition Groups_13 | Energy Star Air Source Heat Pump | 2.371% | 0 | 119.4647 | Residential_2036_SC C_GWh_Before Competition Groups_Energy Star Air Source Heat Pump
Residential | Res ¦ Comprehensive Draft Proofing | 2036 | SC C | GWh | Before Competition Groups | 113.0946 | 0 | 0 | 5038.0812 | 0.022448 | 14 | Residential_2036_SC C_GWh_Before Competition Groups_14 | Comprehensive Draft Proofing | 2.245% | 0 | 113.0946 | Residential_2036_SC C_GWh_Before Competition Groups_Comprehensive Draft Proofing
Residential | Res ¦ Basement Wall Insulation | 2036 | SC C | GWh | Before Competition Groups | 106.9376 | 0 | 0 | 5038.0812 | 0.021226 | 15 | Residential_2036_SC C_GWh_Before Competition Groups_15 | Basement Wall Insulation | 2.123% | 0 | 106.9376 | Residential_2036_SC C_GWh_Before Competition Groups_Basement Wall Insulation
Residential | Res ¦ Smart Burners | 2036 | SC C | GWh | Before Competition Groups | 105.8067 | 0 | 0 | 5038.0812 | 0.021001 | 16 | Residential_2036_SC C_GWh_Before Competition Groups_16 | Smart Burners | 2.1% | 0 | 105.8067 | Residential_2036_SC C_GWh_Before Competition Groups_Smart Burners
Residential | Res ¦ LED Parking Lot Fixture | 2036 | SC C | GWh | Before Competition Groups | 84.9544 | 0 | 0 | 5038.0812 | 0.016862 | 17 | Residential_2036_SC C_GWh_Before Competition Groups_17 | LED Parking Lot Fixture | 1.686% | 0 | 84.9544 | Residential_2036_SC C_GWh_Before Competition Groups_LED Parking Lot Fixture
Residential | Res ¦ Attic Insulation | 2036 | SC C | GWh | Before Competition Groups | 80.4624 | 0 | 0 | 5038.0812 | 0.015971 | 18 | Residential_2036_SC C_GWh_Before Competition Groups_18 | Attic Insulation | 1.597% | 0 | 80.4624 | Residential_2036_SC C_GWh_Before Competition Groups_Attic Insulation
Residential | Res ¦ Energy Star Light Fixture | 2036 | SC C | GWh | Before Competition Groups | 79.6772 | 0 | 0 | 5038.0812 | 0.015815 | 19 | Residential_2036_SC C_GWh_Before Competition Groups_19 | Energy Star Light Fixture | 1.581% | 0 | 79.6772 | Residential_2036_SC C_GWh_Before Competition Groups_Energy Star Light Fixture
Residential | Res ¦ Occupancy Sensors MF | 2036 | SC C | GWh | Before Competition Groups | 60.8258 | 0 | 0 | 5038.0812 | 0.012073 | 20 | Residential_2036_SC C_GWh_Before Competition Groups_20 | Occupancy Sensors MF | 1.207% | 0 | 60.8258 | Residential_2036_SC C_GWh_Before Competition Groups_Occupancy Sensors MF
Residential | Res ¦ Refrigerator Recycling | 2036 | SC C | GWh | Before Competition Groups | 58.2879 | 0 | 0 | 5038.0812 | 0.011569 | 21 | Residential_2036_SC C_GWh_Before Competition Groups_21 | Refrigerator Recycling | 1.157% | 0 | 58.2879 | Residential_2036_SC C_GWh_Before Competition Groups_Refrigerator Recycling
Residential | Res ¦ Energy Star Room Air Conditioner | 2036 | SC C | GWh | Before Competition Groups | 55.2482 | 0 | 0 | 5038.0812 | 0.010966 | 22 | Residential_2036_SC C_GWh_Before Competition Groups_22 | Energy Star Room Air Conditioner | 1.097% | 0 | 55.2482 | Residential_2036_SC C_GWh_Before Competition Groups_Energy Star Room Air Conditioner
Residential | Res ¦ Energy Star Freezer | 2036 | SC C | GWh | Before Competition Groups | 54.8083 | 0 | 0 | 5038.0812 | 0.010879 | 23 | Residential_2036_SC C_GWh_Before Competition Groups_23 | Energy Star Freezer | 1.088% | 0 | 54.8083 | Residential_2036_SC C_GWh_Before Competition Groups_Energy Star Freezer
Residential | Res ¦ LED Exterior Area Lights - LED Fixture (200W) | 2036 | SC C | GWh | Before Competition Groups | 40.8674 | 0 | 0 | 5038.0812 | 0.0081117 | 24 | Residential_2036_SC C_GWh_Before Competition Groups_24 | LED Exterior Area Lights - LED Fixture (200W) | 0.8112% | 0 | 40.8674 | Residential_2036_SC C_GWh_Before Competition Groups_LED Exterior Area Lights - LED Fixture (200W)
Residential | Res ¦ Home Energy Reports | 2036 | SC C | GWh | Before Competition Groups | 39.3125 | 0 | 0 | 5038.0812 | 0.0078031 | 25 | Residential_2036_SC C_GWh_Before Competition Groups_25 | Home Energy Reports | 0.7803% | 0 | 39.3125 | Residential_2036_SC C_GWh_Before Competition Groups_Home Energy Reports
Residential | Res ¦ Advanced BAS/Controllers | 2036 | SC C | GWh | Before Competition Groups | 32.5449 | 0 | 0 | 5038.0812 | 0.0064598 | 26 | Residential_2036_SC C_GWh_Before Competition Groups_26 | Advanced BAS/Controllers | 0.646% | 0 | 32.5449 | Residential_2036_SC C_GWh_Before Competition Groups_Advanced BAS/Controllers
Residential | Res ¦ LED Tube Re-Lamp | 2036 | SC C | GWh | Before Competition Groups | 29.0227 | 0 | 0 | 5038.0812 | 0.0057607 | 27 | Residential_2036_SC C_GWh_Before Competition Groups_27 | LED Tube Re-Lamp | 0.5761% | 0 | 29.0227 | Residential_2036_SC C_GWh_Before Competition Groups_LED Tube Re-Lamp
Residential | Res ¦ Outside Air Economizer | 2036 | SC C | GWh | Before Competition Groups | 28.2849 | 0 | 0 | 5038.0812 | 0.0056142 | 28 | Residential_2036_SC C_GWh_Before Competition Groups_28 | Outside Air Economizer | 0.5614% | 0 | 28.2849 | Residential_2036_SC C_GWh_Before Competition Groups_Outside Air Economizer
Residential | Res ¦ Furnace Whistle | 2036 | SC C | GWh | Before Competition Groups | 28.0243 | 0 | 0 | 5038.0812 | 0.0055625 | 29 | Residential_2036_SC C_GWh_Before Competition Groups_29 | Furnace Whistle | 0.5562% | 0 | 28.0243 | Residential_2036_SC C_GWh_Before Competition Groups_Furnace Whistle
Residential | Res ¦ Minimize Hot and Warm Clothes Wash | 2036 | SC C | GWh | Before Competition Groups | 23.6065 | 0 | 0 | 5038.0812 | 0.0046856 | 30 | Residential_2036_SC C_GWh_Before Competition Groups_30 | Minimize Hot and Warm Clothes Wash | 0.4686% | 0 | 23.6065 | Residential_2036_SC C_GWh_Before Competition Groups_Minimize Hot and Warm Clothes Wash
Residential | Res ¦ Energy Star Dehumidifier | 2036 | SC C | GWh | Before Competition Groups | 17.2748 | 0 | 0 | 5038.0812 | 0.0034288 | 31 | Residential_2036_SC C_GWh_Before Competition Groups_31 | Energy Star Dehumidifier | 0.3429% | 0 | 17.2748 | Residential_2036_SC C_GWh_Before Competition Groups_Energy Star Dehumidifier
Residential | Res ¦ LED Downlight | 2036 | SC C | GWh | Before Competition Groups | 17.1133 | 0 | 0 | 5038.0812 | 0.0033968 | 32 | Residential_2036_SC C_GWh_Before Competition Groups_32 | LED Downlight | 0.3397% | 0 | 17.1133 | Residential_2036_SC C_GWh_Before Competition Groups_LED Downlight
Residential | Res ¦ High Efficiency Chiller (avg of water and air cooled) | 2036 | SC C | GWh | Before Competition Groups | 16.9565 | 0 | 0 | 5038.0812 | 0.0033657 | 33 | Residential_2036_SC C_GWh_Before Competition Groups_33 | High Efficiency Chiller (avg of water and air cooled) | 0.3366% | 0 | 16.9565 | Residential_2036_SC C_GWh_Before Competition Groups_High Efficiency Chiller (avg of water and air cooled)
Residential | Res ¦ Floor Insulation | 2036 | SC C | GWh | Before Competition Groups | 16.8549 | 0 | 0 | 5038.0812 | 0.0033455 | 34 | Residential_2036_SC C_GWh_Before Competition Groups_34 | Floor Insulation | 0.3346% | 0 | 16.8549 | Residential_2036_SC C_GWh_Before Competition Groups_Floor Insulation
Residential | Res ¦ ENERGY STAR LED LAMPS (REFLECTOR LAMPs/MR16/PAR 16) | 2036 | SC C | GWh | Before Competition Groups | 16.664 | 0 | 0 | 5038.0812 | 0.0033076 | 35 | Residential_2036_SC C_GWh_Before Competition Groups_35 | ENERGY STAR LED LAMPS (REFLECTOR LAMPs/MR16/PAR 16) | 0.3308% | 0 | 16.664 | Residential_2036_SC C_GWh_Before Competition Groups_ENERGY STAR LED LAMPS (REFLECTOR LAMPs/MR16/PAR 16)
Residential | Res ¦ Demand Control Ventilation | 2036 | SC C | GWh | Before Competition Groups | 15.0097 | 0 | 0 | 5038.0812 | 0.0029793 | 36 | Residential_2036_SC C_GWh_Before Competition Groups_36 | Demand Control Ventilation | 0.2979% | 0 | 15.0097 | Residential_2036_SC C_GWh_Before Competition Groups_Demand Control Ventilation
Residential | Res ¦ Tankless Water Heater | 2036 | SC C | GWh | Before Competition Groups | 14.4834 | 0 | 0 | 5038.0812 | 0.0028748 | 37 | Residential_2036_SC C_GWh_Before Competition Groups_37 | Tankless Water Heater | 0.2875% | 0 | 14.4834 | Residential_2036_SC C_GWh_Before Competition Groups_Tankless Water Heater
Residential | Res ¦ CO Sensors for parking garage exhaust fans | 2036 | SC C | GWh | Before Competition Groups | 13.7161 | 0 | 0 | 5038.0812 | 0.0027225 | 38 | Residential_2036_SC C_GWh_Before Competition Groups_38 | CO Sensors for parking garage exhaust fans | 0.2722% | 0 | 13.7161 | Residential_2036_SC C_GWh_Before Competition Groups_CO Sensors for parking garage exhaust fans
Residential | Res ¦ Variable Frequency Drive (VFD) | 2036 | SC C | GWh | Before Competition Groups | 11.8879 | 0 | 0 | 5038.0812 | 0.0023596 | 39 | Residential_2036_SC C_GWh_Before Competition Groups_39 | Variable Frequency Drive (VFD) | 0.236% | 0 | 11.8879 | Residential_2036_SC C_GWh_Before Competition Groups_Variable Frequency Drive (VFD)
Residential | Res ¦ Condensing Make Up Air Unit | 2036 | SC C | GWh | Before Competition Groups | 11.5689 | 0 | 0 | 5038.0812 | 0.0022963 | 40 | Residential_2036_SC C_GWh_Before Competition Groups_40 | Condensing Make Up Air Unit | 0.2296% | 0 | 11.5689 | Residential_2036_SC C_GWh_Before Competition Groups_Condensing Make Up Air Unit
Residential | Res ¦ Water Heater Temperature Setback | 2036 | SC C | GWh | Before Competition Groups | 8.8833 | 0 | 0 | 5038.0812 | 0.0017632 | 41 | Residential_2036_SC C_GWh_Before Competition Groups_41 | Water Heater Temperature Setback | 0.1763% | 0 | 8.8833 | Residential_2036_SC C_GWh_Before Competition Groups_Water Heater Temperature Setback
Residential | Res ¦ Duct Insulation MF | 2036 | SC C | GWh | Before Competition Groups | 7.8349 | 0 | 0 | 5038.0812 | 0.0015551 | 42 | Residential_2036_SC C_GWh_Before Competition Groups_42 | Duct Insulation MF | 0.1555% | 0 | 7.8349 | Residential_2036_SC C_GWh_Before Competition Groups_Duct Insulation MF
Residential | Res ¦ Heat Recovery Ventilator | 2036 | SC C | GWh | Before Competition Groups | 6.8534 | 0 | 0 | 5038.0812 | 0.0013603 | 43 | Residential_2036_SC C_GWh_Before Competition Groups_43 | Heat Recovery Ventilator | 0.136% | 0 | 6.8534 | Residential_2036_SC C_GWh_Before Competition Groups_Heat Recovery Ventilator
Residential | Res ¦ Duct Insulation | 2036 | SC C | GWh | Before Competition Groups | 5.8856 | 0 | 0 | 5038.0812 | 0.0011682 | 44 | Residential_2036_SC C_GWh_Before Competition Groups_44 | Duct Insulation | 0.1168% | 0 | 5.8856 | Residential_2036_SC C_GWh_Before Competition Groups_Duct Insulation
Residential | Res ¦ Heavy Duty Outdoor/Holiday Plug-in Timers | 2036 | SC C | GWh | Before Competition Groups | 4.2331 | 0 | 0 | 5038.0812 | 0.00084022 | 45 | Residential_2036_SC C_GWh_Before Competition Groups_45 | Heavy Duty Outdoor/Holiday Plug-in Timers | 0.08402% | 0 | 4.2331 | Residential_2036_SC C_GWh_Before Competition Groups_Heavy Duty Outdoor/Holiday Plug-in Timers
Residential | Res ¦ Clothes Drying Racks | 2036 | SC C | GWh | Before Competition Groups | 3.6895 | 0 | 0 | 5038.0812 | 0.00073232 | 46 | Residential_2036_SC C_GWh_Before Competition Groups_46 | Clothes Drying Racks | 0.07323% | 0 | 3.6895 | Residential_2036_SC C_GWh_Before Competition Groups_Clothes Drying Racks
Residential | Res ¦ ENERGY STAR LED Lamps (General Service Lamps) | 2036 | SC C | GWh | Before Competition Groups | 3.6729 | 0 | 0 | 5038.0812 | 0.00072903 | 47 | Residential_2036_SC C_GWh_Before Competition Groups_47 | ENERGY STAR LED Lamps (General Service Lamps) | 0.0729% | 0 | 3.6729 | Residential_2036_SC C_GWh_Before Competition Groups_ENERGY STAR LED Lamps (General Service Lamps)
Residential | Res ¦ VFD on Pumps | 2036 | SC C | GWh | Before Competition Groups | 3.6557 | 0 | 0 | 5038.0812 | 0.00072561 | 48 | Residential_2036_SC C_GWh_Before Competition Groups_48 | VFD on Pumps | 0.07256% | 0 | 3.6557 | Residential_2036_SC C_GWh_Before Competition Groups_VFD on Pumps
Residential | Res ¦ ECM MOTORS FOR HVAC APPLICATION (FAN-POWERED VAV BOX) | 2036 | SC C | GWh | Before Competition Groups | 2.1151 | 0 | 0 | 5038.0812 | 0.00041982 | 49 | Residential_2036_SC C_GWh_Before Competition Groups_49 | ECM MOTORS FOR HVAC APPLICATION (FAN-POWERED VAV BOX) | 0.04198% | 0 | 2.1151 | Residential_2036_SC C_GWh_Before Competition Groups_ECM MOTORS FOR HVAC APPLICATION (FAN-POWERED VAV BOX)
Residential | Res ¦ Beverage Vending Machine Controls | 2036 | SC C | GWh | Before Competition Groups | 1.4903 | 0 | 0 | 5038.0812 | 0.0002958 | 50 | Residential_2036_SC C_GWh_Before Competition Groups_50 | Beverage Vending Machine Controls | 0.02958% | 0 | 1.4903 | Residential_2036_SC C_GWh_Before Competition Groups_Beverage Vending Machine Controls
Residential | Res ¦ Wall Insulation | 2036 | SC C | GWh | Before Competition Groups | 0.38972 | 0 | 0 | 5038.0812 | 7.7354e-05 | 51 | Residential_2036_SC C_GWh_Before Competition Groups_51 | Wall Insulation | 0.007735% | 0 | 0.38972 | Residential_2036_SC C_GWh_Before Competition Groups_Wall Insulation
Residential | Res ¦ Chilled Water Optimization | 2036 | SC C | GWh | Before Competition Groups | 0.28546 | 0 | 0 | 5038.0812 | 5.6661e-05 | 52 | Residential_2036_SC C_GWh_Before Competition Groups_52 | Chilled Water Optimization | 0.005666% | 0 | 0.28546 | Residential_2036_SC C_GWh_Before Competition Groups_Chilled Water Optimization
Residential | Res ¦ LED High Bay Fixture | 2036 | SC C | GWh | Before Competition Groups | 0.20947 | 0 | 0 | 5038.0812 | 4.1576e-05 | 53 | Residential_2036_SC C_GWh_Before Competition Groups_53 | LED High Bay Fixture | 0.004158% | 0 | 0.20947 | Residential_2036_SC C_GWh_Before Competition Groups_LED High Bay Fixture
Residential | Res ¦ Wall Insulation MF | 2036 | SC C | GWh | Before Competition Groups | 0.018836 | 0 | 0 | 5038.0812 | 3.7387e-06 | 54 | Residential_2036_SC C_GWh_Before Competition Groups_54 | Wall Insulation MF | 0.0003739% | 0 | 0.018836 | Residential_2036_SC C_GWh_Before Competition Groups_Wall Insulation MF
Residential | Res ¦ Freezer Recycling | 2036 | SC C | GWh | Before Competition Groups | 0.0037655 | 0 | 0 | 5038.0812 | 7.4741e-07 | 55 | Residential_2036_SC C_GWh_Before Competition Groups_55 | Freezer Recycling | 7.474e-05% | 0 | 0.0037655 | Residential_2036_SC C_GWh_Before Competition Groups_Freezer Recycling
Residential | Res ¦ Smart Power Bar | 2036 | SC C | GWh | Before Competition Groups | 0 | 0 | 0 | 5038.0812 | 0 | 56 | Residential_2036_SC C_GWh_Before Competition Groups_56 | Smart Power Bar | 0% | 0 | 0 | Residential_2036_SC C_GWh_Before Competition Groups_Smart Power Bar
Residential | Res ¦ Energy Star LED Bulbs General Purpose LEDs | 2036 | SC D | GWh | Before Competition Groups | 443.1566 | 0 | 0 | 3892.9967 | 0.11383 | 1 | Residential_2036_SC D_GWh_Before Competition Groups_1 | Energy Star LED Bulbs General Purpose LEDs | 11.38% | 0 | 443.1566 | Residential_2036_SC D_GWh_Before Competition Groups_Energy Star LED Bulbs General Purpose LEDs
Residential | Res ¦ Energy Star LED Specialty Bulbs | 2036 | SC D | GWh | Before Competition Groups | 423.6854 | 0 | 0 | 3892.9967 | 0.10883 | 2 | Residential_2036_SC D_GWh_Before Competition Groups_2 | Energy Star LED Specialty Bulbs | 10.88% | 0 | 423.6854 | Residential_2036_SC D_GWh_Before Competition Groups_Energy Star LED Specialty Bulbs
Residential | Res ¦ Ductless Mini-Split Heat Pump | 2036 | SC D | GWh | Before Competition Groups | 420.0304 | 0 | 0 | 3892.9967 | 0.10789 | 3 | Residential_2036_SC D_GWh_Before Competition Groups_3 | Ductless Mini-Split Heat Pump | 10.79% | 0 | 420.0304 | Residential_2036_SC D_GWh_Before Competition Groups_Ductless Mini-Split Heat Pump
Residential | Res ¦ Energy Star Clothes Washer | 2036 | SC D | GWh | Before Competition Groups | 402.644 | 0 | 0 | 3892.9967 | 0.10343 | 4 | Residential_2036_SC D_GWh_Before Competition Groups_4 | Energy Star Clothes Washer | 10.34% | 0 | 402.644 | Residential_2036_SC D_GWh_Before Competition Groups_Energy Star Clothes Washer
Residential | Res ¦ Energy Star A Line, PAR, MR Lamps | 2036 | SC D | GWh | Before Competition Groups | 301.6633 | 0 | 0 | 3892.9967 | 0.077489 | 5 | Residential_2036_SC D_GWh_Before Competition Groups_5 | Energy Star A Line, PAR, MR Lamps | 7.749% | 0 | 301.6633 | Residential_2036_SC D_GWh_Before Competition Groups_Energy Star A Line, PAR, MR Lamps
Residential | Res ¦ Building Recommissioning, Operations and Maintenance (O&M) Improvements | 2036 | SC D | GWh | Before Competition Groups | 222.3592 | 0 | 0 | 3892.9967 | 0.057118 | 6 | Residential_2036_SC D_GWh_Before Competition Groups_6 | Building Recommissioning, Operations and Maintenance (O&M) Improvements | 5.712% | 0 | 222.3592 | Residential_2036_SC D_GWh_Before Competition Groups_Building Recommissioning, Operations and Maintenance (O&M) Improvements
Residential | Res ¦ Variable Speed Pool Pump Motor | 2036 | SC D | GWh | Before Competition Groups | 200.0685 | 0 | 0 | 3892.9967 | 0.051392 | 7 | Residential_2036_SC D_GWh_Before Competition Groups_7 | Variable Speed Pool Pump Motor | 5.139% | 0 | 200.0685 | Residential_2036_SC D_GWh_Before Competition Groups_Variable Speed Pool Pump Motor
Residential | Res ¦ Energy Star Torchiere | 2036 | SC D | GWh | Before Competition Groups | 155.7734 | 0 | 0 | 3892.9967 | 0.040014 | 8 | Residential_2036_SC D_GWh_Before Competition Groups_8 | Energy Star Torchiere | 4.001% | 0 | 155.7734 | Residential_2036_SC D_GWh_Before Competition Groups_Energy Star Torchiere
Residential | Res ¦ Adaptive Thermostat | 2036 | SC D | GWh | Before Competition Groups | 141.1765 | 0 | 0 | 3892.9967 | 0.036264 | 9 | Residential_2036_SC D_GWh_Before Competition Groups_9 | Adaptive Thermostat | 3.626% | 0 | 141.1765 | Residential_2036_SC D_GWh_Before Competition Groups_Adaptive Thermostat
Residential | Res ¦ Energy Star Air Source Heat Pump | 2036 | SC D | GWh | Before Competition Groups | 119.4647 | 0 | 0 | 3892.9967 | 0.030687 | 10 | Residential_2036_SC D_GWh_Before Competition Groups_10 | Energy Star Air Source Heat Pump | 3.069% | 0 | 119.4647 | Residential_2036_SC D_GWh_Before Competition Groups_Energy Star Air Source Heat Pump
Residential | Res ¦ Comprehensive Draft Proofing | 2036 | SC D | GWh | Before Competition Groups | 104.6412 | 0 | 0 | 3892.9967 | 0.026879 | 11 | Residential_2036_SC D_GWh_Before Competition Groups_11 | Comprehensive Draft Proofing | 2.688% | 0 | 104.6412 | Residential_2036_SC D_GWh_Before Competition Groups_Comprehensive Draft Proofing
Residential | Res ¦ Basement Wall Insulation | 2036 | SC D | GWh | Before Competition Groups | 102.6184 | 0 | 0 | 3892.9967 | 0.02636 | 12 | Residential_2036_SC D_GWh_Before Competition Groups_12 | Basement Wall Insulation | 2.636% | 0 | 102.6184 | Residential_2036_SC D_GWh_Before Competition Groups_Basement Wall Insulation
Residential | Res ¦ LED Parking Lot Fixture | 2036 | SC D | GWh | Before Competition Groups | 84.9544 | 0 | 0 | 3892.9967 | 0.021822 | 13 | Residential_2036_SC D_GWh_Before Competition Groups_13 | LED Parking Lot Fixture | 2.182% | 0 | 84.9544 | Residential_2036_SC D_GWh_Before Competition Groups_LED Parking Lot Fixture
Residential | Res ¦ Air Sealing | 2036 | SC D | GWh | Before Competition Groups | 66.6665 | 0 | 0 | 3892.9967 | 0.017125 | 14 | Residential_2036_SC D_GWh_Before Competition Groups_14 | Air Sealing | 1.712% | 0 | 66.6665 | Residential_2036_SC D_GWh_Before Competition Groups_Air Sealing
Residential | Res ¦ Energy Star Clothes Dryer | 2036 | SC D | GWh | Before Competition Groups | 64.9939 | 0 | 0 | 3892.9967 | 0.016695 | 15 | Residential_2036_SC D_GWh_Before Competition Groups_15 | Energy Star Clothes Dryer | 1.67% | 0 | 64.9939 | Residential_2036_SC D_GWh_Before Competition Groups_Energy Star Clothes Dryer
Residential | Res ¦ Occupancy Sensors MF | 2036 | SC D | GWh | Before Competition Groups | 60.8258 | 0 | 0 | 3892.9967 | 0.015624 | 16 | Residential_2036_SC D_GWh_Before Competition Groups_16 | Occupancy Sensors MF | 1.562% | 0 | 60.8258 | Residential_2036_SC D_GWh_Before Competition Groups_Occupancy Sensors MF
Residential | Res ¦ Energy Star Room Air Conditioner | 2036 | SC D | GWh | Before Competition Groups | 54.9888 | 0 | 0 | 3892.9967 | 0.014125 | 17 | Residential_2036_SC D_GWh_Before Competition Groups_17 | Energy Star Room Air Conditioner | 1.413% | 0 | 54.9888 | Residential_2036_SC D_GWh_Before Competition Groups_Energy Star Room Air Conditioner
Residential | Res ¦ Energy Star Light Fixture | 2036 | SC D | GWh | Before Competition Groups | 48.146 | 0 | 0 | 3892.9967 | 0.012367 | 18 | Residential_2036_SC D_GWh_Before Competition Groups_18 | Energy Star Light Fixture | 1.237% | 0 | 48.146 | Residential_2036_SC D_GWh_Before Competition Groups_Energy Star Light Fixture
Residential | Res ¦ Attic Insulation | 2036 | SC D | GWh | Before Competition Groups | 42.0319 | 0 | 0 | 3892.9967 | 0.010797 | 19 | Residential_2036_SC D_GWh_Before Competition Groups_19 | Attic Insulation | 1.08% | 0 | 42.0319 | Residential_2036_SC D_GWh_Before Competition Groups_Attic Insulation
Residential | Res ¦ Home Energy Reports | 2036 | SC D | GWh | Before Competition Groups | 39.3125 | 0 | 0 | 3892.9967 | 0.010098 | 20 | Residential_2036_SC D_GWh_Before Competition Groups_20 | Home Energy Reports | 1.01% | 0 | 39.3125 | Residential_2036_SC D_GWh_Before Competition Groups_Home Energy Reports
Residential | Res ¦ LED Exterior Area Lights - LED Fixture (200W) | 2036 | SC D | GWh | Before Competition Groups | 38.4028 | 0 | 0 | 3892.9967 | 0.0098646 | 21 | Residential_2036_SC D_GWh_Before Competition Groups_21 | LED Exterior Area Lights - LED Fixture (200W) | 0.9865% | 0 | 38.4028 | Residential_2036_SC D_GWh_Before Competition Groups_LED Exterior Area Lights - LED Fixture (200W)
Residential | Res ¦ Refrigerator Recycling | 2036 | SC D | GWh | Before Competition Groups | 38.1009 | 0 | 0 | 3892.9967 | 0.009787 | 22 | Residential_2036_SC D_GWh_Before Competition Groups_22 | Refrigerator Recycling | 0.9787% | 0 | 38.1009 | Residential_2036_SC D_GWh_Before Competition Groups_Refrigerator Recycling
Residential | Res ¦ Smart Burners | 2036 | SC D | GWh | Before Competition Groups | 35.1693 | 0 | 0 | 3892.9967 | 0.009034 | 23 | Residential_2036_SC D_GWh_Before Competition Groups_23 | Smart Burners | 0.9034% | 0 | 35.1693 | Residential_2036_SC D_GWh_Before Competition Groups_Smart Burners
Residential | Res ¦ Advanced BAS/Controllers | 2036 | SC D | GWh | Before Competition Groups | 32.5449 | 0 | 0 | 3892.9967 | 0.0083599 | 24 | Residential_2036_SC D_GWh_Before Competition Groups_24 | Advanced BAS/Controllers | 0.836% | 0 | 32.5449 | Residential_2036_SC D_GWh_Before Competition Groups_Advanced BAS/Controllers
Residential | Res ¦ Energy Star Freezer | 2036 | SC D | GWh | Before Competition Groups | 29.3574 | 0 | 0 | 3892.9967 | 0.0075411 | 25 | Residential_2036_SC D_GWh_Before Competition Groups_25 | Energy Star Freezer | 0.7541% | 0 | 29.3574 | Residential_2036_SC D_GWh_Before Competition Groups_Energy Star Freezer
Residential | Res ¦ LED Tube Re-Lamp | 2036 | SC D | GWh | Before Competition Groups | 28.9534 | 0 | 0 | 3892.9967 | 0.0074373 | 26 | Residential_2036_SC D_GWh_Before Competition Groups_26 | LED Tube Re-Lamp | 0.7437% | 0 | 28.9534 | Residential_2036_SC D_GWh_Before Competition Groups_LED Tube Re-Lamp
Residential | Res ¦ Outside Air Economizer | 2036 | SC D | GWh | Before Competition Groups | 28.2849 | 0 | 0 | 3892.9967 | 0.0072656 | 27 | Residential_2036_SC D_GWh_Before Competition Groups_27 | Outside Air Economizer | 0.7266% | 0 | 28.2849 | Residential_2036_SC D_GWh_Before Competition Groups_Outside Air Economizer
Residential | Res ¦ Furnace Whistle | 2036 | SC D | GWh | Before Competition Groups | 28.0243 | 0 | 0 | 3892.9967 | 0.0071986 | 28 | Residential_2036_SC D_GWh_Before Competition Groups_28 | Furnace Whistle | 0.7199% | 0 | 28.0243 | Residential_2036_SC D_GWh_Before Competition Groups_Furnace Whistle
Residential | Res ¦ Minimize Hot and Warm Clothes Wash | 2036 | SC D | GWh | Before Competition Groups | 23.6065 | 0 | 0 | 3892.9967 | 0.0060638 | 29 | Residential_2036_SC D_GWh_Before Competition Groups_29 | Minimize Hot and Warm Clothes Wash | 0.6064% | 0 | 23.6065 | Residential_2036_SC D_GWh_Before Competition Groups_Minimize Hot and Warm Clothes Wash
Residential | Res ¦ High Efficiency Chiller (avg of water and air cooled) | 2036 | SC D | GWh | Before Competition Groups | 16.9565 | 0 | 0 | 3892.9967 | 0.0043556 | 30 | Residential_2036_SC D_GWh_Before Competition Groups_30 | High Efficiency Chiller (avg of water and air cooled) | 0.4356% | 0 | 16.9565 | Residential_2036_SC D_GWh_Before Competition Groups_High Efficiency Chiller (avg of water and air cooled)
Residential | Res ¦ ENERGY STAR LED LAMPS (REFLECTOR LAMPs/MR16/PAR 16) | 2036 | SC D | GWh | Before Competition Groups | 16.664 | 0 | 0 | 3892.9967 | 0.0042805 | 31 | Residential_2036_SC D_GWh_Before Competition Groups_31 | ENERGY STAR LED LAMPS (REFLECTOR LAMPs/MR16/PAR 16) | 0.428% | 0 | 16.664 | Residential_2036_SC D_GWh_Before Competition Groups_ENERGY STAR LED LAMPS (REFLECTOR LAMPs/MR16/PAR 16)
Residential | Res ¦ Variable Frequency Drive (VFD) | 2036 | SC D | GWh | Before Competition Groups | 9.4294 | 0 | 0 | 3892.9967 | 0.0024222 | 32 | Residential_2036_SC D_GWh_Before Competition Groups_32 | Variable Frequency Drive (VFD) | 0.2422% | 0 | 9.4294 | Residential_2036_SC D_GWh_Before Competition Groups_Variable Frequency Drive (VFD)
Residential | Res ¦ CO Sensors for parking garage exhaust fans | 2036 | SC D | GWh | Before Competition Groups | 9.1788 | 0 | 0 | 3892.9967 | 0.0023578 | 33 | Residential_2036_SC D_GWh_Before Competition Groups_33 | CO Sensors for parking garage exhaust fans | 0.2358% | 0 | 9.1788 | Residential_2036_SC D_GWh_Before Competition Groups_CO Sensors for parking garage exhaust fans
Residential | Res ¦ Water Heater Temperature Setback | 2036 | SC D | GWh | Before Competition Groups | 8.2489 | 0 | 0 | 3892.9967 | 0.0021189 | 34 | Residential_2036_SC D_GWh_Before Competition Groups_34 | Water Heater Temperature Setback | 0.2119% | 0 | 8.2489 | Residential_2036_SC D_GWh_Before Competition Groups_Water Heater Temperature Setback
Residential | Res ¦ Tankless Water Heater | 2036 | SC D | GWh | Before Competition Groups | 7.4275 | 0 | 0 | 3892.9967 | 0.0019079 | 35 | Residential_2036_SC D_GWh_Before Competition Groups_35 | Tankless Water Heater | 0.1908% | 0 | 7.4275 | Residential_2036_SC D_GWh_Before Competition Groups_Tankless Water Heater
Residential | Res ¦ LED Downlight | 2036 | SC D | GWh | Before Competition Groups | 7.324 | 0 | 0 | 3892.9967 | 0.0018813 | 36 | Residential_2036_SC D_GWh_Before Competition Groups_36 | LED Downlight | 0.1881% | 0 | 7.324 | Residential_2036_SC D_GWh_Before Competition Groups_LED Downlight
Residential | Res ¦ Demand Control Ventilation | 2036 | SC D | GWh | Before Competition Groups | 6.3985 | 0 | 0 | 3892.9967 | 0.0016436 | 37 | Residential_2036_SC D_GWh_Before Competition Groups_37 | Demand Control Ventilation | 0.1644% | 0 | 6.3985 | Residential_2036_SC D_GWh_Before Competition Groups_Demand Control Ventilation
Residential | Res ¦ Energy Star Dehumidifier | 2036 | SC D | GWh | Before Competition Groups | 4.9837 | 0 | 0 | 3892.9967 | 0.0012802 | 38 | Residential_2036_SC D_GWh_Before Competition Groups_38 | Energy Star Dehumidifier | 0.128% | 0 | 4.9837 | Residential_2036_SC D_GWh_Before Competition Groups_Energy Star Dehumidifier
Residential | Res ¦ Condensing Make Up Air Unit | 2036 | SC D | GWh | Before Competition Groups | 4.0643 | 0 | 0 | 3892.9967 | 0.001044 | 39 | Residential_2036_SC D_GWh_Before Competition Groups_39 | Condensing Make Up Air Unit | 0.1044% | 0 | 4.0643 | Residential_2036_SC D_GWh_Before Competition Groups_Condensing Make Up Air Unit
Residential | Res ¦ Clothes Drying Racks | 2036 | SC D | GWh | Before Competition Groups | 3.6895 | 0 | 0 | 3892.9967 | 0.00094772 | 40 | Residential_2036_SC D_GWh_Before Competition Groups_40 | Clothes Drying Racks | 0.09477% | 0 | 3.6895 | Residential_2036_SC D_GWh_Before Competition Groups_Clothes Drying Racks
Residential | Res ¦ ENERGY STAR LED Lamps (General Service Lamps) | 2036 | SC D | GWh | Before Competition Groups | 3.6729 | 0 | 0 | 3892.9967 | 0.00094347 | 41 | Residential_2036_SC D_GWh_Before Competition Groups_41 | ENERGY STAR LED Lamps (General Service Lamps) | 0.09435% | 0 | 3.6729 | Residential_2036_SC D_GWh_Before Competition Groups_ENERGY STAR LED Lamps (General Service Lamps)
Residential | Res ¦ VFD on Pumps | 2036 | SC D | GWh | Before Competition Groups | 2.6991 | 0 | 0 | 3892.9967 | 0.00069333 | 42 | Residential_2036_SC D_GWh_Before Competition Groups_42 | VFD on Pumps | 0.06933% | 0 | 2.6991 | Residential_2036_SC D_GWh_Before Competition Groups_VFD on Pumps
Residential | Res ¦ Floor Insulation | 2036 | SC D | GWh | Before Competition Groups | 2.6059 | 0 | 0 | 3892.9967 | 0.00066937 | 43 | Residential_2036_SC D_GWh_Before Competition Groups_43 | Floor Insulation | 0.06694% | 0 | 2.6059 | Residential_2036_SC D_GWh_Before Competition Groups_Floor Insulation
Residential | Res ¦ Heat Recovery Ventilator | 2036 | SC D | GWh | Before Competition Groups | 2.363 | 0 | 0 | 3892.9967 | 0.00060698 | 44 | Residential_2036_SC D_GWh_Before Competition Groups_44 | Heat Recovery Ventilator | 0.0607% | 0 | 2.363 | Residential_2036_SC D_GWh_Before Competition Groups_Heat Recovery Ventilator
Residential | Res ¦ ECM MOTORS FOR HVAC APPLICATION (FAN-POWERED VAV BOX) | 2036 | SC D | GWh | Before Competition Groups | 1.702 | 0 | 0 | 3892.9967 | 0.0004372 | 45 | Residential_2036_SC D_GWh_Before Competition Groups_45 | ECM MOTORS FOR HVAC APPLICATION (FAN-POWERED VAV BOX) | 0.04372% | 0 | 1.702 | Residential_2036_SC D_GWh_Before Competition Groups_ECM MOTORS FOR HVAC APPLICATION (FAN-POWERED VAV BOX)
Residential | Res ¦ Duct Insulation | 2036 | SC D | GWh | Before Competition Groups | 1.4177 | 0 | 0 | 3892.9967 | 0.00036417 | 46 | Residential_2036_SC D_GWh_Before Competition Groups_46 | Duct Insulation | 0.03642% | 0 | 1.4177 | Residential_2036_SC D_GWh_Before Competition Groups_Duct Insulation
Residential | Res ¦ Beverage Vending Machine Controls | 2036 | SC D | GWh | Before Competition Groups | 1.2157 | 0 | 0 | 3892.9967 | 0.00031228 | 47 | Residential_2036_SC D_GWh_Before Competition Groups_47 | Beverage Vending Machine Controls | 0.03123% | 0 | 1.2157 | Residential_2036_SC D_GWh_Before Competition Groups_Beverage Vending Machine Controls
Residential | Res ¦ Duct Insulation MF | 2036 | SC D | GWh | Before Competition Groups | 0.85947 | 0 | 0 | 3892.9967 | 0.00022077 | 48 | Residential_2036_SC D_GWh_Before Competition Groups_48 | Duct Insulation MF | 0.02208% | 0 | 0.85947 | Residential_2036_SC D_GWh_Before Competition Groups_Duct Insulation MF
Residential | Res ¦ Chilled Water Optimization | 2036 | SC D | GWh | Before Competition Groups | 0.28546 | 0 | 0 | 3892.9967 | 7.3328e-05 | 49 | Residential_2036_SC D_GWh_Before Competition Groups_49 | Chilled Water Optimization | 0.007333% | 0 | 0.28546 | Residential_2036_SC D_GWh_Before Competition Groups_Chilled Water Optimization
Residential | Res ¦ LED High Bay Fixture | 2036 | SC D | GWh | Before Competition Groups | 0.097361 | 0 | 0 | 3892.9967 | 2.5009e-05 | 50 | Residential_2036_SC D_GWh_Before Competition Groups_50 | LED High Bay Fixture | 0.002501% | 0 | 0.097361 | Residential_2036_SC D_GWh_Before Competition Groups_LED High Bay Fixture
Residential | Res ¦ Wall Insulation | 2036 | SC D | GWh | Before Competition Groups | 0.051831 | 0 | 0 | 3892.9967 | 1.3314e-05 | 51 | Residential_2036_SC D_GWh_Before Competition Groups_51 | Wall Insulation | 0.001331% | 0 | 0.051831 | Residential_2036_SC D_GWh_Before Competition Groups_Wall Insulation
Residential | Res ¦ Wall Insulation MF | 2036 | SC D | GWh | Before Competition Groups | 0.011501 | 0 | 0 | 3892.9967 | 2.9542e-06 | 52 | Residential_2036_SC D_GWh_Before Competition Groups_52 | Wall Insulation MF | 0.0002954% | 0 | 0.011501 | Residential_2036_SC D_GWh_Before Competition Groups_Wall Insulation MF
Residential | Res ¦ Freezer Recycling | 2036 | SC D | GWh | Before Competition Groups | 0.0037655 | 0 | 0 | 3892.9967 | 9.6725e-07 | 53 | Residential_2036_SC D_GWh_Before Competition Groups_53 | Freezer Recycling | 9.672e-05% | 0 | 0.0037655 | Residential_2036_SC D_GWh_Before Competition Groups_Freezer Recycling
Residential | Res ¦ Smart Power Bar | 2036 | SC D | GWh | Before Competition Groups | 0 | 0 | 0 | 3892.9967 | 0 | 54 | Residential_2036_SC D_GWh_Before Competition Groups_54 | Smart Power Bar | 0% | 0 | 0 | Residential_2036_SC D_GWh_Before Competition Groups_Smart Power Bar
Residential | Res ¦ Energy Star A Line, PAR, MR Lamps | 2036 | Technical | GWh | Before Competition Groups | 2094.7835 | 0 | 0 | 22427.9395 | 0.093401 | 1 | Residential_2036_Technical_GWh_Before Competition Groups_1 | Energy Star A Line, PAR, MR Lamps | 9.34% | 0 | 2094.7835 | Residential_2036_Technical_GWh_Before Competition Groups_Energy Star A Line, PAR, MR Lamps
Residential | Res ¦ Energy Star LED Bulbs General Purpose LEDs | 2036 | Technical | GWh | Before Competition Groups | 2064.2559 | 0 | 0 | 22427.9395 | 0.092039 | 2 | Residential_2036_Technical_GWh_Before Competition Groups_2 | Energy Star LED Bulbs General Purpose LEDs | 9.204% | 0 | 2064.2559 | Residential_2036_Technical_GWh_Before Competition Groups_Energy Star LED Bulbs General Purpose LEDs
Residential | Res ¦ Energy Star LED Specialty Bulbs | 2036 | Technical | GWh | Before Competition Groups | 1886.347 | 0 | 0 | 22427.9395 | 0.084107 | 3 | Residential_2036_Technical_GWh_Before Competition Groups_3 | Energy Star LED Specialty Bulbs | 8.411% | 0 | 1886.347 | Residential_2036_Technical_GWh_Before Competition Groups_Energy Star LED Specialty Bulbs
Residential | Res ¦ Networked/ Connected - Indoor LED Lamp | 2036 | Technical | GWh | Before Competition Groups | 1293.3118 | 0 | 0 | 22427.9395 | 0.057665 | 4 | Residential_2036_Technical_GWh_Before Competition Groups_4 | Networked/ Connected - Indoor LED Lamp | 5.767% | 0 | 1293.3118 | Residential_2036_Technical_GWh_Before Competition Groups_Networked/ Connected - Indoor LED Lamp
Residential | Res ¦ Smart Power Bar | 2036 | Technical | GWh | Before Competition Groups | 1240.6988 | 0 | 0 | 22427.9395 | 0.055319 | 5 | Residential_2036_Technical_GWh_Before Competition Groups_5 | Smart Power Bar | 5.532% | 0 | 1240.6988 | Residential_2036_Technical_GWh_Before Competition Groups_Smart Power Bar
Residential | Res ¦ Energy Star Refrigerator | 2036 | Technical | GWh | Before Competition Groups | 944.9327 | 0 | 0 | 22427.9395 | 0.042132 | 6 | Residential_2036_Technical_GWh_Before Competition Groups_6 | Energy Star Refrigerator | 4.213% | 0 | 944.9327 | Residential_2036_Technical_GWh_Before Competition Groups_Energy Star Refrigerator
Residential | Res ¦ Smart Burners | 2036 | Technical | GWh | Before Competition Groups | 850.8187 | 0 | 0 | 22427.9395 | 0.037936 | 7 | Residential_2036_Technical_GWh_Before Competition Groups_7 | Smart Burners | 3.794% | 0 | 850.8187 | Residential_2036_Technical_GWh_Before Competition Groups_Smart Burners
Residential | Res ¦ Energy Star Clothes Washer | 2036 | Technical | GWh | Before Competition Groups | 758.5247 | 0 | 0 | 22427.9395 | 0.033821 | 8 | Residential_2036_Technical_GWh_Before Competition Groups_8 | Energy Star Clothes Washer | 3.382% | 0 | 758.5247 | Residential_2036_Technical_GWh_Before Competition Groups_Energy Star Clothes Washer
Residential | Res ¦ Energy Star Ground Source Heat Pump | 2036 | Technical | GWh | Before Competition Groups | 753.7791 | 0 | 0 | 22427.9395 | 0.033609 | 9 | Residential_2036_Technical_GWh_Before Competition Groups_9 | Energy Star Ground Source Heat Pump | 3.361% | 0 | 753.7791 | Residential_2036_Technical_GWh_Before Competition Groups_Energy Star Ground Source Heat Pump
Residential | Res ¦ Ductless Mini-Split Heat Pump | 2036 | Technical | GWh | Before Competition Groups | 750.4051 | 0 | 0 | 22427.9395 | 0.033458 | 10 | Residential_2036_Technical_GWh_Before Competition Groups_10 | Ductless Mini-Split Heat Pump | 3.346% | 0 | 750.4051 | Residential_2036_Technical_GWh_Before Competition Groups_Ductless Mini-Split Heat Pump
Residential | Res ¦ Adaptive Thermostat | 2036 | Technical | GWh | Before Competition Groups | 694.535 | 0 | 0 | 22427.9395 | 0.030967 | 11 | Residential_2036_Technical_GWh_Before Competition Groups_11 | Adaptive Thermostat | 3.097% | 0 | 694.535 | Residential_2036_Technical_GWh_Before Competition Groups_Adaptive Thermostat
Residential | Res ¦ Heat Pump Clothes Dryer | 2036 | Technical | GWh | Before Competition Groups | 644.7074 | 0 | 0 | 22427.9395 | 0.028746 | 12 | Residential_2036_Technical_GWh_Before Competition Groups_12 | Heat Pump Clothes Dryer | 2.875% | 0 | 644.7074 | Residential_2036_Technical_GWh_Before Competition Groups_Heat Pump Clothes Dryer
Residential | Res ¦ Induction Cooking Stove Top | 2036 | Technical | GWh | Before Competition Groups | 524.1043 | 0 | 0 | 22427.9395 | 0.023368 | 13 | Residential_2036_Technical_GWh_Before Competition Groups_13 | Induction Cooking Stove Top | 2.337% | 0 | 524.1043 | Residential_2036_Technical_GWh_Before Competition Groups_Induction Cooking Stove Top
Residential | Res ¦ Air Sealing | 2036 | Technical | GWh | Before Competition Groups | 446.278 | 0 | 0 | 22427.9395 | 0.019898 | 14 | Residential_2036_Technical_GWh_Before Competition Groups_14 | Air Sealing | 1.99% | 0 | 446.278 | Residential_2036_Technical_GWh_Before Competition Groups_Air Sealing
Residential | Res ¦ Energy Star Central Air Conditioner | 2036 | Technical | GWh | Before Competition Groups | 433.471 | 0 | 0 | 22427.9395 | 0.019327 | 15 | Residential_2036_Technical_GWh_Before Competition Groups_15 | Energy Star Central Air Conditioner | 1.933% | 0 | 433.471 | Residential_2036_Technical_GWh_Before Competition Groups_Energy Star Central Air Conditioner
Residential | Res ¦ Energy Star Air Source Heat Pump | 2036 | Technical | GWh | Before Competition Groups | 427.4698 | 0 | 0 | 22427.9395 | 0.01906 | 16 | Residential_2036_Technical_GWh_Before Competition Groups_16 | Energy Star Air Source Heat Pump | 1.906% | 0 | 427.4698 | Residential_2036_Technical_GWh_Before Competition Groups_Energy Star Air Source Heat Pump
Residential | Res ¦ Energy Star Light Fixture | 2036 | Technical | GWh | Before Competition Groups | 391.909 | 0 | 0 | 22427.9395 | 0.017474 | 17 | Residential_2036_Technical_GWh_Before Competition Groups_17 | Energy Star Light Fixture | 1.747% | 0 | 391.909 | Residential_2036_Technical_GWh_Before Competition Groups_Energy Star Light Fixture
Residential | Res ¦ Energy Star Clothes Dryer | 2036 | Technical | GWh | Before Competition Groups | 368.2367 | 0 | 0 | 22427.9395 | 0.016419 | 18 | Residential_2036_Technical_GWh_Before Competition Groups_18 | Energy Star Clothes Dryer | 1.642% | 0 | 368.2367 | Residential_2036_Technical_GWh_Before Competition Groups_Energy Star Clothes Dryer
Residential | Res ¦ Car Block Heater Timer | 2036 | Technical | GWh | Before Competition Groups | 367.597 | 0 | 0 | 22427.9395 | 0.01639 | 19 | Residential_2036_Technical_GWh_Before Competition Groups_19 | Car Block Heater Timer | 1.639% | 0 | 367.597 | Residential_2036_Technical_GWh_Before Competition Groups_Car Block Heater Timer
Residential | Res ¦ Ductless Mini-Split Air Conditioner | 2036 | Technical | GWh | Before Competition Groups | 350.5185 | 0 | 0 | 22427.9395 | 0.015629 | 20 | Residential_2036_Technical_GWh_Before Competition Groups_20 | Ductless Mini-Split Air Conditioner | 1.563% | 0 | 350.5185 | Residential_2036_Technical_GWh_Before Competition Groups_Ductless Mini-Split Air Conditioner
Residential | Res ¦ Variable Speed Pool Pump Motor | 2036 | Technical | GWh | Before Competition Groups | 327.7346 | 0 | 0 | 22427.9395 | 0.014613 | 21 | Residential_2036_Technical_GWh_Before Competition Groups_21 | Variable Speed Pool Pump Motor | 1.461% | 0 | 327.7346 | Residential_2036_Technical_GWh_Before Competition Groups_Variable Speed Pool Pump Motor
Residential | Res ¦ Energy Star Torchiere | 2036 | Technical | GWh | Before Competition Groups | 315.6372 | 0 | 0 | 22427.9395 | 0.014073 | 22 | Residential_2036_Technical_GWh_Before Competition Groups_22 | Energy Star Torchiere | 1.407% | 0 | 315.6372 | Residential_2036_Technical_GWh_Before Competition Groups_Energy Star Torchiere
Residential | Res ¦ Passive Attic Ventilation | 2036 | Technical | GWh | Before Competition Groups | 264.2579 | 0 | 0 | 22427.9395 | 0.011783 | 23 | Residential_2036_Technical_GWh_Before Competition Groups_23 | Passive Attic Ventilation | 1.178% | 0 | 264.2579 | Residential_2036_Technical_GWh_Before Competition Groups_Passive Attic Ventilation
Residential | Res ¦ Building Recommissioning, Operations and Maintenance (O&M) Improvements | 2036 | Technical | GWh | Before Competition Groups | 253.9885 | 0 | 0 | 22427.9395 | 0.011325 | 24 | Residential_2036_Technical_GWh_Before Competition Groups_24 | Building Recommissioning, Operations and Maintenance (O&M) Improvements | 1.132% | 0 | 253.9885 | Residential_2036_Technical_GWh_Before Competition Groups_Building Recommissioning, Operations and Maintenance (O&M) Improvements
Residential | Res ¦ Energy Star Windows | 2036 | Technical | GWh | Before Competition Groups | 242.0493 | 0 | 0 | 22427.9395 | 0.010792 | 25 | Residential_2036_Technical_GWh_Before Competition Groups_25 | Energy Star Windows | 1.079% | 0 | 242.0493 | Residential_2036_Technical_GWh_Before Competition Groups_Energy Star Windows
Residential | Res ¦ Basement Wall Insulation | 2036 | Technical | GWh | Before Competition Groups | 234.268 | 0 | 0 | 22427.9395 | 0.010445 | 26 | Residential_2036_Technical_GWh_Before Competition Groups_26 | Basement Wall Insulation | 1.045% | 0 | 234.268 | Residential_2036_Technical_GWh_Before Competition Groups_Basement Wall Insulation
Residential | Res ¦ Basement or Crawlspace Insulation | 2036 | Technical | GWh | Before Competition Groups | 194.5427 | 0 | 0 | 22427.9395 | 0.0086741 | 27 | Residential_2036_Technical_GWh_Before Competition Groups_27 | Basement or Crawlspace Insulation | 0.8674% | 0 | 194.5427 | Residential_2036_Technical_GWh_Before Competition Groups_Basement or Crawlspace Insulation
Residential | Res ¦ Attic Insulation | 2036 | Technical | GWh | Before Competition Groups | 180.7227 | 0 | 0 | 22427.9395 | 0.0080579 | 28 | Residential_2036_Technical_GWh_Before Competition Groups_28 | Attic Insulation | 0.8058% | 0 | 180.7227 | Residential_2036_Technical_GWh_Before Competition Groups_Attic Insulation
Residential | Res ¦ Lighting Motion Sensors, Timers, Dimmers | 2036 | Technical | GWh | Before Competition Groups | 167.4959 | 0 | 0 | 22427.9395 | 0.0074682 | 29 | Residential_2036_Technical_GWh_Before Competition Groups_29 | Lighting Motion Sensors, Timers, Dimmers | 0.7468% | 0 | 167.4959 | Residential_2036_Technical_GWh_Before Competition Groups_Lighting Motion Sensors, Timers, Dimmers
Residential | Res ¦ Wall Insulation | 2036 | Technical | GWh | Before Competition Groups | 141.1997 | 0 | 0 | 22427.9395 | 0.0062957 | 30 | Residential_2036_Technical_GWh_Before Competition Groups_30 | Wall Insulation | 0.6296% | 0 | 141.1997 | Residential_2036_Technical_GWh_Before Competition Groups_Wall Insulation
Residential | Res ¦ Solar Powered Attic Fan | 2036 | Technical | GWh | Before Competition Groups | 138.593 | 0 | 0 | 22427.9395 | 0.0061795 | 31 | Residential_2036_Technical_GWh_Before Competition Groups_31 | Solar Powered Attic Fan | 0.6179% | 0 | 138.593 | Residential_2036_Technical_GWh_Before Competition Groups_Solar Powered Attic Fan
Residential | Res ¦ Energy Star Room Air Conditioner | 2036 | Technical | GWh | Before Competition Groups | 135.5222 | 0 | 0 | 22427.9395 | 0.0060426 | 32 | Residential_2036_Technical_GWh_Before Competition Groups_32 | Energy Star Room Air Conditioner | 0.6043% | 0 | 135.5222 | Residential_2036_Technical_GWh_Before Competition Groups_Energy Star Room Air Conditioner
Residential | Res ¦ Comprehensive Draft Proofing | 2036 | Technical | GWh | Before Competition Groups | 129.1817 | 0 | 0 | 22427.9395 | 0.0057599 | 33 | Residential_2036_Technical_GWh_Before Competition Groups_33 | Comprehensive Draft Proofing | 0.576% | 0 | 129.1817 | Residential_2036_Technical_GWh_Before Competition Groups_Comprehensive Draft Proofing
Residential | Res ¦ Variable Refrigerant Flow Heat Pump | 2036 | Technical | GWh | Before Competition Groups | 115.2286 | 0 | 0 | 22427.9395 | 0.0051377 | 34 | Residential_2036_Technical_GWh_Before Competition Groups_34 | Variable Refrigerant Flow Heat Pump | 0.5138% | 0 | 115.2286 | Residential_2036_Technical_GWh_Before Competition Groups_Variable Refrigerant Flow Heat Pump
Residential | Res ¦ Air Source Heat Pump | 2036 | Technical | GWh | Before Competition Groups | 109.3913 | 0 | 0 | 22427.9395 | 0.0048775 | 35 | Residential_2036_Technical_GWh_Before Competition Groups_35 | Air Source Heat Pump | 0.4877% | 0 | 109.3913 | Residential_2036_Technical_GWh_Before Competition Groups_Air Source Heat Pump
Residential | Res ¦ Networked/ Connected - Indoor LED Luminaire | 2036 | Technical | GWh | Before Competition Groups | 105.9345 | 0 | 0 | 22427.9395 | 0.0047233 | 36 | Residential_2036_Technical_GWh_Before Competition Groups_36 | Networked/ Connected - Indoor LED Luminaire | 0.4723% | 0 | 105.9345 | Residential_2036_Technical_GWh_Before Competition Groups_Networked/ Connected - Indoor LED Luminaire
Residential | Res ¦ Home Energy Reports | 2036 | Technical | GWh | Before Competition Groups | 100.406 | 0 | 0 | 22427.9395 | 0.0044768 | 37 | Residential_2036_Technical_GWh_Before Competition Groups_37 | Home Energy Reports | 0.4477% | 0 | 100.406 | Residential_2036_Technical_GWh_Before Competition Groups_Home Energy Reports
Residential | Res ¦ Furnace with ECM | 2036 | Technical | GWh | Before Competition Groups | 97.3347 | 0 | 0 | 22427.9395 | 0.0043399 | 38 | Residential_2036_Technical_GWh_Before Competition Groups_38 | Furnace with ECM | 0.434% | 0 | 97.3347 | Residential_2036_Technical_GWh_Before Competition Groups_Furnace with ECM
Residential | Res ¦ Energy Star Ceiling Fan/Lighting | 2036 | Technical | GWh | Before Competition Groups | 94.8077 | 0 | 0 | 22427.9395 | 0.0042272 | 39 | Residential_2036_Technical_GWh_Before Competition Groups_39 | Energy Star Ceiling Fan/Lighting | 0.4227% | 0 | 94.8077 | Residential_2036_Technical_GWh_Before Competition Groups_Energy Star Ceiling Fan/Lighting
Residential | Res ¦ Radiant Barrier | 2036 | Technical | GWh | Before Competition Groups | 90.3635 | 0 | 0 | 22427.9395 | 0.0040291 | 40 | Residential_2036_Technical_GWh_Before Competition Groups_40 | Radiant Barrier | 0.4029% | 0 | 90.3635 | Residential_2036_Technical_GWh_Before Competition Groups_Radiant Barrier
Residential | Res ¦ LED Downlight | 2036 | Technical | GWh | Before Competition Groups | 87.9899 | 0 | 0 | 22427.9395 | 0.0039232 | 41 | Residential_2036_Technical_GWh_Before Competition Groups_41 | LED Downlight | 0.3923% | 0 | 87.9899 | Residential_2036_Technical_GWh_Before Competition Groups_LED Downlight
Residential | Res ¦ Heavy Duty Outdoor/Holiday Plug-in Timers | 2036 | Technical | GWh | Before Competition Groups | 86.3321 | 0 | 0 | 22427.9395 | 0.0038493 | 42 | Residential_2036_Technical_GWh_Before Competition Groups_42 | Heavy Duty Outdoor/Holiday Plug-in Timers | 0.3849% | 0 | 86.3321 | Residential_2036_Technical_GWh_Before Competition Groups_Heavy Duty Outdoor/Holiday Plug-in Timers
Residential | Res ¦ Energy Star Freezer | 2036 | Technical | GWh | Before Competition Groups | 85.7431 | 0 | 0 | 22427.9395 | 0.003823 | 43 | Residential_2036_Technical_GWh_Before Competition Groups_43 | Energy Star Freezer | 0.3823% | 0 | 85.7431 | Residential_2036_Technical_GWh_Before Competition Groups_Energy Star Freezer
Residential | Res ¦ LED Parking Lot Fixture | 2036 | Technical | GWh | Before Competition Groups | 81.7062 | 0 | 0 | 22427.9395 | 0.0036431 | 44 | Residential_2036_Technical_GWh_Before Competition Groups_44 | LED Parking Lot Fixture | 0.3643% | 0 | 81.7062 | Residential_2036_Technical_GWh_Before Competition Groups_LED Parking Lot Fixture
Residential | Res ¦ Ceiling Insulation | 2036 | Technical | GWh | Before Competition Groups | 70.7796 | 0 | 0 | 22427.9395 | 0.0031559 | 45 | Residential_2036_Technical_GWh_Before Competition Groups_45 | Ceiling Insulation | 0.3156% | 0 | 70.7796 | Residential_2036_Technical_GWh_Before Competition Groups_Ceiling Insulation
Residential | Res ¦ Heat Pump Water Heater | 2036 | Technical | GWh | Before Competition Groups | 70.4411 | 0 | 0 | 22427.9395 | 0.0031408 | 46 | Residential_2036_Technical_GWh_Before Competition Groups_46 | Heat Pump Water Heater | 0.3141% | 0 | 70.4411 | Residential_2036_Technical_GWh_Before Competition Groups_Heat Pump Water Heater
Residential | Res ¦ Window Film | 2036 | Technical | GWh | Before Competition Groups | 69.3674 | 0 | 0 | 22427.9395 | 0.0030929 | 47 | Residential_2036_Technical_GWh_Before Competition Groups_47 | Window Film | 0.3093% | 0 | 69.3674 | Residential_2036_Technical_GWh_Before Competition Groups_Window Film
Residential | Res ¦ Refrigerator Recycling | 2036 | Technical | GWh | Before Competition Groups | 66.579 | 0 | 0 | 22427.9395 | 0.0029686 | 48 | Residential_2036_Technical_GWh_Before Competition Groups_48 | Refrigerator Recycling | 0.2969% | 0 | 66.579 | Residential_2036_Technical_GWh_Before Competition Groups_Refrigerator Recycling
Residential | Res ¦ Tankless Water Heater | 2036 | Technical | GWh | Before Competition Groups | 63.662 | 0 | 0 | 22427.9395 | 0.0028385 | 49 | Residential_2036_Technical_GWh_Before Competition Groups_49 | Tankless Water Heater | 0.2839% | 0 | 63.662 | Residential_2036_Technical_GWh_Before Competition Groups_Tankless Water Heater
Residential | Res ¦ Clothes Drying Racks | 2036 | Technical | GWh | Before Competition Groups | 60.7962 | 0 | 0 | 22427.9395 | 0.0027107 | 50 | Residential_2036_Technical_GWh_Before Competition Groups_50 | Clothes Drying Racks | 0.2711% | 0 | 60.7962 | Residential_2036_Technical_GWh_Before Competition Groups_Clothes Drying Racks
Residential | Res ¦ Freezer Recycling | 2036 | Technical | GWh | Before Competition Groups | 58.4189 | 0 | 0 | 22427.9395 | 0.0026047 | 51 | Residential_2036_Technical_GWh_Before Competition Groups_51 | Freezer Recycling | 0.2605% | 0 | 58.4189 | Residential_2036_Technical_GWh_Before Competition Groups_Freezer Recycling
Residential | Res ¦ Duct Insulation | 2036 | Technical | GWh | Before Competition Groups | 58.1862 | 0 | 0 | 22427.9395 | 0.0025944 | 52 | Residential_2036_Technical_GWh_Before Competition Groups_52 | Duct Insulation | 0.2594% | 0 | 58.1862 | Residential_2036_Technical_GWh_Before Competition Groups_Duct Insulation
Residential | Res ¦ Occupancy Sensors MF | 2036 | Technical | GWh | Before Competition Groups | 57.2314 | 0 | 0 | 22427.9395 | 0.0025518 | 53 | Residential_2036_Technical_GWh_Before Competition Groups_53 | Occupancy Sensors MF | 0.2552% | 0 | 57.2314 | Residential_2036_Technical_GWh_Before Competition Groups_Occupancy Sensors MF
Residential | Res ¦ Heat Recovery Ventilator | 2036 | Technical | GWh | Before Competition Groups | 52.3702 | 0 | 0 | 22427.9395 | 0.002335 | 54 | Residential_2036_Technical_GWh_Before Competition Groups_54 | Heat Recovery Ventilator | 0.2335% | 0 | 52.3702 | Residential_2036_Technical_GWh_Before Competition Groups_Heat Recovery Ventilator
Residential | Res ¦ Floor Insulation | 2036 | Technical | GWh | Before Competition Groups | 47.3648 | 0 | 0 | 22427.9395 | 0.0021119 | 55 | Residential_2036_Technical_GWh_Before Competition Groups_55 | Floor Insulation | 0.2112% | 0 | 47.3648 | Residential_2036_Technical_GWh_Before Competition Groups_Floor Insulation
Residential | Res ¦ Central Lighting Control System | 2036 | Technical | GWh | Before Competition Groups | 43.3576 | 0 | 0 | 22427.9395 | 0.0019332 | 56 | Residential_2036_Technical_GWh_Before Competition Groups_56 | Central Lighting Control System | 0.1933% | 0 | 43.3576 | Residential_2036_Technical_GWh_Before Competition Groups_Central Lighting Control System
Residential | Res ¦ Dehumidifier Recycling | 2036 | Technical | GWh | Before Competition Groups | 40.5087 | 0 | 0 | 22427.9395 | 0.0018062 | 57 | Residential_2036_Technical_GWh_Before Competition Groups_57 | Dehumidifier Recycling | 0.1806% | 0 | 40.5087 | Residential_2036_Technical_GWh_Before Competition Groups_Dehumidifier Recycling
Residential | Res ¦ LED Exterior Area Lights - LED Fixture (200W) | 2036 | Technical | GWh | Before Competition Groups | 38.455 | 0 | 0 | 22427.9395 | 0.0017146 | 58 | Residential_2036_Technical_GWh_Before Competition Groups_58 | LED Exterior Area Lights - LED Fixture (200W) | 0.1715% | 0 | 38.455 | Residential_2036_Technical_GWh_Before Competition Groups_LED Exterior Area Lights - LED Fixture (200W)
Residential | Res ¦ Advanced BAS/Controllers | 2036 | Technical | GWh | Before Competition Groups | 37.1742 | 0 | 0 | 22427.9395 | 0.0016575 | 59 | Residential_2036_Technical_GWh_Before Competition Groups_59 | Advanced BAS/Controllers | 0.1657% | 0 | 37.1742 | Residential_2036_Technical_GWh_Before Competition Groups_Advanced BAS/Controllers
Residential | Res ¦ Solar Water Heating System | 2036 | Technical | GWh | Before Competition Groups | 34.7088 | 0 | 0 | 22427.9395 | 0.0015476 | 60 | Residential_2036_Technical_GWh_Before Competition Groups_60 | Solar Water Heating System | 0.1548% | 0 | 34.7088 | Residential_2036_Technical_GWh_Before Competition Groups_Solar Water Heating System
Residential | Res ¦ LED Tube Re-Lamp | 2036 | Technical | GWh | Before Competition Groups | 33.6098 | 0 | 0 | 22427.9395 | 0.0014986 | 61 | Residential_2036_Technical_GWh_Before Competition Groups_61 | LED Tube Re-Lamp | 0.1499% | 0 | 33.6098 | Residential_2036_Technical_GWh_Before Competition Groups_LED Tube Re-Lamp
Residential | Res ¦ Minimize Hot and Warm Clothes Wash | 2036 | Technical | GWh | Before Competition Groups | 32.4941 | 0 | 0 | 22427.9395 | 0.0014488 | 62 | Residential_2036_Technical_GWh_Before Competition Groups_62 | Minimize Hot and Warm Clothes Wash | 0.1449% | 0 | 32.4941 | Residential_2036_Technical_GWh_Before Competition Groups_Minimize Hot and Warm Clothes Wash
Residential | Res ¦ Furnace Whistle | 2036 | Technical | GWh | Before Competition Groups | 32.0106 | 0 | 0 | 22427.9395 | 0.0014273 | 63 | Residential_2036_Technical_GWh_Before Competition Groups_63 | Furnace Whistle | 0.1427% | 0 | 32.0106 | Residential_2036_Technical_GWh_Before Competition Groups_Furnace Whistle
Residential | Res ¦ INTEGRAL LED TROFFERS | 2036 | Technical | GWh | Before Competition Groups | 31.3129 | 0 | 0 | 22427.9395 | 0.0013962 | 64 | Residential_2036_Technical_GWh_Before Competition Groups_64 | INTEGRAL LED TROFFERS | 0.1396% | 0 | 31.3129 | Residential_2036_Technical_GWh_Before Competition Groups_INTEGRAL LED TROFFERS
Residential | Res ¦ Outside Air Economizer | 2036 | Technical | GWh | Before Competition Groups | 30.9493 | 0 | 0 | 22427.9395 | 0.0013799 | 65 | Residential_2036_Technical_GWh_Before Competition Groups_65 | Outside Air Economizer | 0.138% | 0 | 30.9493 | Residential_2036_Technical_GWh_Before Competition Groups_Outside Air Economizer
Residential | Res ¦ High Efficiency Storage Water Heater | 2036 | Technical | GWh | Before Competition Groups | 30.724 | 0 | 0 | 22427.9395 | 0.0013699 | 66 | Residential_2036_Technical_GWh_Before Competition Groups_66 | High Efficiency Storage Water Heater | 0.137% | 0 | 30.724 | Residential_2036_Technical_GWh_Before Competition Groups_High Efficiency Storage Water Heater
Residential | Res ¦ Early Hot Water Heater Replacement | 2036 | Technical | GWh | Before Competition Groups | 28.9953 | 0 | 0 | 22427.9395 | 0.0012928 | 67 | Residential_2036_Technical_GWh_Before Competition Groups_67 | Early Hot Water Heater Replacement | 0.1293% | 0 | 28.9953 | Residential_2036_Technical_GWh_Before Competition Groups_Early Hot Water Heater Replacement
Residential | Res ¦ Energy Star Dishwasher | 2036 | Technical | GWh | Before Competition Groups | 28.8816 | 0 | 0 | 22427.9395 | 0.0012878 | 68 | Residential_2036_Technical_GWh_Before Competition Groups_68 | Energy Star Dishwasher | 0.1288% | 0 | 28.8816 | Residential_2036_Technical_GWh_Before Competition Groups_Energy Star Dishwasher
Residential | Res ¦ Duct Insulation MF | 2036 | Technical | GWh | Before Competition Groups | 25.6691 | 0 | 0 | 22427.9395 | 0.0011445 | 69 | Residential_2036_Technical_GWh_Before Competition Groups_69 | Duct Insulation MF | 0.1145% | 0 | 25.6691 | Residential_2036_Technical_GWh_Before Competition Groups_Duct Insulation MF
Residential | Res ¦ Energy Star Dehumidifier | 2036 | Technical | GWh | Before Competition Groups | 23.8014 | 0 | 0 | 22427.9395 | 0.0010612 | 70 | Residential_2036_Technical_GWh_Before Competition Groups_70 | Energy Star Dehumidifier | 0.1061% | 0 | 23.8014 | Residential_2036_Technical_GWh_Before Competition Groups_Energy Star Dehumidifier
Residential | Res ¦ Central Air Conditioner Maintenance | 2036 | Technical | GWh | Before Competition Groups | 23.6877 | 0 | 0 | 22427.9395 | 0.0010562 | 71 | Residential_2036_Technical_GWh_Before Competition Groups_71 | Central Air Conditioner Maintenance | 0.1056% | 0 | 23.6877 | Residential_2036_Technical_GWh_Before Competition Groups_Central Air Conditioner Maintenance
Residential | Res ¦ Condensing Make Up Air Unit | 2036 | Technical | GWh | Before Competition Groups | 19.9841 | 0 | 0 | 22427.9395 | 0.00089104 | 72 | Residential_2036_Technical_GWh_Before Competition Groups_72 | Condensing Make Up Air Unit | 0.0891% | 0 | 19.9841 | Residential_2036_Technical_GWh_Before Competition Groups_Condensing Make Up Air Unit
Residential | Res ¦ CO Sensors for parking garage exhaust fans | 2036 | Technical | GWh | Before Competition Groups | 19.5266 | 0 | 0 | 22427.9395 | 0.00087064 | 73 | Residential_2036_Technical_GWh_Before Competition Groups_73 | CO Sensors for parking garage exhaust fans | 0.08706% | 0 | 19.5266 | Residential_2036_Technical_GWh_Before Competition Groups_CO Sensors for parking garage exhaust fans
Residential | Res ¦ Drain Water Heat Recovery | 2036 | Technical | GWh | Before Competition Groups | 19.4749 | 0 | 0 | 22427.9395 | 0.00086833 | 74 | Residential_2036_Technical_GWh_Before Competition Groups_74 | Drain Water Heat Recovery | 0.08683% | 0 | 19.4749 | Residential_2036_Technical_GWh_Before Competition Groups_Drain Water Heat Recovery
Residential | Res ¦ High Efficiency Chiller (avg of water and air cooled) | 2036 | Technical | GWh | Before Competition Groups | 19.0911 | 0 | 0 | 22427.9395 | 0.00085122 | 75 | Residential_2036_Technical_GWh_Before Competition Groups_75 | High Efficiency Chiller (avg of water and air cooled) | 0.08512% | 0 | 19.0911 | Residential_2036_Technical_GWh_Before Competition Groups_High Efficiency Chiller (avg of water and air cooled)
Residential | Res ¦ Demand Control Ventilation | 2036 | Technical | GWh | Before Competition Groups | 17.1448 | 0 | 0 | 22427.9395 | 0.00076444 | 76 | Residential_2036_Technical_GWh_Before Competition Groups_76 | Demand Control Ventilation | 0.07644% | 0 | 17.1448 | Residential_2036_Technical_GWh_Before Competition Groups_Demand Control Ventilation
Residential | Res ¦ ENERGY STAR LED LAMPS (REFLECTOR LAMPs/MR16/PAR 16) | 2036 | Technical | GWh | Before Competition Groups | 15.1599 | 0 | 0 | 22427.9395 | 0.00067594 | 77 | Residential_2036_Technical_GWh_Before Competition Groups_77 | ENERGY STAR LED LAMPS (REFLECTOR LAMPs/MR16/PAR 16) | 0.06759% | 0 | 15.1599 | Residential_2036_Technical_GWh_Before Competition Groups_ENERGY STAR LED LAMPS (REFLECTOR LAMPs/MR16/PAR 16)
Residential | Res ¦ Variable Frequency Drive (VFD) | 2036 | Technical | GWh | Before Competition Groups | 13.5789 | 0 | 0 | 22427.9395 | 0.00060544 | 78 | Residential_2036_Technical_GWh_Before Competition Groups_78 | Variable Frequency Drive (VFD) | 0.06054% | 0 | 13.5789 | Residential_2036_Technical_GWh_Before Competition Groups_Variable Frequency Drive (VFD)
Residential | Res ¦ Water Heater Temperature Setback | 2036 | Technical | GWh | Before Competition Groups | 10.147 | 0 | 0 | 22427.9395 | 0.00045242 | 79 | Residential_2036_Technical_GWh_Before Competition Groups_79 | Water Heater Temperature Setback | 0.04524% | 0 | 10.147 | Residential_2036_Technical_GWh_Before Competition Groups_Water Heater Temperature Setback
Residential | Res ¦ DHW Recirculation Systems | 2036 | Technical | GWh | Before Competition Groups | 9.1612 | 0 | 0 | 22427.9395 | 0.00040847 | 80 | Residential_2036_Technical_GWh_Before Competition Groups_80 | DHW Recirculation Systems | 0.04085% | 0 | 9.1612 | Residential_2036_Technical_GWh_Before Competition Groups_DHW Recirculation Systems
Residential | Res ¦ Air Source Heat Pump Maintenance | 2036 | Technical | GWh | Before Competition Groups | 8.2851 | 0 | 0 | 22427.9395 | 0.00036941 | 81 | Residential_2036_Technical_GWh_Before Competition Groups_81 | Air Source Heat Pump Maintenance | 0.03694% | 0 | 8.2851 | Residential_2036_Technical_GWh_Before Competition Groups_Air Source Heat Pump Maintenance
Residential | Res ¦ VFD on Pumps | 2036 | Technical | GWh | Before Competition Groups | 4.1757 | 0 | 0 | 22427.9395 | 0.00018618 | 82 | Residential_2036_Technical_GWh_Before Competition Groups_82 | VFD on Pumps | 0.01862% | 0 | 4.1757 | Residential_2036_Technical_GWh_Before Competition Groups_VFD on Pumps
Residential | Res ¦ ENERGY STAR LED Lamps (General Service Lamps) | 2036 | Technical | GWh | Before Competition Groups | 3.5736 | 0 | 0 | 22427.9395 | 0.00015934 | 83 | Residential_2036_Technical_GWh_Before Competition Groups_83 | ENERGY STAR LED Lamps (General Service Lamps) | 0.01593% | 0 | 3.5736 | Residential_2036_Technical_GWh_Before Competition Groups_ENERGY STAR LED Lamps (General Service Lamps)
Residential | Res ¦ HVAC Optimization | 2036 | Technical | GWh | Before Competition Groups | 3.1561 | 0 | 0 | 22427.9395 | 0.00014072 | 84 | Residential_2036_Technical_GWh_Before Competition Groups_84 | HVAC Optimization | 0.01407% | 0 | 3.1561 | Residential_2036_Technical_GWh_Before Competition Groups_HVAC Optimization
Residential | Res ¦ ECM MOTORS FOR HVAC APPLICATION (FAN-POWERED VAV BOX) | 2036 | Technical | GWh | Before Competition Groups | 3.1498 | 0 | 0 | 22427.9395 | 0.00014044 | 85 | Residential_2036_Technical_GWh_Before Competition Groups_85 | ECM MOTORS FOR HVAC APPLICATION (FAN-POWERED VAV BOX) | 0.01404% | 0 | 3.1498 | Residential_2036_Technical_GWh_Before Competition Groups_ECM MOTORS FOR HVAC APPLICATION (FAN-POWERED VAV BOX)
Residential | Res ¦ Beverage Vending Machine Controls | 2036 | Technical | GWh | Before Competition Groups | 2.2574 | 0 | 0 | 22427.9395 | 0.00010065 | 86 | Residential_2036_Technical_GWh_Before Competition Groups_86 | Beverage Vending Machine Controls | 0.01007% | 0 | 2.2574 | Residential_2036_Technical_GWh_Before Competition Groups_Beverage Vending Machine Controls
Residential | Res ¦ Wall Insulation MF | 2036 | Technical | GWh | Before Competition Groups | 0.51555 | 0 | 0 | 22427.9395 | 2.2987e-05 | 87 | Residential_2036_Technical_GWh_Before Competition Groups_87 | Wall Insulation MF | 0.002299% | 0 | 0.51555 | Residential_2036_Technical_GWh_Before Competition Groups_Wall Insulation MF
Residential | Res ¦ Chilled Water Optimization | 2036 | Technical | GWh | Before Competition Groups | 0.47472 | 0 | 0 | 22427.9395 | 2.1167e-05 | 88 | Residential_2036_Technical_GWh_Before Competition Groups_88 | Chilled Water Optimization | 0.002117% | 0 | 0.47472 | Residential_2036_Technical_GWh_Before Competition Groups_Chilled Water Optimization
Residential | Res ¦ LED Recessed Downlights | 2036 | Technical | GWh | Before Competition Groups | 0.16902 | 0 | 0 | 22427.9395 | 7.5359e-06 | 89 | Residential_2036_Technical_GWh_Before Competition Groups_89 | LED Recessed Downlights | 0.0007536% | 0 | 0.16902 | Residential_2036_Technical_GWh_Before Competition Groups_LED Recessed Downlights
Residential | Res ¦ LED High Bay Fixture | 2036 | Technical | GWh | Before Competition Groups | 0.14443 | 0 | 0 | 22427.9395 | 6.4398e-06 | 90 | Residential_2036_Technical_GWh_Before Competition Groups_90 | LED High Bay Fixture | 0.000644% | 0 | 0.14443 | Residential_2036_Technical_GWh_Before Competition Groups_LED High Bay Fixture
Residential | Res ¦ Solar Water Preheat (Pools/DHW) | 2036 | Technical | GWh | Before Competition Groups | 0.11721 | 0 | 0 | 22427.9395 | 5.2261e-06 | 91 | Residential_2036_Technical_GWh_Before Competition Groups_91 | Solar Water Preheat (Pools/DHW) | 0.0005226% | 0 | 0.11721 | Residential_2036_Technical_GWh_Before Competition Groups_Solar Water Preheat (Pools/DHW)
Residential | Res ¦ Photocell Controls (Outdoor) | 2036 | Technical | GWh | Before Competition Groups | 0.00017883 | 0 | 0 | 22427.9395 | 7.9737e-09 | 92 | Residential_2036_Technical_GWh_Before Competition Groups_92 | Photocell Controls (Outdoor) | 7.974e-07% | 0 | 0.00017883 | Residential_2036_Technical_GWh_Before Competition Groups_Photocell Controls (Outdoor)
Residential | Res ¦ Energy Star A Line, PAR, MR Lamps | 2037 | Economic | GWh | Before Competition Groups | 2112.8327 | 0 | 0 | 12908.307 | 0.16368 | 1 | Residential_2037_Economic_GWh_Before Competition Groups_1 | Energy Star A Line, PAR, MR Lamps | 16.37% | 0 | 2112.8327 | Residential_2037_Economic_GWh_Before Competition Groups_Energy Star A Line, PAR, MR Lamps
Residential | Res ¦ Energy Star LED Bulbs General Purpose LEDs | 2037 | Economic | GWh | Before Competition Groups | 2081.9742 | 0 | 0 | 12908.307 | 0.16129 | 2 | Residential_2037_Economic_GWh_Before Competition Groups_2 | Energy Star LED Bulbs General Purpose LEDs | 16.13% | 0 | 2081.9742 | Residential_2037_Economic_GWh_Before Competition Groups_Energy Star LED Bulbs General Purpose LEDs
Residential | Res ¦ Energy Star LED Specialty Bulbs | 2037 | Economic | GWh | Before Competition Groups | 1902.5158 | 0 | 0 | 12908.307 | 0.14739 | 3 | Residential_2037_Economic_GWh_Before Competition Groups_3 | Energy Star LED Specialty Bulbs | 14.74% | 0 | 1902.5158 | Residential_2037_Economic_GWh_Before Competition Groups_Energy Star LED Specialty Bulbs
Residential | Res ¦ Energy Star Clothes Washer | 2037 | Economic | GWh | Before Competition Groups | 780.1634 | 0 | 0 | 12908.307 | 0.060439 | 4 | Residential_2037_Economic_GWh_Before Competition Groups_4 | Energy Star Clothes Washer | 6.044% | 0 | 780.1634 | Residential_2037_Economic_GWh_Before Competition Groups_Energy Star Clothes Washer
Residential | Res ¦ Ductless Mini-Split Heat Pump | 2037 | Economic | GWh | Before Competition Groups | 777.7044 | 0 | 0 | 12908.307 | 0.060248 | 5 | Residential_2037_Economic_GWh_Before Competition Groups_5 | Ductless Mini-Split Heat Pump | 6.025% | 0 | 777.7044 | Residential_2037_Economic_GWh_Before Competition Groups_Ductless Mini-Split Heat Pump
Residential | Res ¦ Adaptive Thermostat | 2037 | Economic | GWh | Before Competition Groups | 697.087 | 0 | 0 | 12908.307 | 0.054003 | 6 | Residential_2037_Economic_GWh_Before Competition Groups_6 | Adaptive Thermostat | 5.4% | 0 | 697.087 | Residential_2037_Economic_GWh_Before Competition Groups_Adaptive Thermostat
Residential | Res ¦ Energy Star Air Source Heat Pump | 2037 | Economic | GWh | Before Competition Groups | 442.9604 | 0 | 0 | 12908.307 | 0.034316 | 7 | Residential_2037_Economic_GWh_Before Competition Groups_7 | Energy Star Air Source Heat Pump | 3.432% | 0 | 442.9604 | Residential_2037_Economic_GWh_Before Competition Groups_Energy Star Air Source Heat Pump
Residential | Res ¦ Air Sealing | 2037 | Economic | GWh | Before Competition Groups | 439.2268 | 0 | 0 | 12908.307 | 0.034027 | 8 | Residential_2037_Economic_GWh_Before Competition Groups_8 | Air Sealing | 3.403% | 0 | 439.2268 | Residential_2037_Economic_GWh_Before Competition Groups_Air Sealing
Residential | Res ¦ Car Block Heater Timer | 2037 | Economic | GWh | Before Competition Groups | 369.3548 | 0 | 0 | 12908.307 | 0.028614 | 9 | Residential_2037_Economic_GWh_Before Competition Groups_9 | Car Block Heater Timer | 2.861% | 0 | 369.3548 | Residential_2037_Economic_GWh_Before Competition Groups_Car Block Heater Timer
Residential | Res ¦ Variable Speed Pool Pump Motor | 2037 | Economic | GWh | Before Competition Groups | 322.5564 | 0 | 0 | 12908.307 | 0.024988 | 10 | Residential_2037_Economic_GWh_Before Competition Groups_10 | Variable Speed Pool Pump Motor | 2.499% | 0 | 322.5564 | Residential_2037_Economic_GWh_Before Competition Groups_Variable Speed Pool Pump Motor
Residential | Res ¦ Energy Star Torchiere | 2037 | Economic | GWh | Before Competition Groups | 321.0554 | 0 | 0 | 12908.307 | 0.024872 | 11 | Residential_2037_Economic_GWh_Before Competition Groups_11 | Energy Star Torchiere | 2.487% | 0 | 321.0554 | Residential_2037_Economic_GWh_Before Competition Groups_Energy Star Torchiere
Residential | Res ¦ Smart Burners | 2037 | Economic | GWh | Before Competition Groups | 253.7553 | 0 | 0 | 12908.307 | 0.019658 | 12 | Residential_2037_Economic_GWh_Before Competition Groups_12 | Smart Burners | 1.966% | 0 | 253.7553 | Residential_2037_Economic_GWh_Before Competition Groups_Smart Burners
Residential | Res ¦ Energy Star Clothes Dryer | 2037 | Economic | GWh | Before Competition Groups | 252.256 | 0 | 0 | 12908.307 | 0.019542 | 13 | Residential_2037_Economic_GWh_Before Competition Groups_13 | Energy Star Clothes Dryer | 1.954% | 0 | 252.256 | Residential_2037_Economic_GWh_Before Competition Groups_Energy Star Clothes Dryer
Residential | Res ¦ Building Recommissioning, Operations and Maintenance (O&M) Improvements | 2037 | Economic | GWh | Before Competition Groups | 249.9754 | 0 | 0 | 12908.307 | 0.019365 | 14 | Residential_2037_Economic_GWh_Before Competition Groups_14 | Building Recommissioning, Operations and Maintenance (O&M) Improvements | 1.937% | 0 | 249.9754 | Residential_2037_Economic_GWh_Before Competition Groups_Building Recommissioning, Operations and Maintenance (O&M) Improvements
Residential | Res ¦ Basement Wall Insulation | 2037 | Economic | GWh | Before Competition Groups | 230.5666 | 0 | 0 | 12908.307 | 0.017862 | 15 | Residential_2037_Economic_GWh_Before Competition Groups_15 | Basement Wall Insulation | 1.786% | 0 | 230.5666 | Residential_2037_Economic_GWh_Before Competition Groups_Basement Wall Insulation
Residential | Res ¦ Attic Insulation | 2037 | Economic | GWh | Before Competition Groups | 177.8673 | 0 | 0 | 12908.307 | 0.013779 | 16 | Residential_2037_Economic_GWh_Before Competition Groups_16 | Attic Insulation | 1.378% | 0 | 177.8673 | Residential_2037_Economic_GWh_Before Competition Groups_Attic Insulation
Residential | Res ¦ Energy Star Room Air Conditioner | 2037 | Economic | GWh | Before Competition Groups | 138.703 | 0 | 0 | 12908.307 | 0.010745 | 17 | Residential_2037_Economic_GWh_Before Competition Groups_17 | Energy Star Room Air Conditioner | 1.075% | 0 | 138.703 | Residential_2037_Economic_GWh_Before Competition Groups_Energy Star Room Air Conditioner
Residential | Res ¦ Energy Star Light Fixture | 2037 | Economic | GWh | Before Competition Groups | 136.2426 | 0 | 0 | 12908.307 | 0.010555 | 18 | Residential_2037_Economic_GWh_Before Competition Groups_18 | Energy Star Light Fixture | 1.055% | 0 | 136.2426 | Residential_2037_Economic_GWh_Before Competition Groups_Energy Star Light Fixture
Residential | Res ¦ Comprehensive Draft Proofing | 2037 | Economic | GWh | Before Competition Groups | 127.1406 | 0 | 0 | 12908.307 | 0.0098495 | 19 | Residential_2037_Economic_GWh_Before Competition Groups_19 | Comprehensive Draft Proofing | 0.985% | 0 | 127.1406 | Residential_2037_Economic_GWh_Before Competition Groups_Comprehensive Draft Proofing
Residential | Res ¦ LED Parking Lot Fixture | 2037 | Economic | GWh | Before Competition Groups | 81.5723 | 0 | 0 | 12908.307 | 0.0063194 | 20 | Residential_2037_Economic_GWh_Before Competition Groups_20 | LED Parking Lot Fixture | 0.6319% | 0 | 81.5723 | Residential_2037_Economic_GWh_Before Competition Groups_LED Parking Lot Fixture
Residential | Res ¦ Heavy Duty Outdoor/Holiday Plug-in Timers | 2037 | Economic | GWh | Before Competition Groups | 74.7417 | 0 | 0 | 12908.307 | 0.0057902 | 21 | Residential_2037_Economic_GWh_Before Competition Groups_21 | Heavy Duty Outdoor/Holiday Plug-in Timers | 0.579% | 0 | 74.7417 | Residential_2037_Economic_GWh_Before Competition Groups_Heavy Duty Outdoor/Holiday Plug-in Timers
Residential | Res ¦ Refrigerator Recycling | 2037 | Economic | GWh | Before Competition Groups | 65.527 | 0 | 0 | 12908.307 | 0.0050763 | 22 | Residential_2037_Economic_GWh_Before Competition Groups_22 | Refrigerator Recycling | 0.5076% | 0 | 65.527 | Residential_2037_Economic_GWh_Before Competition Groups_Refrigerator Recycling
Residential | Res ¦ Clothes Drying Racks | 2037 | Economic | GWh | Before Competition Groups | 59.8356 | 0 | 0 | 12908.307 | 0.0046354 | 23 | Residential_2037_Economic_GWh_Before Competition Groups_23 | Clothes Drying Racks | 0.4635% | 0 | 59.8356 | Residential_2037_Economic_GWh_Before Competition Groups_Clothes Drying Racks
Residential | Res ¦ Home Energy Reports | 2037 | Economic | GWh | Before Competition Groups | 59.3953 | 0 | 0 | 12908.307 | 0.0046013 | 24 | Residential_2037_Economic_GWh_Before Competition Groups_24 | Home Energy Reports | 0.4601% | 0 | 59.3953 | Residential_2037_Economic_GWh_Before Competition Groups_Home Energy Reports
Residential | Res ¦ Energy Star Freezer | 2037 | Economic | GWh | Before Competition Groups | 59.0392 | 0 | 0 | 12908.307 | 0.0045737 | 25 | Residential_2037_Economic_GWh_Before Competition Groups_25 | Energy Star Freezer | 0.4574% | 0 | 59.0392 | Residential_2037_Economic_GWh_Before Competition Groups_Energy Star Freezer
Residential | Res ¦ Freezer Recycling | 2037 | Economic | GWh | Before Competition Groups | 57.4959 | 0 | 0 | 12908.307 | 0.0044542 | 26 | Residential_2037_Economic_GWh_Before Competition Groups_26 | Freezer Recycling | 0.4454% | 0 | 57.4959 | Residential_2037_Economic_GWh_Before Competition Groups_Freezer Recycling
Residential | Res ¦ Occupancy Sensors MF | 2037 | Economic | GWh | Before Competition Groups | 55.066 | 0 | 0 | 12908.307 | 0.0042659 | 27 | Residential_2037_Economic_GWh_Before Competition Groups_27 | Occupancy Sensors MF | 0.4266% | 0 | 55.066 | Residential_2037_Economic_GWh_Before Competition Groups_Occupancy Sensors MF
Residential | Res ¦ Duct Insulation | 2037 | Economic | GWh | Before Competition Groups | 53.9414 | 0 | 0 | 12908.307 | 0.0041788 | 28 | Residential_2037_Economic_GWh_Before Competition Groups_28 | Duct Insulation | 0.4179% | 0 | 53.9414 | Residential_2037_Economic_GWh_Before Competition Groups_Duct Insulation
Residential | Res ¦ Heat Recovery Ventilator | 2037 | Economic | GWh | Before Competition Groups | 53.0103 | 0 | 0 | 12908.307 | 0.0041067 | 29 | Residential_2037_Economic_GWh_Before Competition Groups_29 | Heat Recovery Ventilator | 0.4107% | 0 | 53.0103 | Residential_2037_Economic_GWh_Before Competition Groups_Heat Recovery Ventilator
Residential | Res ¦ Floor Insulation | 2037 | Economic | GWh | Before Competition Groups | 46.6164 | 0 | 0 | 12908.307 | 0.0036113 | 30 | Residential_2037_Economic_GWh_Before Competition Groups_30 | Floor Insulation | 0.3611% | 0 | 46.6164 | Residential_2037_Economic_GWh_Before Competition Groups_Floor Insulation
Residential | Res ¦ LED Exterior Area Lights - LED Fixture (200W) | 2037 | Economic | GWh | Before Competition Groups | 38.4158 | 0 | 0 | 12908.307 | 0.0029761 | 31 | Residential_2037_Economic_GWh_Before Competition Groups_31 | LED Exterior Area Lights - LED Fixture (200W) | 0.2976% | 0 | 38.4158 | Residential_2037_Economic_GWh_Before Competition Groups_LED Exterior Area Lights - LED Fixture (200W)
Residential | Res ¦ Tankless Water Heater | 2037 | Economic | GWh | Before Competition Groups | 37.4847 | 0 | 0 | 12908.307 | 0.0029039 | 32 | Residential_2037_Economic_GWh_Before Competition Groups_32 | Tankless Water Heater | 0.2904% | 0 | 37.4847 | Residential_2037_Economic_GWh_Before Competition Groups_Tankless Water Heater
Residential | Res ¦ Advanced BAS/Controllers | 2037 | Economic | GWh | Before Competition Groups | 36.5869 | 0 | 0 | 12908.307 | 0.0028344 | 33 | Residential_2037_Economic_GWh_Before Competition Groups_33 | Advanced BAS/Controllers | 0.2834% | 0 | 36.5869 | Residential_2037_Economic_GWh_Before Competition Groups_Advanced BAS/Controllers
Residential | Res ¦ LED Tube Re-Lamp | 2037 | Economic | GWh | Before Competition Groups | 34.0434 | 0 | 0 | 12908.307 | 0.0026373 | 34 | Residential_2037_Economic_GWh_Before Competition Groups_34 | LED Tube Re-Lamp | 0.2637% | 0 | 34.0434 | Residential_2037_Economic_GWh_Before Competition Groups_LED Tube Re-Lamp
Residential | Res ¦ Minimize Hot and Warm Clothes Wash | 2037 | Economic | GWh | Before Competition Groups | 31.9807 | 0 | 0 | 12908.307 | 0.0024775 | 35 | Residential_2037_Economic_GWh_Before Competition Groups_35 | Minimize Hot and Warm Clothes Wash | 0.2478% | 0 | 31.9807 | Residential_2037_Economic_GWh_Before Competition Groups_Minimize Hot and Warm Clothes Wash
Residential | Res ¦ Furnace Whistle | 2037 | Economic | GWh | Before Competition Groups | 31.5048 | 0 | 0 | 12908.307 | 0.0024407 | 36 | Residential_2037_Economic_GWh_Before Competition Groups_36 | Furnace Whistle | 0.2441% | 0 | 31.5048 | Residential_2037_Economic_GWh_Before Competition Groups_Furnace Whistle
Residential | Res ¦ Outside Air Economizer | 2037 | Economic | GWh | Before Competition Groups | 31.2163 | 0 | 0 | 12908.307 | 0.0024183 | 37 | Residential_2037_Economic_GWh_Before Competition Groups_37 | Outside Air Economizer | 0.2418% | 0 | 31.2163 | Residential_2037_Economic_GWh_Before Competition Groups_Outside Air Economizer
Residential | Res ¦ Duct Insulation MF | 2037 | Economic | GWh | Before Competition Groups | 24.7715 | 0 | 0 | 12908.307 | 0.001919 | 38 | Residential_2037_Economic_GWh_Before Competition Groups_38 | Duct Insulation MF | 0.1919% | 0 | 24.7715 | Residential_2037_Economic_GWh_Before Competition Groups_Duct Insulation MF
Residential | Res ¦ Energy Star Dehumidifier | 2037 | Economic | GWh | Before Competition Groups | 23.4253 | 0 | 0 | 12908.307 | 0.0018147 | 39 | Residential_2037_Economic_GWh_Before Competition Groups_39 | Energy Star Dehumidifier | 0.1815% | 0 | 23.4253 | Residential_2037_Economic_GWh_Before Competition Groups_Energy Star Dehumidifier
Residential | Res ¦ Condensing Make Up Air Unit | 2037 | Economic | GWh | Before Competition Groups | 20.7326 | 0 | 0 | 12908.307 | 0.0016061 | 40 | Residential_2037_Economic_GWh_Before Competition Groups_40 | Condensing Make Up Air Unit | 0.1606% | 0 | 20.7326 | Residential_2037_Economic_GWh_Before Competition Groups_Condensing Make Up Air Unit
Residential | Res ¦ High Efficiency Chiller (avg of water and air cooled) | 2037 | Economic | GWh | Before Competition Groups | 19.842 | 0 | 0 | 12908.307 | 0.0015372 | 41 | Residential_2037_Economic_GWh_Before Competition Groups_41 | High Efficiency Chiller (avg of water and air cooled) | 0.1537% | 0 | 19.842 | Residential_2037_Economic_GWh_Before Competition Groups_High Efficiency Chiller (avg of water and air cooled)
Residential | Res ¦ CO Sensors for parking garage exhaust fans | 2037 | Economic | GWh | Before Competition Groups | 19.6951 | 0 | 0 | 12908.307 | 0.0015258 | 42 | Residential_2037_Economic_GWh_Before Competition Groups_42 | CO Sensors for parking garage exhaust fans | 0.1526% | 0 | 19.6951 | Residential_2037_Economic_GWh_Before Competition Groups_CO Sensors for parking garage exhaust fans
Residential | Res ¦ Demand Control Ventilation | 2037 | Economic | GWh | Before Competition Groups | 16.8739 | 0 | 0 | 12908.307 | 0.0013072 | 43 | Residential_2037_Economic_GWh_Before Competition Groups_43 | Demand Control Ventilation | 0.1307% | 0 | 16.8739 | Residential_2037_Economic_GWh_Before Competition Groups_Demand Control Ventilation
Residential | Res ¦ ENERGY STAR LED LAMPS (REFLECTOR LAMPs/MR16/PAR 16) | 2037 | Economic | GWh | Before Competition Groups | 15.1288 | 0 | 0 | 12908.307 | 0.001172 | 44 | Residential_2037_Economic_GWh_Before Competition Groups_44 | ENERGY STAR LED LAMPS (REFLECTOR LAMPs/MR16/PAR 16) | 0.1172% | 0 | 15.1288 | Residential_2037_Economic_GWh_Before Competition Groups_ENERGY STAR LED LAMPS (REFLECTOR LAMPs/MR16/PAR 16)
Residential | Res ¦ Variable Frequency Drive (VFD) | 2037 | Economic | GWh | Before Competition Groups | 13.3643 | 0 | 0 | 12908.307 | 0.0010353 | 45 | Residential_2037_Economic_GWh_Before Competition Groups_45 | Variable Frequency Drive (VFD) | 0.1035% | 0 | 13.3643 | Residential_2037_Economic_GWh_Before Competition Groups_Variable Frequency Drive (VFD)
Residential | Res ¦ Water Heater Temperature Setback | 2037 | Economic | GWh | Before Competition Groups | 9.9866 | 0 | 0 | 12908.307 | 0.00077366 | 46 | Residential_2037_Economic_GWh_Before Competition Groups_46 | Water Heater Temperature Setback | 0.07737% | 0 | 9.9866 | Residential_2037_Economic_GWh_Before Competition Groups_Water Heater Temperature Setback
Residential | Res ¦ Wall Insulation | 2037 | Economic | GWh | Before Competition Groups | 5.6744 | 0 | 0 | 12908.307 | 0.00043959 | 47 | Residential_2037_Economic_GWh_Before Competition Groups_47 | Wall Insulation | 0.04396% | 0 | 5.6744 | Residential_2037_Economic_GWh_Before Competition Groups_Wall Insulation
Residential | Res ¦ VFD on Pumps | 2037 | Economic | GWh | Before Competition Groups | 4.1097 | 0 | 0 | 12908.307 | 0.00031837 | 48 | Residential_2037_Economic_GWh_Before Competition Groups_48 | VFD on Pumps | 0.03184% | 0 | 4.1097 | Residential_2037_Economic_GWh_Before Competition Groups_VFD on Pumps
Residential | Res ¦ LED Downlight | 2037 | Economic | GWh | Before Competition Groups | 3.6029 | 0 | 0 | 12908.307 | 0.00027911 | 49 | Residential_2037_Economic_GWh_Before Competition Groups_49 | LED Downlight | 0.02791% | 0 | 3.6029 | Residential_2037_Economic_GWh_Before Competition Groups_LED Downlight
Residential | Res ¦ ENERGY STAR LED Lamps (General Service Lamps) | 2037 | Economic | GWh | Before Competition Groups | 3.5676 | 0 | 0 | 12908.307 | 0.00027638 | 50 | Residential_2037_Economic_GWh_Before Competition Groups_50 | ENERGY STAR LED Lamps (General Service Lamps) | 0.02764% | 0 | 3.5676 | Residential_2037_Economic_GWh_Before Competition Groups_ENERGY STAR LED Lamps (General Service Lamps)
Residential | Res ¦ ECM MOTORS FOR HVAC APPLICATION (FAN-POWERED VAV BOX) | 2037 | Economic | GWh | Before Competition Groups | 3.1768 | 0 | 0 | 12908.307 | 0.0002461 | 51 | Residential_2037_Economic_GWh_Before Competition Groups_51 | ECM MOTORS FOR HVAC APPLICATION (FAN-POWERED VAV BOX) | 0.02461% | 0 | 3.1768 | Residential_2037_Economic_GWh_Before Competition Groups_ECM MOTORS FOR HVAC APPLICATION (FAN-POWERED VAV BOX)
Residential | Res ¦ Beverage Vending Machine Controls | 2037 | Economic | GWh | Before Competition Groups | 2.2721 | 0 | 0 | 12908.307 | 0.00017602 | 52 | Residential_2037_Economic_GWh_Before Competition Groups_52 | Beverage Vending Machine Controls | 0.0176% | 0 | 2.2721 | Residential_2037_Economic_GWh_Before Competition Groups_Beverage Vending Machine Controls
Residential | Res ¦ Chilled Water Optimization | 2037 | Economic | GWh | Before Competition Groups | 0.49208 | 0 | 0 | 12908.307 | 3.8121e-05 | 53 | Residential_2037_Economic_GWh_Before Competition Groups_53 | Chilled Water Optimization | 0.003812% | 0 | 0.49208 | Residential_2037_Economic_GWh_Before Competition Groups_Chilled Water Optimization
Residential | Res ¦ LED High Bay Fixture | 2037 | Economic | GWh | Before Competition Groups | 0.13897 | 0 | 0 | 12908.307 | 1.0766e-05 | 54 | Residential_2037_Economic_GWh_Before Competition Groups_54 | LED High Bay Fixture | 0.001077% | 0 | 0.13897 | Residential_2037_Economic_GWh_Before Competition Groups_LED High Bay Fixture
Residential | Res ¦ Wall Insulation MF | 2037 | Economic | GWh | Before Competition Groups | 0.040611 | 0 | 0 | 12908.307 | 3.1461e-06 | 55 | Residential_2037_Economic_GWh_Before Competition Groups_55 | Wall Insulation MF | 0.0003146% | 0 | 0.040611 | Residential_2037_Economic_GWh_Before Competition Groups_Wall Insulation MF
Residential | Res ¦ Smart Power Bar | 2037 | Economic | GWh | Before Competition Groups | 0 | 0 | 0 | 12908.307 | 0 | 56 | Residential_2037_Economic_GWh_Before Competition Groups_56 | Smart Power Bar | 0% | 0 | 0 | Residential_2037_Economic_GWh_Before Competition Groups_Smart Power Bar
Residential | Res ¦ Energy Star LED Specialty Bulbs | 2037 | SC A | GWh | Before Competition Groups | 617.5134 | 0 | 0 | 4487.2367 | 0.13762 | 1 | Residential_2037_SC A_GWh_Before Competition Groups_1 | Energy Star LED Specialty Bulbs | 13.76% | 0 | 617.5134 | Residential_2037_SC A_GWh_Before Competition Groups_Energy Star LED Specialty Bulbs
Residential | Res ¦ Energy Star Clothes Washer | 2037 | SC A | GWh | Before Competition Groups | 454.9192 | 0 | 0 | 4487.2367 | 0.10138 | 2 | Residential_2037_SC A_GWh_Before Competition Groups_2 | Energy Star Clothes Washer | 10.14% | 0 | 454.9192 | Residential_2037_SC A_GWh_Before Competition Groups_Energy Star Clothes Washer
Residential | Res ¦ Ductless Mini-Split Heat Pump | 2037 | SC A | GWh | Before Competition Groups | 448.1868 | 0 | 0 | 4487.2367 | 0.09988 | 3 | Residential_2037_SC A_GWh_Before Competition Groups_3 | Ductless Mini-Split Heat Pump | 9.988% | 0 | 448.1868 | Residential_2037_SC A_GWh_Before Competition Groups_Ductless Mini-Split Heat Pump
Residential | Res ¦ Energy Star A Line, PAR, MR Lamps | 2037 | SC A | GWh | Before Competition Groups | 310.9452 | 0 | 0 | 4487.2367 | 0.069295 | 4 | Residential_2037_SC A_GWh_Before Competition Groups_4 | Energy Star A Line, PAR, MR Lamps | 6.93% | 0 | 310.9452 | Residential_2037_SC A_GWh_Before Competition Groups_Energy Star A Line, PAR, MR Lamps
Residential | Res ¦ Car Block Heater Timer | 2037 | SC A | GWh | Before Competition Groups | 295.5201 | 0 | 0 | 4487.2367 | 0.065858 | 5 | Residential_2037_SC A_GWh_Before Competition Groups_5 | Car Block Heater Timer | 6.586% | 0 | 295.5201 | Residential_2037_SC A_GWh_Before Competition Groups_Car Block Heater Timer
Residential | Res ¦ Energy Star LED Bulbs General Purpose LEDs | 2037 | SC A | GWh | Before Competition Groups | 256.1966 | 0 | 0 | 4487.2367 | 0.057095 | 6 | Residential_2037_SC A_GWh_Before Competition Groups_6 | Energy Star LED Bulbs General Purpose LEDs | 5.709% | 0 | 256.1966 | Residential_2037_SC A_GWh_Before Competition Groups_Energy Star LED Bulbs General Purpose LEDs
Residential | Res ¦ Variable Speed Pool Pump Motor | 2037 | SC A | GWh | Before Competition Groups | 232.0416 | 0 | 0 | 4487.2367 | 0.051711 | 7 | Residential_2037_SC A_GWh_Before Competition Groups_7 | Variable Speed Pool Pump Motor | 5.171% | 0 | 232.0416 | Residential_2037_SC A_GWh_Before Competition Groups_Variable Speed Pool Pump Motor
Residential | Res ¦ Building Recommissioning, Operations and Maintenance (O&M) Improvements | 2037 | SC A | GWh | Before Competition Groups | 229.8446 | 0 | 0 | 4487.2367 | 0.051222 | 8 | Residential_2037_SC A_GWh_Before Competition Groups_8 | Building Recommissioning, Operations and Maintenance (O&M) Improvements | 5.122% | 0 | 229.8446 | Residential_2037_SC A_GWh_Before Competition Groups_Building Recommissioning, Operations and Maintenance (O&M) Improvements
Residential | Res ¦ Energy Star Torchiere | 2037 | SC A | GWh | Before Competition Groups | 186.5442 | 0 | 0 | 4487.2367 | 0.041572 | 9 | Residential_2037_SC A_GWh_Before Competition Groups_9 | Energy Star Torchiere | 4.157% | 0 | 186.5442 | Residential_2037_SC A_GWh_Before Competition Groups_Energy Star Torchiere
Residential | Res ¦ Adaptive Thermostat | 2037 | SC A | GWh | Before Competition Groups | 144.9344 | 0 | 0 | 4487.2367 | 0.032299 | 10 | Residential_2037_SC A_GWh_Before Competition Groups_10 | Adaptive Thermostat | 3.23% | 0 | 144.9344 | Residential_2037_SC A_GWh_Before Competition Groups_Adaptive Thermostat
Residential | Res ¦ Energy Star Air Source Heat Pump | 2037 | SC A | GWh | Before Competition Groups | 130.5702 | 0 | 0 | 4487.2367 | 0.029098 | 11 | Residential_2037_SC A_GWh_Before Competition Groups_11 | Energy Star Air Source Heat Pump | 2.91% | 0 | 130.5702 | Residential_2037_SC A_GWh_Before Competition Groups_Energy Star Air Source Heat Pump
Residential | Res ¦ Air Sealing | 2037 | SC A | GWh | Before Competition Groups | 113.4908 | 0 | 0 | 4487.2367 | 0.025292 | 12 | Residential_2037_SC A_GWh_Before Competition Groups_12 | Air Sealing | 2.529% | 0 | 113.4908 | Residential_2037_SC A_GWh_Before Competition Groups_Air Sealing
Residential | Res ¦ Comprehensive Draft Proofing | 2037 | SC A | GWh | Before Competition Groups | 113.014 | 0 | 0 | 4487.2367 | 0.025186 | 13 | Residential_2037_SC A_GWh_Before Competition Groups_13 | Comprehensive Draft Proofing | 2.519% | 0 | 113.014 | Residential_2037_SC A_GWh_Before Competition Groups_Comprehensive Draft Proofing
Residential | Res ¦ Basement Wall Insulation | 2037 | SC A | GWh | Before Competition Groups | 112.4881 | 0 | 0 | 4487.2367 | 0.025068 | 14 | Residential_2037_SC A_GWh_Before Competition Groups_14 | Basement Wall Insulation | 2.507% | 0 | 112.4881 | Residential_2037_SC A_GWh_Before Competition Groups_Basement Wall Insulation
Residential | Res ¦ LED Parking Lot Fixture | 2037 | SC A | GWh | Before Competition Groups | 85.9783 | 0 | 0 | 4487.2367 | 0.019161 | 15 | Residential_2037_SC A_GWh_Before Competition Groups_15 | LED Parking Lot Fixture | 1.916% | 0 | 85.9783 | Residential_2037_SC A_GWh_Before Competition Groups_LED Parking Lot Fixture
Residential | Res ¦ Energy Star Clothes Dryer | 2037 | SC A | GWh | Before Competition Groups | 72.6949 | 0 | 0 | 4487.2367 | 0.0162 | 16 | Residential_2037_SC A_GWh_Before Competition Groups_16 | Energy Star Clothes Dryer | 1.62% | 0 | 72.6949 | Residential_2037_SC A_GWh_Before Competition Groups_Energy Star Clothes Dryer
Residential | Res ¦ Occupancy Sensors MF | 2037 | SC A | GWh | Before Competition Groups | 62.7257 | 0 | 0 | 4487.2367 | 0.013979 | 17 | Residential_2037_SC A_GWh_Before Competition Groups_17 | Occupancy Sensors MF | 1.398% | 0 | 62.7257 | Residential_2037_SC A_GWh_Before Competition Groups_Occupancy Sensors MF
Residential | Res ¦ Energy Star Light Fixture | 2037 | SC A | GWh | Before Competition Groups | 62.0264 | 0 | 0 | 4487.2367 | 0.013823 | 18 | Residential_2037_SC A_GWh_Before Competition Groups_18 | Energy Star Light Fixture | 1.382% | 0 | 62.0264 | Residential_2037_SC A_GWh_Before Competition Groups_Energy Star Light Fixture
Residential | Res ¦ Refrigerator Recycling | 2037 | SC A | GWh | Before Competition Groups | 47.0528 | 0 | 0 | 4487.2367 | 0.010486 | 19 | Residential_2037_SC A_GWh_Before Competition Groups_19 | Refrigerator Recycling | 1.049% | 0 | 47.0528 | Residential_2037_SC A_GWh_Before Competition Groups_Refrigerator Recycling
Residential | Res ¦ Smart Burners | 2037 | SC A | GWh | Before Competition Groups | 44.7194 | 0 | 0 | 4487.2367 | 0.0099659 | 20 | Residential_2037_SC A_GWh_Before Competition Groups_20 | Smart Burners | 0.9966% | 0 | 44.7194 | Residential_2037_SC A_GWh_Before Competition Groups_Smart Burners
Residential | Res ¦ Home Energy Reports | 2037 | SC A | GWh | Before Competition Groups | 41.6394 | 0 | 0 | 4487.2367 | 0.0092795 | 21 | Residential_2037_SC A_GWh_Before Competition Groups_21 | Home Energy Reports | 0.928% | 0 | 41.6394 | Residential_2037_SC A_GWh_Before Competition Groups_Home Energy Reports
Residential | Res ¦ LED Exterior Area Lights - LED Fixture (200W) | 2037 | SC A | GWh | Before Competition Groups | 41.2731 | 0 | 0 | 4487.2367 | 0.0091979 | 22 | Residential_2037_SC A_GWh_Before Competition Groups_22 | LED Exterior Area Lights - LED Fixture (200W) | 0.9198% | 0 | 41.2731 | Residential_2037_SC A_GWh_Before Competition Groups_LED Exterior Area Lights - LED Fixture (200W)
Residential | Res ¦ Energy Star Room Air Conditioner | 2037 | SC A | GWh | Before Competition Groups | 38.2673 | 0 | 0 | 4487.2367 | 0.008528 | 23 | Residential_2037_SC A_GWh_Before Competition Groups_23 | Energy Star Room Air Conditioner | 0.8528% | 0 | 38.2673 | Residential_2037_SC A_GWh_Before Competition Groups_Energy Star Room Air Conditioner
Residential | Res ¦ Energy Star Freezer | 2037 | SC A | GWh | Before Competition Groups | 34.0346 | 0 | 0 | 4487.2367 | 0.0075847 | 24 | Residential_2037_SC A_GWh_Before Competition Groups_24 | Energy Star Freezer | 0.7585% | 0 | 34.0346 | Residential_2037_SC A_GWh_Before Competition Groups_Energy Star Freezer
Residential | Res ¦ Attic Insulation | 2037 | SC A | GWh | Before Competition Groups | 33.538 | 0 | 0 | 4487.2367 | 0.0074741 | 25 | Residential_2037_SC A_GWh_Before Competition Groups_25 | Attic Insulation | 0.7474% | 0 | 33.538 | Residential_2037_SC A_GWh_Before Competition Groups_Attic Insulation
Residential | Res ¦ Outside Air Economizer | 2037 | SC A | GWh | Before Competition Groups | 29.4543 | 0 | 0 | 4487.2367 | 0.006564 | 26 | Residential_2037_SC A_GWh_Before Competition Groups_26 | Outside Air Economizer | 0.6564% | 0 | 29.4543 | Residential_2037_SC A_GWh_Before Competition Groups_Outside Air Economizer
Residential | Res ¦ LED Tube Re-Lamp | 2037 | SC A | GWh | Before Competition Groups | 29.386 | 0 | 0 | 4487.2367 | 0.0065488 | 27 | Residential_2037_SC A_GWh_Before Competition Groups_27 | LED Tube Re-Lamp | 0.6549% | 0 | 29.386 | Residential_2037_SC A_GWh_Before Competition Groups_LED Tube Re-Lamp
Residential | Res ¦ Furnace Whistle | 2037 | SC A | GWh | Before Competition Groups | 29.1113 | 0 | 0 | 4487.2367 | 0.0064876 | 28 | Residential_2037_SC A_GWh_Before Competition Groups_28 | Furnace Whistle | 0.6488% | 0 | 29.1113 | Residential_2037_SC A_GWh_Before Competition Groups_Furnace Whistle
Residential | Res ¦ Advanced BAS/Controllers | 2037 | SC A | GWh | Before Competition Groups | 24.6173 | 0 | 0 | 4487.2367 | 0.0054861 | 29 | Residential_2037_SC A_GWh_Before Competition Groups_29 | Advanced BAS/Controllers | 0.5486% | 0 | 24.6173 | Residential_2037_SC A_GWh_Before Competition Groups_Advanced BAS/Controllers
Residential | Res ¦ Minimize Hot and Warm Clothes Wash | 2037 | SC A | GWh | Before Competition Groups | 23.6065 | 0 | 0 | 4487.2367 | 0.0052608 | 30 | Residential_2037_SC A_GWh_Before Competition Groups_30 | Minimize Hot and Warm Clothes Wash | 0.5261% | 0 | 23.6065 | Residential_2037_SC A_GWh_Before Competition Groups_Minimize Hot and Warm Clothes Wash
Residential | Res ¦ LED Downlight | 2037 | SC A | GWh | Before Competition Groups | 18.8266 | 0 | 0 | 4487.2367 | 0.0041956 | 31 | Residential_2037_SC A_GWh_Before Competition Groups_31 | LED Downlight | 0.4196% | 0 | 18.8266 | Residential_2037_SC A_GWh_Before Competition Groups_LED Downlight
Residential | Res ¦ High Efficiency Chiller (avg of water and air cooled) | 2037 | SC A | GWh | Before Competition Groups | 17.6491 | 0 | 0 | 4487.2367 | 0.0039332 | 32 | Residential_2037_SC A_GWh_Before Competition Groups_32 | High Efficiency Chiller (avg of water and air cooled) | 0.3933% | 0 | 17.6491 | Residential_2037_SC A_GWh_Before Competition Groups_High Efficiency Chiller (avg of water and air cooled)
Residential | Res ¦ ENERGY STAR LED LAMPS (REFLECTOR LAMPs/MR16/PAR 16) | 2037 | SC A | GWh | Before Competition Groups | 16.7957 | 0 | 0 | 4487.2367 | 0.003743 | 33 | Residential_2037_SC A_GWh_Before Competition Groups_33 | ENERGY STAR LED LAMPS (REFLECTOR LAMPs/MR16/PAR 16) | 0.3743% | 0 | 16.7957 | Residential_2037_SC A_GWh_Before Competition Groups_ENERGY STAR LED LAMPS (REFLECTOR LAMPs/MR16/PAR 16)
Residential | Res ¦ Variable Frequency Drive (VFD) | 2037 | SC A | GWh | Before Competition Groups | 12.349 | 0 | 0 | 4487.2367 | 0.002752 | 34 | Residential_2037_SC A_GWh_Before Competition Groups_34 | Variable Frequency Drive (VFD) | 0.2752% | 0 | 12.349 | Residential_2037_SC A_GWh_Before Competition Groups_Variable Frequency Drive (VFD)
Residential | Res ¦ CO Sensors for parking garage exhaust fans | 2037 | SC A | GWh | Before Competition Groups | 11.4643 | 0 | 0 | 4487.2367 | 0.0025549 | 35 | Residential_2037_SC A_GWh_Before Competition Groups_35 | CO Sensors for parking garage exhaust fans | 0.2555% | 0 | 11.4643 | Residential_2037_SC A_GWh_Before Competition Groups_CO Sensors for parking garage exhaust fans
Residential | Res ¦ Tankless Water Heater | 2037 | SC A | GWh | Before Competition Groups | 9.3458 | 0 | 0 | 4487.2367 | 0.0020828 | 36 | Residential_2037_SC A_GWh_Before Competition Groups_36 | Tankless Water Heater | 0.2083% | 0 | 9.3458 | Residential_2037_SC A_GWh_Before Competition Groups_Tankless Water Heater
Residential | Res ¦ Water Heater Temperature Setback | 2037 | SC A | GWh | Before Competition Groups | 9.1907 | 0 | 0 | 4487.2367 | 0.0020482 | 37 | Residential_2037_SC A_GWh_Before Competition Groups_37 | Water Heater Temperature Setback | 0.2048% | 0 | 9.1907 | Residential_2037_SC A_GWh_Before Competition Groups_Water Heater Temperature Setback
Residential | Res ¦ Demand Control Ventilation | 2037 | SC A | GWh | Before Competition Groups | 8.5638 | 0 | 0 | 4487.2367 | 0.0019085 | 38 | Residential_2037_SC A_GWh_Before Competition Groups_38 | Demand Control Ventilation | 0.1908% | 0 | 8.5638 | Residential_2037_SC A_GWh_Before Competition Groups_Demand Control Ventilation
Residential | Res ¦ Heavy Duty Outdoor/Holiday Plug-in Timers | 2037 | SC A | GWh | Before Competition Groups | 5.5201 | 0 | 0 | 4487.2367 | 0.0012302 | 39 | Residential_2037_SC A_GWh_Before Competition Groups_39 | Heavy Duty Outdoor/Holiday Plug-in Timers | 0.123% | 0 | 5.5201 | Residential_2037_SC A_GWh_Before Competition Groups_Heavy Duty Outdoor/Holiday Plug-in Timers
Residential | Res ¦ Condensing Make Up Air Unit | 2037 | SC A | GWh | Before Competition Groups | 4.7241 | 0 | 0 | 4487.2367 | 0.0010528 | 40 | Residential_2037_SC A_GWh_Before Competition Groups_40 | Condensing Make Up Air Unit | 0.1053% | 0 | 4.7241 | Residential_2037_SC A_GWh_Before Competition Groups_Condensing Make Up Air Unit
Residential | Res ¦ Energy Star Dehumidifier | 2037 | SC A | GWh | Before Competition Groups | 3.9759 | 0 | 0 | 4487.2367 | 0.00088604 | 41 | Residential_2037_SC A_GWh_Before Competition Groups_41 | Energy Star Dehumidifier | 0.0886% | 0 | 3.9759 | Residential_2037_SC A_GWh_Before Competition Groups_Energy Star Dehumidifier
Residential | Res ¦ Clothes Drying Racks | 2037 | SC A | GWh | Before Competition Groups | 3.8912 | 0 | 0 | 4487.2367 | 0.00086718 | 42 | Residential_2037_SC A_GWh_Before Competition Groups_42 | Clothes Drying Racks | 0.08672% | 0 | 3.8912 | Residential_2037_SC A_GWh_Before Competition Groups_Clothes Drying Racks
Residential | Res ¦ ENERGY STAR LED Lamps (General Service Lamps) | 2037 | SC A | GWh | Before Competition Groups | 3.6983 | 0 | 0 | 4487.2367 | 0.00082418 | 43 | Residential_2037_SC A_GWh_Before Competition Groups_43 | ENERGY STAR LED Lamps (General Service Lamps) | 0.08242% | 0 | 3.6983 | Residential_2037_SC A_GWh_Before Competition Groups_ENERGY STAR LED Lamps (General Service Lamps)
Residential | Res ¦ VFD on Pumps | 2037 | SC A | GWh | Before Competition Groups | 3.6347 | 0 | 0 | 4487.2367 | 0.00081001 | 44 | Residential_2037_SC A_GWh_Before Competition Groups_44 | VFD on Pumps | 0.081% | 0 | 3.6347 | Residential_2037_SC A_GWh_Before Competition Groups_VFD on Pumps
Residential | Res ¦ Heat Recovery Ventilator | 2037 | SC A | GWh | Before Competition Groups | 2.7398 | 0 | 0 | 4487.2367 | 0.00061058 | 45 | Residential_2037_SC A_GWh_Before Competition Groups_45 | Heat Recovery Ventilator | 0.06106% | 0 | 2.7398 | Residential_2037_SC A_GWh_Before Competition Groups_Heat Recovery Ventilator
Residential | Res ¦ ECM MOTORS FOR HVAC APPLICATION (FAN-POWERED VAV BOX) | 2037 | SC A | GWh | Before Competition Groups | 2.2218 | 0 | 0 | 4487.2367 | 0.00049514 | 46 | Residential_2037_SC A_GWh_Before Competition Groups_46 | ECM MOTORS FOR HVAC APPLICATION (FAN-POWERED VAV BOX) | 0.04951% | 0 | 2.2218 | Residential_2037_SC A_GWh_Before Competition Groups_ECM MOTORS FOR HVAC APPLICATION (FAN-POWERED VAV BOX)
Residential | Res ¦ Floor Insulation | 2037 | SC A | GWh | Before Competition Groups | 2.1951 | 0 | 0 | 4487.2367 | 0.00048919 | 47 | Residential_2037_SC A_GWh_Before Competition Groups_47 | Floor Insulation | 0.04892% | 0 | 2.1951 | Residential_2037_SC A_GWh_Before Competition Groups_Floor Insulation
Residential | Res ¦ Beverage Vending Machine Controls | 2037 | SC A | GWh | Before Competition Groups | 1.4848 | 0 | 0 | 4487.2367 | 0.00033089 | 48 | Residential_2037_SC A_GWh_Before Competition Groups_48 | Beverage Vending Machine Controls | 0.03309% | 0 | 1.4848 | Residential_2037_SC A_GWh_Before Competition Groups_Beverage Vending Machine Controls
Residential | Res ¦ Duct Insulation | 2037 | SC A | GWh | Before Competition Groups | 1.3019 | 0 | 0 | 4487.2367 | 0.00029014 | 49 | Residential_2037_SC A_GWh_Before Competition Groups_49 | Duct Insulation | 0.02901% | 0 | 1.3019 | Residential_2037_SC A_GWh_Before Competition Groups_Duct Insulation
Residential | Res ¦ Duct Insulation MF | 2037 | SC A | GWh | Before Competition Groups | 0.811 | 0 | 0 | 4487.2367 | 0.00018074 | 50 | Residential_2037_SC A_GWh_Before Competition Groups_50 | Duct Insulation MF | 0.01807% | 0 | 0.811 | Residential_2037_SC A_GWh_Before Competition Groups_Duct Insulation MF
Residential | Res ¦ Chilled Water Optimization | 2037 | SC A | GWh | Before Competition Groups | 0.30593 | 0 | 0 | 4487.2367 | 6.8178e-05 | 51 | Residential_2037_SC A_GWh_Before Competition Groups_51 | Chilled Water Optimization | 0.006818% | 0 | 0.30593 | Residential_2037_SC A_GWh_Before Competition Groups_Chilled Water Optimization
Residential | Res ¦ LED High Bay Fixture | 2037 | SC A | GWh | Before Competition Groups | 0.135 | 0 | 0 | 4487.2367 | 3.0086e-05 | 52 | Residential_2037_SC A_GWh_Before Competition Groups_52 | LED High Bay Fixture | 0.003009% | 0 | 0.135 | Residential_2037_SC A_GWh_Before Competition Groups_LED High Bay Fixture
Residential | Res ¦ Wall Insulation | 2037 | SC A | GWh | Before Competition Groups | 0.056483 | 0 | 0 | 4487.2367 | 1.2587e-05 | 53 | Residential_2037_SC A_GWh_Before Competition Groups_53 | Wall Insulation | 0.001259% | 0 | 0.056483 | Residential_2037_SC A_GWh_Before Competition Groups_Wall Insulation
Residential | Res ¦ Wall Insulation MF | 2037 | SC A | GWh | Before Competition Groups | 0.016982 | 0 | 0 | 4487.2367 | 3.7844e-06 | 54 | Residential_2037_SC A_GWh_Before Competition Groups_54 | Wall Insulation MF | 0.0003784% | 0 | 0.016982 | Residential_2037_SC A_GWh_Before Competition Groups_Wall Insulation MF
Residential | Res ¦ Freezer Recycling | 2037 | SC A | GWh | Before Competition Groups | 0.0038916 | 0 | 0 | 4487.2367 | 8.6725e-07 | 55 | Residential_2037_SC A_GWh_Before Competition Groups_55 | Freezer Recycling | 8.673e-05% | 0 | 0.0038916 | Residential_2037_SC A_GWh_Before Competition Groups_Freezer Recycling
Residential | Res ¦ Smart Power Bar | 2037 | SC A | GWh | Before Competition Groups | 0 | 0 | 0 | 4487.2367 | 0 | 56 | Residential_2037_SC A_GWh_Before Competition Groups_56 | Smart Power Bar | 0% | 0 | 0 | Residential_2037_SC A_GWh_Before Competition Groups_Smart Power Bar
Residential | Res ¦ Energy Star Clothes Washer | 2037 | SC B | GWh | Before Competition Groups | 671.5325 | 0 | 0 | 6318.3511 | 0.10628 | 1 | Residential_2037_SC B_GWh_Before Competition Groups_1 | Energy Star Clothes Washer | 10.63% | 0 | 671.5325 | Residential_2037_SC B_GWh_Before Competition Groups_Energy Star Clothes Washer
Residential | Res ¦ Ductless Mini-Split Heat Pump | 2037 | SC B | GWh | Before Competition Groups | 533.523 | 0 | 0 | 6318.3511 | 0.08444 | 2 | Residential_2037_SC B_GWh_Before Competition Groups_2 | Ductless Mini-Split Heat Pump | 8.444% | 0 | 533.523 | Residential_2037_SC B_GWh_Before Competition Groups_Ductless Mini-Split Heat Pump
Residential | Res ¦ Energy Star LED Bulbs General Purpose LEDs | 2037 | SC B | GWh | Before Competition Groups | 430.8205 | 0 | 0 | 6318.3511 | 0.068186 | 3 | Residential_2037_SC B_GWh_Before Competition Groups_3 | Energy Star LED Bulbs General Purpose LEDs | 6.819% | 0 | 430.8205 | Residential_2037_SC B_GWh_Before Competition Groups_Energy Star LED Bulbs General Purpose LEDs
Residential | Res ¦ Energy Star A Line, PAR, MR Lamps | 2037 | SC B | GWh | Before Competition Groups | 417.0229 | 0 | 0 | 6318.3511 | 0.066002 | 4 | Residential_2037_SC B_GWh_Before Competition Groups_4 | Energy Star A Line, PAR, MR Lamps | 6.6% | 0 | 417.0229 | Residential_2037_SC B_GWh_Before Competition Groups_Energy Star A Line, PAR, MR Lamps
Residential | Res ¦ Energy Star LED Specialty Bulbs | 2037 | SC B | GWh | Before Competition Groups | 390.632 | 0 | 0 | 6318.3511 | 0.061825 | 5 | Residential_2037_SC B_GWh_Before Competition Groups_5 | Energy Star LED Specialty Bulbs | 6.182% | 0 | 390.632 | Residential_2037_SC B_GWh_Before Competition Groups_Energy Star LED Specialty Bulbs
Residential | Res ¦ Adaptive Thermostat | 2037 | SC B | GWh | Before Competition Groups | 383.7498 | 0 | 0 | 6318.3511 | 0.060736 | 6 | Residential_2037_SC B_GWh_Before Competition Groups_6 | Adaptive Thermostat | 6.074% | 0 | 383.7498 | Residential_2037_SC B_GWh_Before Competition Groups_Adaptive Thermostat
Residential | Res ¦ Variable Speed Pool Pump Motor | 2037 | SC B | GWh | Before Competition Groups | 380.6348 | 0 | 0 | 6318.3511 | 0.060243 | 7 | Residential_2037_SC B_GWh_Before Competition Groups_7 | Variable Speed Pool Pump Motor | 6.024% | 0 | 380.6348 | Residential_2037_SC B_GWh_Before Competition Groups_Variable Speed Pool Pump Motor
Residential | Res ¦ Car Block Heater Timer | 2037 | SC B | GWh | Before Competition Groups | 370.9697 | 0 | 0 | 6318.3511 | 0.058713 | 8 | Residential_2037_SC B_GWh_Before Competition Groups_8 | Car Block Heater Timer | 5.871% | 0 | 370.9697 | Residential_2037_SC B_GWh_Before Competition Groups_Car Block Heater Timer
Residential | Res ¦ Building Recommissioning, Operations and Maintenance (O&M) Improvements | 2037 | SC B | GWh | Before Competition Groups | 294.9886 | 0 | 0 | 6318.3511 | 0.046688 | 9 | Residential_2037_SC B_GWh_Before Competition Groups_9 | Building Recommissioning, Operations and Maintenance (O&M) Improvements | 4.669% | 0 | 294.9886 | Residential_2037_SC B_GWh_Before Competition Groups_Building Recommissioning, Operations and Maintenance (O&M) Improvements
Residential | Res ¦ Energy Star Torchiere | 2037 | SC B | GWh | Before Competition Groups | 234.3918 | 0 | 0 | 6318.3511 | 0.037097 | 10 | Residential_2037_SC B_GWh_Before Competition Groups_10 | Energy Star Torchiere | 3.71% | 0 | 234.3918 | Residential_2037_SC B_GWh_Before Competition Groups_Energy Star Torchiere
Residential | Res ¦ Air Sealing | 2037 | SC B | GWh | Before Competition Groups | 219.5324 | 0 | 0 | 6318.3511 | 0.034745 | 11 | Residential_2037_SC B_GWh_Before Competition Groups_11 | Air Sealing | 3.475% | 0 | 219.5324 | Residential_2037_SC B_GWh_Before Competition Groups_Air Sealing
Residential | Res ¦ Energy Star Air Source Heat Pump | 2037 | SC B | GWh | Before Competition Groups | 180.5718 | 0 | 0 | 6318.3511 | 0.028579 | 12 | Residential_2037_SC B_GWh_Before Competition Groups_12 | Energy Star Air Source Heat Pump | 2.858% | 0 | 180.5718 | Residential_2037_SC B_GWh_Before Competition Groups_Energy Star Air Source Heat Pump
Residential | Res ¦ Smart Burners | 2037 | SC B | GWh | Before Competition Groups | 171.5161 | 0 | 0 | 6318.3511 | 0.027146 | 13 | Residential_2037_SC B_GWh_Before Competition Groups_13 | Smart Burners | 2.715% | 0 | 171.5161 | Residential_2037_SC B_GWh_Before Competition Groups_Smart Burners
Residential | Res ¦ Comprehensive Draft Proofing | 2037 | SC B | GWh | Before Competition Groups | 150.0349 | 0 | 0 | 6318.3511 | 0.023746 | 14 | Residential_2037_SC B_GWh_Before Competition Groups_14 | Comprehensive Draft Proofing | 2.375% | 0 | 150.0349 | Residential_2037_SC B_GWh_Before Competition Groups_Comprehensive Draft Proofing
Residential | Res ¦ Energy Star Clothes Dryer | 2037 | SC B | GWh | Before Competition Groups | 129.4239 | 0 | 0 | 6318.3511 | 0.020484 | 15 | Residential_2037_SC B_GWh_Before Competition Groups_15 | Energy Star Clothes Dryer | 2.048% | 0 | 129.4239 | Residential_2037_SC B_GWh_Before Competition Groups_Energy Star Clothes Dryer
Residential | Res ¦ Basement Wall Insulation | 2037 | SC B | GWh | Before Competition Groups | 115.2488 | 0 | 0 | 6318.3511 | 0.01824 | 16 | Residential_2037_SC B_GWh_Before Competition Groups_16 | Basement Wall Insulation | 1.824% | 0 | 115.2488 | Residential_2037_SC B_GWh_Before Competition Groups_Basement Wall Insulation
Residential | Res ¦ LED Parking Lot Fixture | 2037 | SC B | GWh | Before Competition Groups | 89.9377 | 0 | 0 | 6318.3511 | 0.014234 | 17 | Residential_2037_SC B_GWh_Before Competition Groups_17 | LED Parking Lot Fixture | 1.423% | 0 | 89.9377 | Residential_2037_SC B_GWh_Before Competition Groups_LED Parking Lot Fixture
Residential | Res ¦ Attic Insulation | 2037 | SC B | GWh | Before Competition Groups | 88.8906 | 0 | 0 | 6318.3511 | 0.014069 | 18 | Residential_2037_SC B_GWh_Before Competition Groups_18 | Attic Insulation | 1.407% | 0 | 88.8906 | Residential_2037_SC B_GWh_Before Competition Groups_Attic Insulation
Residential | Res ¦ Occupancy Sensors MF | 2037 | SC B | GWh | Before Competition Groups | 87.8649 | 0 | 0 | 6318.3511 | 0.013906 | 19 | Residential_2037_SC B_GWh_Before Competition Groups_19 | Occupancy Sensors MF | 1.391% | 0 | 87.8649 | Residential_2037_SC B_GWh_Before Competition Groups_Occupancy Sensors MF
Residential | Res ¦ Energy Star Light Fixture | 2037 | SC B | GWh | Before Competition Groups | 87.669 | 0 | 0 | 6318.3511 | 0.013875 | 20 | Residential_2037_SC B_GWh_Before Competition Groups_20 | Energy Star Light Fixture | 1.388% | 0 | 87.669 | Residential_2037_SC B_GWh_Before Competition Groups_Energy Star Light Fixture
Residential | Res ¦ Refrigerator Recycling | 2037 | SC B | GWh | Before Competition Groups | 77.3255 | 0 | 0 | 6318.3511 | 0.012238 | 21 | Residential_2037_SC B_GWh_Before Competition Groups_21 | Refrigerator Recycling | 1.224% | 0 | 77.3255 | Residential_2037_SC B_GWh_Before Competition Groups_Refrigerator Recycling
Residential | Res ¦ Clothes Drying Racks | 2037 | SC B | GWh | Before Competition Groups | 70.6051 | 0 | 0 | 6318.3511 | 0.011175 | 22 | Residential_2037_SC B_GWh_Before Competition Groups_22 | Clothes Drying Racks | 1.117% | 0 | 70.6051 | Residential_2037_SC B_GWh_Before Competition Groups_Clothes Drying Racks
Residential | Res ¦ Energy Star Room Air Conditioner | 2037 | SC B | GWh | Before Competition Groups | 68.592 | 0 | 0 | 6318.3511 | 0.010856 | 23 | Residential_2037_SC B_GWh_Before Competition Groups_23 | Energy Star Room Air Conditioner | 1.086% | 0 | 68.592 | Residential_2037_SC B_GWh_Before Competition Groups_Energy Star Room Air Conditioner
Residential | Res ¦ Freezer Recycling | 2037 | SC B | GWh | Before Competition Groups | 67.8227 | 0 | 0 | 6318.3511 | 0.010734 | 24 | Residential_2037_SC B_GWh_Before Competition Groups_24 | Freezer Recycling | 1.073% | 0 | 67.8227 | Residential_2037_SC B_GWh_Before Competition Groups_Freezer Recycling
Residential | Res ¦ Energy Star Freezer | 2037 | SC B | GWh | Before Competition Groups | 65.3795 | 0 | 0 | 6318.3511 | 0.010348 | 25 | Residential_2037_SC B_GWh_Before Competition Groups_25 | Energy Star Freezer | 1.035% | 0 | 65.3795 | Residential_2037_SC B_GWh_Before Competition Groups_Energy Star Freezer
Residential | Res ¦ Advanced BAS/Controllers | 2037 | SC B | GWh | Before Competition Groups | 43.1743 | 0 | 0 | 6318.3511 | 0.0068332 | 26 | Residential_2037_SC B_GWh_Before Competition Groups_26 | Advanced BAS/Controllers | 0.6833% | 0 | 43.1743 | Residential_2037_SC B_GWh_Before Competition Groups_Advanced BAS/Controllers
Residential | Res ¦ Home Energy Reports | 2037 | SC B | GWh | Before Competition Groups | 41.6394 | 0 | 0 | 6318.3511 | 0.0065902 | 27 | Residential_2037_SC B_GWh_Before Competition Groups_27 | Home Energy Reports | 0.659% | 0 | 41.6394 | Residential_2037_SC B_GWh_Before Competition Groups_Home Energy Reports
Residential | Res ¦ LED Exterior Area Lights - LED Fixture (200W) | 2037 | SC B | GWh | Before Competition Groups | 41.2731 | 0 | 0 | 6318.3511 | 0.0065323 | 28 | Residential_2037_SC B_GWh_Before Competition Groups_28 | LED Exterior Area Lights - LED Fixture (200W) | 0.6532% | 0 | 41.2731 | Residential_2037_SC B_GWh_Before Competition Groups_LED Exterior Area Lights - LED Fixture (200W)
Residential | Res ¦ Furnace Whistle | 2037 | SC B | GWh | Before Competition Groups | 37.1779 | 0 | 0 | 6318.3511 | 0.0058841 | 29 | Residential_2037_SC B_GWh_Before Competition Groups_29 | Furnace Whistle | 0.5884% | 0 | 37.1779 | Residential_2037_SC B_GWh_Before Competition Groups_Furnace Whistle
Residential | Res ¦ Outside Air Economizer | 2037 | SC B | GWh | Before Competition Groups | 34.1353 | 0 | 0 | 6318.3511 | 0.0054026 | 30 | Residential_2037_SC B_GWh_Before Competition Groups_30 | Outside Air Economizer | 0.5403% | 0 | 34.1353 | Residential_2037_SC B_GWh_Before Competition Groups_Outside Air Economizer
Residential | Res ¦ LED Tube Re-Lamp | 2037 | SC B | GWh | Before Competition Groups | 29.386 | 0 | 0 | 6318.3511 | 0.0046509 | 31 | Residential_2037_SC B_GWh_Before Competition Groups_31 | LED Tube Re-Lamp | 0.4651% | 0 | 29.386 | Residential_2037_SC B_GWh_Before Competition Groups_LED Tube Re-Lamp
Residential | Res ¦ Heat Recovery Ventilator | 2037 | SC B | GWh | Before Competition Groups | 29.1058 | 0 | 0 | 6318.3511 | 0.0046065 | 32 | Residential_2037_SC B_GWh_Before Competition Groups_32 | Heat Recovery Ventilator | 0.4607% | 0 | 29.1058 | Residential_2037_SC B_GWh_Before Competition Groups_Heat Recovery Ventilator
Residential | Res ¦ Energy Star Dehumidifier | 2037 | SC B | GWh | Before Competition Groups | 25.46 | 0 | 0 | 6318.3511 | 0.0040295 | 33 | Residential_2037_SC B_GWh_Before Competition Groups_33 | Energy Star Dehumidifier | 0.403% | 0 | 25.46 | Residential_2037_SC B_GWh_Before Competition Groups_Energy Star Dehumidifier
Residential | Res ¦ Minimize Hot and Warm Clothes Wash | 2037 | SC B | GWh | Before Competition Groups | 23.6065 | 0 | 0 | 6318.3511 | 0.0037362 | 34 | Residential_2037_SC B_GWh_Before Competition Groups_34 | Minimize Hot and Warm Clothes Wash | 0.3736% | 0 | 23.6065 | Residential_2037_SC B_GWh_Before Competition Groups_Minimize Hot and Warm Clothes Wash
Residential | Res ¦ Floor Insulation | 2037 | SC B | GWh | Before Competition Groups | 23.2872 | 0 | 0 | 6318.3511 | 0.0036856 | 35 | Residential_2037_SC B_GWh_Before Competition Groups_35 | Floor Insulation | 0.3686% | 0 | 23.2872 | Residential_2037_SC B_GWh_Before Competition Groups_Floor Insulation
Residential | Res ¦ Duct Insulation | 2037 | SC B | GWh | Before Competition Groups | 22.398 | 0 | 0 | 6318.3511 | 0.0035449 | 36 | Residential_2037_SC B_GWh_Before Competition Groups_36 | Duct Insulation | 0.3545% | 0 | 22.398 | Residential_2037_SC B_GWh_Before Competition Groups_Duct Insulation
Residential | Res ¦ Tankless Water Heater | 2037 | SC B | GWh | Before Competition Groups | 21.9824 | 0 | 0 | 6318.3511 | 0.0034791 | 37 | Residential_2037_SC B_GWh_Before Competition Groups_37 | Tankless Water Heater | 0.3479% | 0 | 21.9824 | Residential_2037_SC B_GWh_Before Competition Groups_Tankless Water Heater
Residential | Res ¦ Demand Control Ventilation | 2037 | SC B | GWh | Before Competition Groups | 19.9118 | 0 | 0 | 6318.3511 | 0.0031514 | 38 | Residential_2037_SC B_GWh_Before Competition Groups_38 | Demand Control Ventilation | 0.3151% | 0 | 19.9118 | Residential_2037_SC B_GWh_Before Competition Groups_Demand Control Ventilation
Residential | Res ¦ LED Downlight | 2037 | SC B | GWh | Before Competition Groups | 18.8966 | 0 | 0 | 6318.3511 | 0.0029908 | 39 | Residential_2037_SC B_GWh_Before Competition Groups_39 | LED Downlight | 0.2991% | 0 | 18.8966 | Residential_2037_SC B_GWh_Before Competition Groups_LED Downlight
Residential | Res ¦ CO Sensors for parking garage exhaust fans | 2037 | SC B | GWh | Before Competition Groups | 18.6551 | 0 | 0 | 6318.3511 | 0.0029525 | 40 | Residential_2037_SC B_GWh_Before Competition Groups_40 | CO Sensors for parking garage exhaust fans | 0.2953% | 0 | 18.6551 | Residential_2037_SC B_GWh_Before Competition Groups_CO Sensors for parking garage exhaust fans
Residential | Res ¦ High Efficiency Chiller (avg of water and air cooled) | 2037 | SC B | GWh | Before Competition Groups | 17.9704 | 0 | 0 | 6318.3511 | 0.0028442 | 41 | Residential_2037_SC B_GWh_Before Competition Groups_41 | High Efficiency Chiller (avg of water and air cooled) | 0.2844% | 0 | 17.9704 | Residential_2037_SC B_GWh_Before Competition Groups_High Efficiency Chiller (avg of water and air cooled)
Residential | Res ¦ ENERGY STAR LED LAMPS (REFLECTOR LAMPs/MR16/PAR 16) | 2037 | SC B | GWh | Before Competition Groups | 16.7957 | 0 | 0 | 6318.3511 | 0.0026582 | 42 | Residential_2037_SC B_GWh_Before Competition Groups_42 | ENERGY STAR LED LAMPS (REFLECTOR LAMPs/MR16/PAR 16) | 0.2658% | 0 | 16.7957 | Residential_2037_SC B_GWh_Before Competition Groups_ENERGY STAR LED LAMPS (REFLECTOR LAMPs/MR16/PAR 16)
Residential | Res ¦ Variable Frequency Drive (VFD) | 2037 | SC B | GWh | Before Competition Groups | 15.7707 | 0 | 0 | 6318.3511 | 0.002496 | 43 | Residential_2037_SC B_GWh_Before Competition Groups_43 | Variable Frequency Drive (VFD) | 0.2496% | 0 | 15.7707 | Residential_2037_SC B_GWh_Before Competition Groups_Variable Frequency Drive (VFD)
Residential | Res ¦ Condensing Make Up Air Unit | 2037 | SC B | GWh | Before Competition Groups | 15.2909 | 0 | 0 | 6318.3511 | 0.0024201 | 44 | Residential_2037_SC B_GWh_Before Competition Groups_44 | Condensing Make Up Air Unit | 0.242% | 0 | 15.2909 | Residential_2037_SC B_GWh_Before Competition Groups_Condensing Make Up Air Unit
Residential | Res ¦ Water Heater Temperature Setback | 2037 | SC B | GWh | Before Competition Groups | 11.7849 | 0 | 0 | 6318.3511 | 0.0018652 | 45 | Residential_2037_SC B_GWh_Before Competition Groups_45 | Water Heater Temperature Setback | 0.1865% | 0 | 11.7849 | Residential_2037_SC B_GWh_Before Competition Groups_Water Heater Temperature Setback
Residential | Res ¦ Duct Insulation MF | 2037 | SC B | GWh | Before Competition Groups | 9.3459 | 0 | 0 | 6318.3511 | 0.0014792 | 46 | Residential_2037_SC B_GWh_Before Competition Groups_46 | Duct Insulation MF | 0.1479% | 0 | 9.3459 | Residential_2037_SC B_GWh_Before Competition Groups_Duct Insulation MF
Residential | Res ¦ Heavy Duty Outdoor/Holiday Plug-in Timers | 2037 | SC B | GWh | Before Competition Groups | 7.578 | 0 | 0 | 6318.3511 | 0.0011994 | 47 | Residential_2037_SC B_GWh_Before Competition Groups_47 | Heavy Duty Outdoor/Holiday Plug-in Timers | 0.1199% | 0 | 7.578 | Residential_2037_SC B_GWh_Before Competition Groups_Heavy Duty Outdoor/Holiday Plug-in Timers
Residential | Res ¦ VFD on Pumps | 2037 | SC B | GWh | Before Competition Groups | 4.8497 | 0 | 0 | 6318.3511 | 0.00076755 | 48 | Residential_2037_SC B_GWh_Before Competition Groups_48 | VFD on Pumps | 0.07676% | 0 | 4.8497 | Residential_2037_SC B_GWh_Before Competition Groups_VFD on Pumps
Residential | Res ¦ ENERGY STAR LED Lamps (General Service Lamps) | 2037 | SC B | GWh | Before Competition Groups | 3.6983 | 0 | 0 | 6318.3511 | 0.00058532 | 49 | Residential_2037_SC B_GWh_Before Competition Groups_49 | ENERGY STAR LED Lamps (General Service Lamps) | 0.05853% | 0 | 3.6983 | Residential_2037_SC B_GWh_Before Competition Groups_ENERGY STAR LED Lamps (General Service Lamps)
Residential | Res ¦ ECM MOTORS FOR HVAC APPLICATION (FAN-POWERED VAV BOX) | 2037 | SC B | GWh | Before Competition Groups | 2.9514 | 0 | 0 | 6318.3511 | 0.00046711 | 50 | Residential_2037_SC B_GWh_Before Competition Groups_50 | ECM MOTORS FOR HVAC APPLICATION (FAN-POWERED VAV BOX) | 0.04671% | 0 | 2.9514 | Residential_2037_SC B_GWh_Before Competition Groups_ECM MOTORS FOR HVAC APPLICATION (FAN-POWERED VAV BOX)
Residential | Res ¦ Beverage Vending Machine Controls | 2037 | SC B | GWh | Before Competition Groups | 2.1407 | 0 | 0 | 6318.3511 | 0.00033881 | 51 | Residential_2037_SC B_GWh_Before Competition Groups_51 | Beverage Vending Machine Controls | 0.03388% | 0 | 2.1407 | Residential_2037_SC B_GWh_Before Competition Groups_Beverage Vending Machine Controls
Residential | Res ¦ Wall Insulation | 2037 | SC B | GWh | Before Competition Groups | 0.80283 | 0 | 0 | 6318.3511 | 0.00012706 | 52 | Residential_2037_SC B_GWh_Before Competition Groups_52 | Wall Insulation | 0.01271% | 0 | 0.80283 | Residential_2037_SC B_GWh_Before Competition Groups_Wall Insulation
Residential | Res ¦ Chilled Water Optimization | 2037 | SC B | GWh | Before Competition Groups | 0.37127 | 0 | 0 | 6318.3511 | 5.876e-05 | 53 | Residential_2037_SC B_GWh_Before Competition Groups_53 | Chilled Water Optimization | 0.005876% | 0 | 0.37127 | Residential_2037_SC B_GWh_Before Competition Groups_Chilled Water Optimization
Residential | Res ¦ LED High Bay Fixture | 2037 | SC B | GWh | Before Competition Groups | 0.21021 | 0 | 0 | 6318.3511 | 3.327e-05 | 54 | Residential_2037_SC B_GWh_Before Competition Groups_54 | LED High Bay Fixture | 0.003327% | 0 | 0.21021 | Residential_2037_SC B_GWh_Before Competition Groups_LED High Bay Fixture
Residential | Res ¦ Wall Insulation MF | 2037 | SC B | GWh | Before Competition Groups | 0.020301 | 0 | 0 | 6318.3511 | 3.213e-06 | 55 | Residential_2037_SC B_GWh_Before Competition Groups_55 | Wall Insulation MF | 0.0003213% | 0 | 0.020301 | Residential_2037_SC B_GWh_Before Competition Groups_Wall Insulation MF
Residential | Res ¦ Smart Power Bar | 2037 | SC B | GWh | Before Competition Groups | 0 | 0 | 0 | 6318.3511 | 0 | 56 | Residential_2037_SC B_GWh_Before Competition Groups_56 | Smart Power Bar | 0% | 0 | 0 | Residential_2037_SC B_GWh_Before Competition Groups_Smart Power Bar
Residential | Res ¦ Energy Star Clothes Washer | 2037 | SC C | GWh | Before Competition Groups | 628.7494 | 0 | 0 | 5293.9997 | 0.11877 | 1 | Residential_2037_SC C_GWh_Before Competition Groups_1 | Energy Star Clothes Washer | 11.88% | 0 | 628.7494 | Residential_2037_SC C_GWh_Before Competition Groups_Energy Star Clothes Washer
Residential | Res ¦ Energy Star LED Specialty Bulbs | 2037 | SC C | GWh | Before Competition Groups | 617.5134 | 0 | 0 | 5293.9997 | 0.11664 | 2 | Residential_2037_SC C_GWh_Before Competition Groups_2 | Energy Star LED Specialty Bulbs | 11.66% | 0 | 617.5134 | Residential_2037_SC C_GWh_Before Competition Groups_Energy Star LED Specialty Bulbs
Residential | Res ¦ Ductless Mini-Split Heat Pump | 2037 | SC C | GWh | Before Competition Groups | 448.1602 | 0 | 0 | 5293.9997 | 0.084654 | 3 | Residential_2037_SC C_GWh_Before Competition Groups_3 | Ductless Mini-Split Heat Pump | 8.465% | 0 | 448.1602 | Residential_2037_SC C_GWh_Before Competition Groups_Ductless Mini-Split Heat Pump
Residential | Res ¦ Energy Star A Line, PAR, MR Lamps | 2037 | SC C | GWh | Before Competition Groups | 310.9452 | 0 | 0 | 5293.9997 | 0.058735 | 4 | Residential_2037_SC C_GWh_Before Competition Groups_4 | Energy Star A Line, PAR, MR Lamps | 5.874% | 0 | 310.9452 | Residential_2037_SC C_GWh_Before Competition Groups_Energy Star A Line, PAR, MR Lamps
Residential | Res ¦ Variable Speed Pool Pump Motor | 2037 | SC C | GWh | Before Competition Groups | 298.0506 | 0 | 0 | 5293.9997 | 0.0563 | 5 | Residential_2037_SC C_GWh_Before Competition Groups_5 | Variable Speed Pool Pump Motor | 5.63% | 0 | 298.0506 | Residential_2037_SC C_GWh_Before Competition Groups_Variable Speed Pool Pump Motor
Residential | Res ¦ Car Block Heater Timer | 2037 | SC C | GWh | Before Competition Groups | 295.5201 | 0 | 0 | 5293.9997 | 0.055822 | 6 | Residential_2037_SC C_GWh_Before Competition Groups_6 | Car Block Heater Timer | 5.582% | 0 | 295.5201 | Residential_2037_SC C_GWh_Before Competition Groups_Car Block Heater Timer
Residential | Res ¦ Adaptive Thermostat | 2037 | SC C | GWh | Before Competition Groups | 260.0531 | 0 | 0 | 5293.9997 | 0.049122 | 7 | Residential_2037_SC C_GWh_Before Competition Groups_7 | Adaptive Thermostat | 4.912% | 0 | 260.0531 | Residential_2037_SC C_GWh_Before Competition Groups_Adaptive Thermostat
Residential | Res ¦ Energy Star LED Bulbs General Purpose LEDs | 2037 | SC C | GWh | Before Competition Groups | 256.1966 | 0 | 0 | 5293.9997 | 0.048394 | 8 | Residential_2037_SC C_GWh_Before Competition Groups_8 | Energy Star LED Bulbs General Purpose LEDs | 4.839% | 0 | 256.1966 | Residential_2037_SC C_GWh_Before Competition Groups_Energy Star LED Bulbs General Purpose LEDs
Residential | Res ¦ Building Recommissioning, Operations and Maintenance (O&M) Improvements | 2037 | SC C | GWh | Before Competition Groups | 230.9839 | 0 | 0 | 5293.9997 | 0.043631 | 9 | Residential_2037_SC C_GWh_Before Competition Groups_9 | Building Recommissioning, Operations and Maintenance (O&M) Improvements | 4.363% | 0 | 230.9839 | Residential_2037_SC C_GWh_Before Competition Groups_Building Recommissioning, Operations and Maintenance (O&M) Improvements
Residential | Res ¦ Air Sealing | 2037 | SC C | GWh | Before Competition Groups | 199.4175 | 0 | 0 | 5293.9997 | 0.037669 | 10 | Residential_2037_SC C_GWh_Before Competition Groups_10 | Air Sealing | 3.767% | 0 | 199.4175 | Residential_2037_SC C_GWh_Before Competition Groups_Air Sealing
Residential | Res ¦ Energy Star Torchiere | 2037 | SC C | GWh | Before Competition Groups | 186.5442 | 0 | 0 | 5293.9997 | 0.035237 | 11 | Residential_2037_SC C_GWh_Before Competition Groups_11 | Energy Star Torchiere | 3.524% | 0 | 186.5442 | Residential_2037_SC C_GWh_Before Competition Groups_Energy Star Torchiere
Residential | Res ¦ Energy Star Air Source Heat Pump | 2037 | SC C | GWh | Before Competition Groups | 130.5702 | 0 | 0 | 5293.9997 | 0.024664 | 12 | Residential_2037_SC C_GWh_Before Competition Groups_12 | Energy Star Air Source Heat Pump | 2.466% | 0 | 130.5702 | Residential_2037_SC C_GWh_Before Competition Groups_Energy Star Air Source Heat Pump
Residential | Res ¦ Energy Star Clothes Dryer | 2037 | SC C | GWh | Before Competition Groups | 129.465 | 0 | 0 | 5293.9997 | 0.024455 | 13 | Residential_2037_SC C_GWh_Before Competition Groups_13 | Energy Star Clothes Dryer | 2.446% | 0 | 129.465 | Residential_2037_SC C_GWh_Before Competition Groups_Energy Star Clothes Dryer
Residential | Res ¦ Smart Burners | 2037 | SC C | GWh | Before Competition Groups | 127.7174 | 0 | 0 | 5293.9997 | 0.024125 | 14 | Residential_2037_SC C_GWh_Before Competition Groups_14 | Smart Burners | 2.412% | 0 | 127.7174 | Residential_2037_SC C_GWh_Before Competition Groups_Smart Burners
Residential | Res ¦ Comprehensive Draft Proofing | 2037 | SC C | GWh | Before Competition Groups | 117.4812 | 0 | 0 | 5293.9997 | 0.022191 | 15 | Residential_2037_SC C_GWh_Before Competition Groups_15 | Comprehensive Draft Proofing | 2.219% | 0 | 117.4812 | Residential_2037_SC C_GWh_Before Competition Groups_Comprehensive Draft Proofing
Residential | Res ¦ Basement Wall Insulation | 2037 | SC C | GWh | Before Competition Groups | 115.2652 | 0 | 0 | 5293.9997 | 0.021773 | 16 | Residential_2037_SC C_GWh_Before Competition Groups_16 | Basement Wall Insulation | 2.177% | 0 | 115.2652 | Residential_2037_SC C_GWh_Before Competition Groups_Basement Wall Insulation
Residential | Res ¦ Attic Insulation | 2037 | SC C | GWh | Before Competition Groups | 86.739 | 0 | 0 | 5293.9997 | 0.016384 | 17 | Residential_2037_SC C_GWh_Before Competition Groups_17 | Attic Insulation | 1.638% | 0 | 86.739 | Residential_2037_SC C_GWh_Before Competition Groups_Attic Insulation
Residential | Res ¦ LED Parking Lot Fixture | 2037 | SC C | GWh | Before Competition Groups | 85.9783 | 0 | 0 | 5293.9997 | 0.016241 | 18 | Residential_2037_SC C_GWh_Before Competition Groups_18 | LED Parking Lot Fixture | 1.624% | 0 | 85.9783 | Residential_2037_SC C_GWh_Before Competition Groups_LED Parking Lot Fixture
Residential | Res ¦ Energy Star Light Fixture | 2037 | SC C | GWh | Before Competition Groups | 82.9308 | 0 | 0 | 5293.9997 | 0.015665 | 19 | Residential_2037_SC C_GWh_Before Competition Groups_19 | Energy Star Light Fixture | 1.567% | 0 | 82.9308 | Residential_2037_SC C_GWh_Before Competition Groups_Energy Star Light Fixture
Residential | Res ¦ Occupancy Sensors MF | 2037 | SC C | GWh | Before Competition Groups | 62.7257 | 0 | 0 | 5293.9997 | 0.011848 | 20 | Residential_2037_SC C_GWh_Before Competition Groups_20 | Occupancy Sensors MF | 1.185% | 0 | 62.7257 | Residential_2037_SC C_GWh_Before Competition Groups_Occupancy Sensors MF
Residential | Res ¦ Refrigerator Recycling | 2037 | SC C | GWh | Before Competition Groups | 60.5487 | 0 | 0 | 5293.9997 | 0.011437 | 21 | Residential_2037_SC C_GWh_Before Competition Groups_21 | Refrigerator Recycling | 1.144% | 0 | 60.5487 | Residential_2037_SC C_GWh_Before Competition Groups_Refrigerator Recycling
Residential | Res ¦ Energy Star Room Air Conditioner | 2037 | SC C | GWh | Before Competition Groups | 59.0004 | 0 | 0 | 5293.9997 | 0.011145 | 22 | Residential_2037_SC C_GWh_Before Competition Groups_22 | Energy Star Room Air Conditioner | 1.114% | 0 | 59.0004 | Residential_2037_SC C_GWh_Before Competition Groups_Energy Star Room Air Conditioner
Residential | Res ¦ Energy Star Freezer | 2037 | SC C | GWh | Before Competition Groups | 58.1496 | 0 | 0 | 5293.9997 | 0.010984 | 23 | Residential_2037_SC C_GWh_Before Competition Groups_23 | Energy Star Freezer | 1.098% | 0 | 58.1496 | Residential_2037_SC C_GWh_Before Competition Groups_Energy Star Freezer
Residential | Res ¦ Home Energy Reports | 2037 | SC C | GWh | Before Competition Groups | 41.6394 | 0 | 0 | 5293.9997 | 0.0078654 | 24 | Residential_2037_SC C_GWh_Before Competition Groups_24 | Home Energy Reports | 0.7865% | 0 | 41.6394 | Residential_2037_SC C_GWh_Before Competition Groups_Home Energy Reports
Residential | Res ¦ LED Exterior Area Lights - LED Fixture (200W) | 2037 | SC C | GWh | Before Competition Groups | 41.2731 | 0 | 0 | 5293.9997 | 0.0077962 | 25 | Residential_2037_SC C_GWh_Before Competition Groups_25 | LED Exterior Area Lights - LED Fixture (200W) | 0.7796% | 0 | 41.2731 | Residential_2037_SC C_GWh_Before Competition Groups_LED Exterior Area Lights - LED Fixture (200W)
Residential | Res ¦ Advanced BAS/Controllers | 2037 | SC C | GWh | Before Competition Groups | 33.8072 | 0 | 0 | 5293.9997 | 0.006386 | 26 | Residential_2037_SC C_GWh_Before Competition Groups_26 | Advanced BAS/Controllers | 0.6386% | 0 | 33.8072 | Residential_2037_SC C_GWh_Before Competition Groups_Advanced BAS/Controllers
Residential | Res ¦ Outside Air Economizer | 2037 | SC C | GWh | Before Competition Groups | 29.4543 | 0 | 0 | 5293.9997 | 0.0055637 | 27 | Residential_2037_SC C_GWh_Before Competition Groups_27 | Outside Air Economizer | 0.5564% | 0 | 29.4543 | Residential_2037_SC C_GWh_Before Competition Groups_Outside Air Economizer
Residential | Res ¦ LED Tube Re-Lamp | 2037 | SC C | GWh | Before Competition Groups | 29.386 | 0 | 0 | 5293.9997 | 0.0055508 | 28 | Residential_2037_SC C_GWh_Before Competition Groups_28 | LED Tube Re-Lamp | 0.5551% | 0 | 29.386 | Residential_2037_SC C_GWh_Before Competition Groups_LED Tube Re-Lamp
Residential | Res ¦ Furnace Whistle | 2037 | SC C | GWh | Before Competition Groups | 29.1113 | 0 | 0 | 5293.9997 | 0.0054989 | 29 | Residential_2037_SC C_GWh_Before Competition Groups_29 | Furnace Whistle | 0.5499% | 0 | 29.1113 | Residential_2037_SC C_GWh_Before Competition Groups_Furnace Whistle
Residential | Res ¦ Minimize Hot and Warm Clothes Wash | 2037 | SC C | GWh | Before Competition Groups | 23.6065 | 0 | 0 | 5293.9997 | 0.0044591 | 30 | Residential_2037_SC C_GWh_Before Competition Groups_30 | Minimize Hot and Warm Clothes Wash | 0.4459% | 0 | 23.6065 | Residential_2037_SC C_GWh_Before Competition Groups_Minimize Hot and Warm Clothes Wash
Residential | Res ¦ LED Downlight | 2037 | SC C | GWh | Before Competition Groups | 18.8966 | 0 | 0 | 5293.9997 | 0.0035694 | 31 | Residential_2037_SC C_GWh_Before Competition Groups_31 | LED Downlight | 0.3569% | 0 | 18.8966 | Residential_2037_SC C_GWh_Before Competition Groups_LED Downlight
Residential | Res ¦ Energy Star Dehumidifier | 2037 | SC C | GWh | Before Competition Groups | 18.3445 | 0 | 0 | 5293.9997 | 0.0034652 | 32 | Residential_2037_SC C_GWh_Before Competition Groups_32 | Energy Star Dehumidifier | 0.3465% | 0 | 18.3445 | Residential_2037_SC C_GWh_Before Competition Groups_Energy Star Dehumidifier
Residential | Res ¦ Floor Insulation | 2037 | SC C | GWh | Before Competition Groups | 18.161 | 0 | 0 | 5293.9997 | 0.0034305 | 33 | Residential_2037_SC C_GWh_Before Competition Groups_33 | Floor Insulation | 0.343% | 0 | 18.161 | Residential_2037_SC C_GWh_Before Competition Groups_Floor Insulation
Residential | Res ¦ High Efficiency Chiller (avg of water and air cooled) | 2037 | SC C | GWh | Before Competition Groups | 17.6491 | 0 | 0 | 5293.9997 | 0.0033338 | 34 | Residential_2037_SC C_GWh_Before Competition Groups_34 | High Efficiency Chiller (avg of water and air cooled) | 0.3334% | 0 | 17.6491 | Residential_2037_SC C_GWh_Before Competition Groups_High Efficiency Chiller (avg of water and air cooled)
Residential | Res ¦ ENERGY STAR LED LAMPS (REFLECTOR LAMPs/MR16/PAR 16) | 2037 | SC C | GWh | Before Competition Groups | 16.7957 | 0 | 0 | 5293.9997 | 0.0031726 | 35 | Residential_2037_SC C_GWh_Before Competition Groups_35 | ENERGY STAR LED LAMPS (REFLECTOR LAMPs/MR16/PAR 16) | 0.3173% | 0 | 16.7957 | Residential_2037_SC C_GWh_Before Competition Groups_ENERGY STAR LED LAMPS (REFLECTOR LAMPs/MR16/PAR 16)
Residential | Res ¦ Tankless Water Heater | 2037 | SC C | GWh | Before Competition Groups | 16.1019 | 0 | 0 | 5293.9997 | 0.0030415 | 36 | Residential_2037_SC C_GWh_Before Competition Groups_36 | Tankless Water Heater | 0.3042% | 0 | 16.1019 | Residential_2037_SC C_GWh_Before Competition Groups_Tankless Water Heater
Residential | Res ¦ Demand Control Ventilation | 2037 | SC C | GWh | Before Competition Groups | 15.5919 | 0 | 0 | 5293.9997 | 0.0029452 | 37 | Residential_2037_SC C_GWh_Before Competition Groups_37 | Demand Control Ventilation | 0.2945% | 0 | 15.5919 | Residential_2037_SC C_GWh_Before Competition Groups_Demand Control Ventilation
Residential | Res ¦ CO Sensors for parking garage exhaust fans | 2037 | SC C | GWh | Before Competition Groups | 14.416 | 0 | 0 | 5293.9997 | 0.0027231 | 38 | Residential_2037_SC C_GWh_Before Competition Groups_38 | CO Sensors for parking garage exhaust fans | 0.2723% | 0 | 14.416 | Residential_2037_SC C_GWh_Before Competition Groups_CO Sensors for parking garage exhaust fans
Residential | Res ¦ Condensing Make Up Air Unit | 2037 | SC C | GWh | Before Competition Groups | 12.4242 | 0 | 0 | 5293.9997 | 0.0023469 | 39 | Residential_2037_SC C_GWh_Before Competition Groups_39 | Condensing Make Up Air Unit | 0.2347% | 0 | 12.4242 | Residential_2037_SC C_GWh_Before Competition Groups_Condensing Make Up Air Unit
Residential | Res ¦ Variable Frequency Drive (VFD) | 2037 | SC C | GWh | Before Competition Groups | 12.349 | 0 | 0 | 5293.9997 | 0.0023326 | 40 | Residential_2037_SC C_GWh_Before Competition Groups_40 | Variable Frequency Drive (VFD) | 0.2333% | 0 | 12.349 | Residential_2037_SC C_GWh_Before Competition Groups_Variable Frequency Drive (VFD)
Residential | Res ¦ Water Heater Temperature Setback | 2037 | SC C | GWh | Before Competition Groups | 9.2279 | 0 | 0 | 5293.9997 | 0.0017431 | 41 | Residential_2037_SC C_GWh_Before Competition Groups_41 | Water Heater Temperature Setback | 0.1743% | 0 | 9.2279 | Residential_2037_SC C_GWh_Before Competition Groups_Water Heater Temperature Setback
Residential | Res ¦ Duct Insulation MF | 2037 | SC C | GWh | Before Competition Groups | 8.5166 | 0 | 0 | 5293.9997 | 0.0016087 | 42 | Residential_2037_SC C_GWh_Before Competition Groups_42 | Duct Insulation MF | 0.1609% | 0 | 8.5166 | Residential_2037_SC C_GWh_Before Competition Groups_Duct Insulation MF
Residential | Res ¦ Heavy Duty Outdoor/Holiday Plug-in Timers | 2037 | SC C | GWh | Before Competition Groups | 8.3573 | 0 | 0 | 5293.9997 | 0.0015786 | 43 | Residential_2037_SC C_GWh_Before Competition Groups_43 | Heavy Duty Outdoor/Holiday Plug-in Timers | 0.1579% | 0 | 8.3573 | Residential_2037_SC C_GWh_Before Competition Groups_Heavy Duty Outdoor/Holiday Plug-in Timers
Residential | Res ¦ Heat Recovery Ventilator | 2037 | SC C | GWh | Before Competition Groups | 7.607 | 0 | 0 | 5293.9997 | 0.0014369 | 44 | Residential_2037_SC C_GWh_Before Competition Groups_44 | Heat Recovery Ventilator | 0.1437% | 0 | 7.607 | Residential_2037_SC C_GWh_Before Competition Groups_Heat Recovery Ventilator
Residential | Res ¦ Duct Insulation | 2037 | SC C | GWh | Before Competition Groups | 6.3513 | 0 | 0 | 5293.9997 | 0.0011997 | 45 | Residential_2037_SC C_GWh_Before Competition Groups_45 | Duct Insulation | 0.12% | 0 | 6.3513 | Residential_2037_SC C_GWh_Before Competition Groups_Duct Insulation
Residential | Res ¦ Clothes Drying Racks | 2037 | SC C | GWh | Before Competition Groups | 3.8912 | 0 | 0 | 5293.9997 | 0.00073503 | 46 | Residential_2037_SC C_GWh_Before Competition Groups_46 | Clothes Drying Racks | 0.0735% | 0 | 3.8912 | Residential_2037_SC C_GWh_Before Competition Groups_Clothes Drying Racks
Residential | Res ¦ VFD on Pumps | 2037 | SC C | GWh | Before Competition Groups | 3.7975 | 0 | 0 | 5293.9997 | 0.00071731 | 47 | Residential_2037_SC C_GWh_Before Competition Groups_47 | VFD on Pumps | 0.07173% | 0 | 3.7975 | Residential_2037_SC C_GWh_Before Competition Groups_VFD on Pumps
Residential | Res ¦ ENERGY STAR LED Lamps (General Service Lamps) | 2037 | SC C | GWh | Before Competition Groups | 3.6983 | 0 | 0 | 5293.9997 | 0.00069858 | 48 | Residential_2037_SC C_GWh_Before Competition Groups_48 | ENERGY STAR LED Lamps (General Service Lamps) | 0.06986% | 0 | 3.6983 | Residential_2037_SC C_GWh_Before Competition Groups_ENERGY STAR LED Lamps (General Service Lamps)
Residential | Res ¦ ECM MOTORS FOR HVAC APPLICATION (FAN-POWERED VAV BOX) | 2037 | SC C | GWh | Before Competition Groups | 2.2255 | 0 | 0 | 5293.9997 | 0.00042038 | 49 | Residential_2037_SC C_GWh_Before Competition Groups_49 | ECM MOTORS FOR HVAC APPLICATION (FAN-POWERED VAV BOX) | 0.04204% | 0 | 2.2255 | Residential_2037_SC C_GWh_Before Competition Groups_ECM MOTORS FOR HVAC APPLICATION (FAN-POWERED VAV BOX)
Residential | Res ¦ Beverage Vending Machine Controls | 2037 | SC C | GWh | Before Competition Groups | 1.588 | 0 | 0 | 5293.9997 | 0.00029996 | 50 | Residential_2037_SC C_GWh_Before Competition Groups_50 | Beverage Vending Machine Controls | 0.03% | 0 | 1.588 | Residential_2037_SC C_GWh_Before Competition Groups_Beverage Vending Machine Controls
Residential | Res ¦ Wall Insulation | 2037 | SC C | GWh | Before Competition Groups | 0.48529 | 0 | 0 | 5293.9997 | 9.1667e-05 | 51 | Residential_2037_SC C_GWh_Before Competition Groups_51 | Wall Insulation | 0.009167% | 0 | 0.48529 | Residential_2037_SC C_GWh_Before Competition Groups_Wall Insulation
Residential | Res ¦ Chilled Water Optimization | 2037 | SC C | GWh | Before Competition Groups | 0.30593 | 0 | 0 | 5293.9997 | 5.7788e-05 | 52 | Residential_2037_SC C_GWh_Before Competition Groups_52 | Chilled Water Optimization | 0.005779% | 0 | 0.30593 | Residential_2037_SC C_GWh_Before Competition Groups_Chilled Water Optimization
Residential | Res ¦ LED High Bay Fixture | 2037 | SC C | GWh | Before Competition Groups | 0.21021 | 0 | 0 | 5293.9997 | 3.9707e-05 | 53 | Residential_2037_SC C_GWh_Before Competition Groups_53 | LED High Bay Fixture | 0.003971% | 0 | 0.21021 | Residential_2037_SC C_GWh_Before Competition Groups_LED High Bay Fixture
Residential | Res ¦ Wall Insulation MF | 2037 | SC C | GWh | Before Competition Groups | 0.020302 | 0 | 0 | 5293.9997 | 3.835e-06 | 54 | Residential_2037_SC C_GWh_Before Competition Groups_54 | Wall Insulation MF | 0.0003835% | 0 | 0.020302 | Residential_2037_SC C_GWh_Before Competition Groups_Wall Insulation MF
Residential | Res ¦ Freezer Recycling | 2037 | SC C | GWh | Before Competition Groups | 0.0038916 | 0 | 0 | 5293.9997 | 7.3509e-07 | 55 | Residential_2037_SC C_GWh_Before Competition Groups_55 | Freezer Recycling | 7.351e-05% | 0 | 0.0038916 | Residential_2037_SC C_GWh_Before Competition Groups_Freezer Recycling
Residential | Res ¦ Smart Power Bar | 2037 | SC C | GWh | Before Competition Groups | 0 | 0 | 0 | 5293.9997 | 0 | 56 | Residential_2037_SC C_GWh_Before Competition Groups_56 | Smart Power Bar | 0% | 0 | 0 | Residential_2037_SC C_GWh_Before Competition Groups_Smart Power Bar
Residential | Res ¦ Energy Star LED Bulbs General Purpose LEDs | 2037 | SC D | GWh | Before Competition Groups | 453.9121 | 0 | 0 | 4082.0893 | 0.1112 | 1 | Residential_2037_SC D_GWh_Before Competition Groups_1 | Energy Star LED Bulbs General Purpose LEDs | 11.12% | 0 | 453.9121 | Residential_2037_SC D_GWh_Before Competition Groups_Energy Star LED Bulbs General Purpose LEDs
Residential | Res ¦ Ductless Mini-Split Heat Pump | 2037 | SC D | GWh | Before Competition Groups | 448.1868 | 0 | 0 | 4082.0893 | 0.10979 | 2 | Residential_2037_SC D_GWh_Before Competition Groups_2 | Ductless Mini-Split Heat Pump | 10.98% | 0 | 448.1868 | Residential_2037_SC D_GWh_Before Competition Groups_Ductless Mini-Split Heat Pump
Residential | Res ¦ Energy Star LED Specialty Bulbs | 2037 | SC D | GWh | Before Competition Groups | 433.5003 | 0 | 0 | 4082.0893 | 0.1062 | 3 | Residential_2037_SC D_GWh_Before Competition Groups_3 | Energy Star LED Specialty Bulbs | 10.62% | 0 | 433.5003 | Residential_2037_SC D_GWh_Before Competition Groups_Energy Star LED Specialty Bulbs
Residential | Res ¦ Energy Star Clothes Washer | 2037 | SC D | GWh | Before Competition Groups | 420.4925 | 0 | 0 | 4082.0893 | 0.10301 | 4 | Residential_2037_SC D_GWh_Before Competition Groups_4 | Energy Star Clothes Washer | 10.3% | 0 | 420.4925 | Residential_2037_SC D_GWh_Before Competition Groups_Energy Star Clothes Washer
Residential | Res ¦ Energy Star A Line, PAR, MR Lamps | 2037 | SC D | GWh | Before Competition Groups | 311.4088 | 0 | 0 | 4082.0893 | 0.076287 | 5 | Residential_2037_SC D_GWh_Before Competition Groups_5 | Energy Star A Line, PAR, MR Lamps | 7.629% | 0 | 311.4088 | Residential_2037_SC D_GWh_Before Competition Groups_Energy Star A Line, PAR, MR Lamps
Residential | Res ¦ Building Recommissioning, Operations and Maintenance (O&M) Improvements | 2037 | SC D | GWh | Before Competition Groups | 230.9839 | 0 | 0 | 4082.0893 | 0.056585 | 6 | Residential_2037_SC D_GWh_Before Competition Groups_6 | Building Recommissioning, Operations and Maintenance (O&M) Improvements | 5.658% | 0 | 230.9839 | Residential_2037_SC D_GWh_Before Competition Groups_Building Recommissioning, Operations and Maintenance (O&M) Improvements
Residential | Res ¦ Variable Speed Pool Pump Motor | 2037 | SC D | GWh | Before Competition Groups | 212.2933 | 0 | 0 | 4082.0893 | 0.052006 | 7 | Residential_2037_SC D_GWh_Before Competition Groups_7 | Variable Speed Pool Pump Motor | 5.201% | 0 | 212.2933 | Residential_2037_SC D_GWh_Before Competition Groups_Variable Speed Pool Pump Motor
Residential | Res ¦ Energy Star Torchiere | 2037 | SC D | GWh | Before Competition Groups | 164.0648 | 0 | 0 | 4082.0893 | 0.040191 | 8 | Residential_2037_SC D_GWh_Before Competition Groups_8 | Energy Star Torchiere | 4.019% | 0 | 164.0648 | Residential_2037_SC D_GWh_Before Competition Groups_Energy Star Torchiere
Residential | Res ¦ Adaptive Thermostat | 2037 | SC D | GWh | Before Competition Groups | 150.6906 | 0 | 0 | 4082.0893 | 0.036915 | 9 | Residential_2037_SC D_GWh_Before Competition Groups_9 | Adaptive Thermostat | 3.692% | 0 | 150.6906 | Residential_2037_SC D_GWh_Before Competition Groups_Adaptive Thermostat
Residential | Res ¦ Energy Star Air Source Heat Pump | 2037 | SC D | GWh | Before Competition Groups | 130.5702 | 0 | 0 | 4082.0893 | 0.031986 | 10 | Residential_2037_SC D_GWh_Before Competition Groups_10 | Energy Star Air Source Heat Pump | 3.199% | 0 | 130.5702 | Residential_2037_SC D_GWh_Before Competition Groups_Energy Star Air Source Heat Pump
Residential | Res ¦ Basement Wall Insulation | 2037 | SC D | GWh | Before Competition Groups | 110.5983 | 0 | 0 | 4082.0893 | 0.027094 | 11 | Residential_2037_SC D_GWh_Before Competition Groups_11 | Basement Wall Insulation | 2.709% | 0 | 110.5983 | Residential_2037_SC D_GWh_Before Competition Groups_Basement Wall Insulation
Residential | Res ¦ Comprehensive Draft Proofing | 2037 | SC D | GWh | Before Competition Groups | 109.4194 | 0 | 0 | 4082.0893 | 0.026805 | 12 | Residential_2037_SC D_GWh_Before Competition Groups_12 | Comprehensive Draft Proofing | 2.68% | 0 | 109.4194 | Residential_2037_SC D_GWh_Before Competition Groups_Comprehensive Draft Proofing
Residential | Res ¦ LED Parking Lot Fixture | 2037 | SC D | GWh | Before Competition Groups | 85.9783 | 0 | 0 | 4082.0893 | 0.021062 | 13 | Residential_2037_SC D_GWh_Before Competition Groups_13 | LED Parking Lot Fixture | 2.106% | 0 | 85.9783 | Residential_2037_SC D_GWh_Before Competition Groups_LED Parking Lot Fixture
Residential | Res ¦ Air Sealing | 2037 | SC D | GWh | Before Competition Groups | 71.4786 | 0 | 0 | 4082.0893 | 0.01751 | 14 | Residential_2037_SC D_GWh_Before Competition Groups_14 | Air Sealing | 1.751% | 0 | 71.4786 | Residential_2037_SC D_GWh_Before Competition Groups_Air Sealing
Residential | Res ¦ Energy Star Clothes Dryer | 2037 | SC D | GWh | Before Competition Groups | 69.121 | 0 | 0 | 4082.0893 | 0.016933 | 15 | Residential_2037_SC D_GWh_Before Competition Groups_15 | Energy Star Clothes Dryer | 1.693% | 0 | 69.121 | Residential_2037_SC D_GWh_Before Competition Groups_Energy Star Clothes Dryer
Residential | Res ¦ Occupancy Sensors MF | 2037 | SC D | GWh | Before Competition Groups | 62.7257 | 0 | 0 | 4082.0893 | 0.015366 | 16 | Residential_2037_SC D_GWh_Before Competition Groups_16 | Occupancy Sensors MF | 1.537% | 0 | 62.7257 | Residential_2037_SC D_GWh_Before Competition Groups_Occupancy Sensors MF
Residential | Res ¦ Energy Star Room Air Conditioner | 2037 | SC D | GWh | Before Competition Groups | 58.724 | 0 | 0 | 4082.0893 | 0.014386 | 17 | Residential_2037_SC D_GWh_Before Competition Groups_17 | Energy Star Room Air Conditioner | 1.439% | 0 | 58.724 | Residential_2037_SC D_GWh_Before Competition Groups_Energy Star Room Air Conditioner
Residential | Res ¦ Energy Star Light Fixture | 2037 | SC D | GWh | Before Competition Groups | 50.1144 | 0 | 0 | 4082.0893 | 0.012277 | 18 | Residential_2037_SC D_GWh_Before Competition Groups_18 | Energy Star Light Fixture | 1.228% | 0 | 50.1144 | Residential_2037_SC D_GWh_Before Competition Groups_Energy Star Light Fixture
Residential | Res ¦ Attic Insulation | 2037 | SC D | GWh | Before Competition Groups | 45.2824 | 0 | 0 | 4082.0893 | 0.011093 | 19 | Residential_2037_SC D_GWh_Before Competition Groups_19 | Attic Insulation | 1.109% | 0 | 45.2824 | Residential_2037_SC D_GWh_Before Competition Groups_Attic Insulation
Residential | Res ¦ Smart Burners | 2037 | SC D | GWh | Before Competition Groups | 42.2128 | 0 | 0 | 4082.0893 | 0.010341 | 20 | Residential_2037_SC D_GWh_Before Competition Groups_20 | Smart Burners | 1.034% | 0 | 42.2128 | Residential_2037_SC D_GWh_Before Competition Groups_Smart Burners
Residential | Res ¦ Home Energy Reports | 2037 | SC D | GWh | Before Competition Groups | 41.6394 | 0 | 0 | 4082.0893 | 0.010201 | 21 | Residential_2037_SC D_GWh_Before Competition Groups_21 | Home Energy Reports | 1.02% | 0 | 41.6394 | Residential_2037_SC D_GWh_Before Competition Groups_Home Energy Reports
Residential | Res ¦ Refrigerator Recycling | 2037 | SC D | GWh | Before Competition Groups | 40.4959 | 0 | 0 | 4082.0893 | 0.0099204 | 22 | Residential_2037_SC D_GWh_Before Competition Groups_22 | Refrigerator Recycling | 0.992% | 0 | 40.4959 | Residential_2037_SC D_GWh_Before Competition Groups_Refrigerator Recycling
Residential | Res ¦ LED Exterior Area Lights - LED Fixture (200W) | 2037 | SC D | GWh | Before Competition Groups | 38.9572 | 0 | 0 | 4082.0893 | 0.0095435 | 23 | Residential_2037_SC D_GWh_Before Competition Groups_23 | LED Exterior Area Lights - LED Fixture (200W) | 0.9543% | 0 | 38.9572 | Residential_2037_SC D_GWh_Before Competition Groups_LED Exterior Area Lights - LED Fixture (200W)
Residential | Res ¦ Advanced BAS/Controllers | 2037 | SC D | GWh | Before Competition Groups | 33.8072 | 0 | 0 | 4082.0893 | 0.0082818 | 24 | Residential_2037_SC D_GWh_Before Competition Groups_24 | Advanced BAS/Controllers | 0.8282% | 0 | 33.8072 | Residential_2037_SC D_GWh_Before Competition Groups_Advanced BAS/Controllers
Residential | Res ¦ Energy Star Freezer | 2037 | SC D | GWh | Before Competition Groups | 31.2081 | 0 | 0 | 4082.0893 | 0.0076451 | 25 | Residential_2037_SC D_GWh_Before Competition Groups_25 | Energy Star Freezer | 0.7645% | 0 | 31.2081 | Residential_2037_SC D_GWh_Before Competition Groups_Energy Star Freezer
Residential | Res ¦ Outside Air Economizer | 2037 | SC D | GWh | Before Competition Groups | 29.4543 | 0 | 0 | 4082.0893 | 0.0072155 | 26 | Residential_2037_SC D_GWh_Before Competition Groups_26 | Outside Air Economizer | 0.7215% | 0 | 29.4543 | Residential_2037_SC D_GWh_Before Competition Groups_Outside Air Economizer
Residential | Res ¦ LED Tube Re-Lamp | 2037 | SC D | GWh | Before Competition Groups | 29.3114 | 0 | 0 | 4082.0893 | 0.0071805 | 27 | Residential_2037_SC D_GWh_Before Competition Groups_27 | LED Tube Re-Lamp | 0.718% | 0 | 29.3114 | Residential_2037_SC D_GWh_Before Competition Groups_LED Tube Re-Lamp
Residential | Res ¦ Furnace Whistle | 2037 | SC D | GWh | Before Competition Groups | 29.1113 | 0 | 0 | 4082.0893 | 0.0071315 | 28 | Residential_2037_SC D_GWh_Before Competition Groups_28 | Furnace Whistle | 0.7131% | 0 | 29.1113 | Residential_2037_SC D_GWh_Before Competition Groups_Furnace Whistle
Residential | Res ¦ Minimize Hot and Warm Clothes Wash | 2037 | SC D | GWh | Before Competition Groups | 23.6065 | 0 | 0 | 4082.0893 | 0.005783 | 29 | Residential_2037_SC D_GWh_Before Competition Groups_29 | Minimize Hot and Warm Clothes Wash | 0.5783% | 0 | 23.6065 | Residential_2037_SC D_GWh_Before Competition Groups_Minimize Hot and Warm Clothes Wash
Residential | Res ¦ High Efficiency Chiller (avg of water and air cooled) | 2037 | SC D | GWh | Before Competition Groups | 17.6491 | 0 | 0 | 4082.0893 | 0.0043235 | 30 | Residential_2037_SC D_GWh_Before Competition Groups_30 | High Efficiency Chiller (avg of water and air cooled) | 0.4324% | 0 | 17.6491 | Residential_2037_SC D_GWh_Before Competition Groups_High Efficiency Chiller (avg of water and air cooled)
Residential | Res ¦ ENERGY STAR LED LAMPS (REFLECTOR LAMPs/MR16/PAR 16) | 2037 | SC D | GWh | Before Competition Groups | 16.7957 | 0 | 0 | 4082.0893 | 0.0041145 | 31 | Residential_2037_SC D_GWh_Before Competition Groups_31 | ENERGY STAR LED LAMPS (REFLECTOR LAMPs/MR16/PAR 16) | 0.4114% | 0 | 16.7957 | Residential_2037_SC D_GWh_Before Competition Groups_ENERGY STAR LED LAMPS (REFLECTOR LAMPs/MR16/PAR 16)
Residential | Res ¦ LED Downlight | 2037 | SC D | GWh | Before Competition Groups | 13.2581 | 0 | 0 | 4082.0893 | 0.0032479 | 32 | Residential_2037_SC D_GWh_Before Competition Groups_32 | LED Downlight | 0.3248% | 0 | 13.2581 | Residential_2037_SC D_GWh_Before Competition Groups_LED Downlight
Residential | Res ¦ Variable Frequency Drive (VFD) | 2037 | SC D | GWh | Before Competition Groups | 9.9406 | 0 | 0 | 4082.0893 | 0.0024352 | 33 | Residential_2037_SC D_GWh_Before Competition Groups_33 | Variable Frequency Drive (VFD) | 0.2435% | 0 | 9.9406 | Residential_2037_SC D_GWh_Before Competition Groups_Variable Frequency Drive (VFD)
Residential | Res ¦ CO Sensors for parking garage exhaust fans | 2037 | SC D | GWh | Before Competition Groups | 9.808 | 0 | 0 | 4082.0893 | 0.0024027 | 34 | Residential_2037_SC D_GWh_Before Competition Groups_34 | CO Sensors for parking garage exhaust fans | 0.2403% | 0 | 9.808 | Residential_2037_SC D_GWh_Before Competition Groups_CO Sensors for parking garage exhaust fans
Residential | Res ¦ Water Heater Temperature Setback | 2037 | SC D | GWh | Before Competition Groups | 8.6222 | 0 | 0 | 4082.0893 | 0.0021122 | 35 | Residential_2037_SC D_GWh_Before Competition Groups_35 | Water Heater Temperature Setback | 0.2112% | 0 | 8.6222 | Residential_2037_SC D_GWh_Before Competition Groups_Water Heater Temperature Setback
Residential | Res ¦ Tankless Water Heater | 2037 | SC D | GWh | Before Competition Groups | 8.2352 | 0 | 0 | 4082.0893 | 0.0020174 | 36 | Residential_2037_SC D_GWh_Before Competition Groups_36 | Tankless Water Heater | 0.2017% | 0 | 8.2352 | Residential_2037_SC D_GWh_Before Competition Groups_Tankless Water Heater
Residential | Res ¦ Demand Control Ventilation | 2037 | SC D | GWh | Before Competition Groups | 6.8321 | 0 | 0 | 4082.0893 | 0.0016737 | 37 | Residential_2037_SC D_GWh_Before Competition Groups_37 | Demand Control Ventilation | 0.1674% | 0 | 6.8321 | Residential_2037_SC D_GWh_Before Competition Groups_Demand Control Ventilation
Residential | Res ¦ Energy Star Dehumidifier | 2037 | SC D | GWh | Before Competition Groups | 5.3751 | 0 | 0 | 4082.0893 | 0.0013167 | 38 | Residential_2037_SC D_GWh_Before Competition Groups_38 | Energy Star Dehumidifier | 0.1317% | 0 | 5.3751 | Residential_2037_SC D_GWh_Before Competition Groups_Energy Star Dehumidifier
Residential | Res ¦ Condensing Make Up Air Unit | 2037 | SC D | GWh | Before Competition Groups | 4.364 | 0 | 0 | 4082.0893 | 0.0010691 | 39 | Residential_2037_SC D_GWh_Before Competition Groups_39 | Condensing Make Up Air Unit | 0.1069% | 0 | 4.364 | Residential_2037_SC D_GWh_Before Competition Groups_Condensing Make Up Air Unit
Residential | Res ¦ Clothes Drying Racks | 2037 | SC D | GWh | Before Competition Groups | 3.8912 | 0 | 0 | 4082.0893 | 0.00095325 | 40 | Residential_2037_SC D_GWh_Before Competition Groups_40 | Clothes Drying Racks | 0.09532% | 0 | 3.8912 | Residential_2037_SC D_GWh_Before Competition Groups_Clothes Drying Racks
Residential | Res ¦ ENERGY STAR LED Lamps (General Service Lamps) | 2037 | SC D | GWh | Before Competition Groups | 3.6983 | 0 | 0 | 4082.0893 | 0.00090598 | 41 | Residential_2037_SC D_GWh_Before Competition Groups_41 | ENERGY STAR LED Lamps (General Service Lamps) | 0.0906% | 0 | 3.6983 | Residential_2037_SC D_GWh_Before Competition Groups_ENERGY STAR LED Lamps (General Service Lamps)
Residential | Res ¦ VFD on Pumps | 2037 | SC D | GWh | Before Competition Groups | 2.8553 | 0 | 0 | 4082.0893 | 0.00069947 | 42 | Residential_2037_SC D_GWh_Before Competition Groups_42 | VFD on Pumps | 0.06995% | 0 | 2.8553 | Residential_2037_SC D_GWh_Before Competition Groups_VFD on Pumps
Residential | Res ¦ Floor Insulation | 2037 | SC D | GWh | Before Competition Groups | 2.7644 | 0 | 0 | 4082.0893 | 0.0006772 | 43 | Residential_2037_SC D_GWh_Before Competition Groups_43 | Floor Insulation | 0.06772% | 0 | 2.7644 | Residential_2037_SC D_GWh_Before Competition Groups_Floor Insulation
Residential | Res ¦ Heat Recovery Ventilator | 2037 | SC D | GWh | Before Competition Groups | 2.6209 | 0 | 0 | 4082.0893 | 0.00064204 | 44 | Residential_2037_SC D_GWh_Before Competition Groups_44 | Heat Recovery Ventilator | 0.0642% | 0 | 2.6209 | Residential_2037_SC D_GWh_Before Competition Groups_Heat Recovery Ventilator
Residential | Res ¦ ECM MOTORS FOR HVAC APPLICATION (FAN-POWERED VAV BOX) | 2037 | SC D | GWh | Before Competition Groups | 1.8105 | 0 | 0 | 4082.0893 | 0.00044351 | 45 | Residential_2037_SC D_GWh_Before Competition Groups_45 | ECM MOTORS FOR HVAC APPLICATION (FAN-POWERED VAV BOX) | 0.04435% | 0 | 1.8105 | Residential_2037_SC D_GWh_Before Competition Groups_ECM MOTORS FOR HVAC APPLICATION (FAN-POWERED VAV BOX)
Residential | Res ¦ Duct Insulation | 2037 | SC D | GWh | Before Competition Groups | 1.5072 | 0 | 0 | 4082.0893 | 0.00036922 | 46 | Residential_2037_SC D_GWh_Before Competition Groups_46 | Duct Insulation | 0.03692% | 0 | 1.5072 | Residential_2037_SC D_GWh_Before Competition Groups_Duct Insulation
Residential | Res ¦ Beverage Vending Machine Controls | 2037 | SC D | GWh | Before Competition Groups | 1.3042 | 0 | 0 | 4082.0893 | 0.00031949 | 47 | Residential_2037_SC D_GWh_Before Competition Groups_47 | Beverage Vending Machine Controls | 0.03195% | 0 | 1.3042 | Residential_2037_SC D_GWh_Before Competition Groups_Beverage Vending Machine Controls
Residential | Res ¦ Duct Insulation MF | 2037 | SC D | GWh | Before Competition Groups | 0.92357 | 0 | 0 | 4082.0893 | 0.00022625 | 48 | Residential_2037_SC D_GWh_Before Competition Groups_48 | Duct Insulation MF | 0.02263% | 0 | 0.92357 | Residential_2037_SC D_GWh_Before Competition Groups_Duct Insulation MF
Residential | Res ¦ Chilled Water Optimization | 2037 | SC D | GWh | Before Competition Groups | 0.30593 | 0 | 0 | 4082.0893 | 7.4945e-05 | 49 | Residential_2037_SC D_GWh_Before Competition Groups_49 | Chilled Water Optimization | 0.007494% | 0 | 0.30593 | Residential_2037_SC D_GWh_Before Competition Groups_Chilled Water Optimization
Residential | Res ¦ LED High Bay Fixture | 2037 | SC D | GWh | Before Competition Groups | 0.10143 | 0 | 0 | 4082.0893 | 2.4848e-05 | 50 | Residential_2037_SC D_GWh_Before Competition Groups_50 | LED High Bay Fixture | 0.002485% | 0 | 0.10143 | Residential_2037_SC D_GWh_Before Competition Groups_LED High Bay Fixture
Residential | Res ¦ Wall Insulation | 2037 | SC D | GWh | Before Competition Groups | 0.060567 | 0 | 0 | 4082.0893 | 1.4837e-05 | 51 | Residential_2037_SC D_GWh_Before Competition Groups_51 | Wall Insulation | 0.001484% | 0 | 0.060567 | Residential_2037_SC D_GWh_Before Competition Groups_Wall Insulation
Residential | Res ¦ Wall Insulation MF | 2037 | SC D | GWh | Before Competition Groups | 0.012412 | 0 | 0 | 4082.0893 | 3.0405e-06 | 52 | Residential_2037_SC D_GWh_Before Competition Groups_52 | Wall Insulation MF | 0.0003041% | 0 | 0.012412 | Residential_2037_SC D_GWh_Before Competition Groups_Wall Insulation MF
Residential | Res ¦ Freezer Recycling | 2037 | SC D | GWh | Before Competition Groups | 0.0038916 | 0 | 0 | 4082.0893 | 9.5333e-07 | 53 | Residential_2037_SC D_GWh_Before Competition Groups_53 | Freezer Recycling | 9.533e-05% | 0 | 0.0038916 | Residential_2037_SC D_GWh_Before Competition Groups_Freezer Recycling
Residential | Res ¦ Smart Power Bar | 2037 | SC D | GWh | Before Competition Groups | 0 | 0 | 0 | 4082.0893 | 0 | 54 | Residential_2037_SC D_GWh_Before Competition Groups_54 | Smart Power Bar | 0% | 0 | 0 | Residential_2037_SC D_GWh_Before Competition Groups_Smart Power Bar
Residential | Res ¦ Energy Star A Line, PAR, MR Lamps | 2037 | Technical | GWh | Before Competition Groups | 2112.8327 | 0 | 0 | 22684.209 | 0.093141 | 1 | Residential_2037_Technical_GWh_Before Competition Groups_1 | Energy Star A Line, PAR, MR Lamps | 9.314% | 0 | 2112.8327 | Residential_2037_Technical_GWh_Before Competition Groups_Energy Star A Line, PAR, MR Lamps
Residential | Res ¦ Energy Star LED Bulbs General Purpose LEDs | 2037 | Technical | GWh | Before Competition Groups | 2081.9742 | 0 | 0 | 22684.209 | 0.091781 | 2 | Residential_2037_Technical_GWh_Before Competition Groups_2 | Energy Star LED Bulbs General Purpose LEDs | 9.178% | 0 | 2081.9742 | Residential_2037_Technical_GWh_Before Competition Groups_Energy Star LED Bulbs General Purpose LEDs
Residential | Res ¦ Energy Star LED Specialty Bulbs | 2037 | Technical | GWh | Before Competition Groups | 1902.5158 | 0 | 0 | 22684.209 | 0.08387 | 3 | Residential_2037_Technical_GWh_Before Competition Groups_3 | Energy Star LED Specialty Bulbs | 8.387% | 0 | 1902.5158 | Residential_2037_Technical_GWh_Before Competition Groups_Energy Star LED Specialty Bulbs
Residential | Res ¦ Networked/ Connected - Indoor LED Lamp | 2037 | Technical | GWh | Before Competition Groups | 1304.4432 | 0 | 0 | 22684.209 | 0.057504 | 4 | Residential_2037_Technical_GWh_Before Competition Groups_4 | Networked/ Connected - Indoor LED Lamp | 5.75% | 0 | 1304.4432 | Residential_2037_Technical_GWh_Before Competition Groups_Networked/ Connected - Indoor LED Lamp
Residential | Res ¦ Smart Power Bar | 2037 | Technical | GWh | Before Competition Groups | 1221.0957 | 0 | 0 | 22684.209 | 0.05383 | 5 | Residential_2037_Technical_GWh_Before Competition Groups_5 | Smart Power Bar | 5.383% | 0 | 1221.0957 | Residential_2037_Technical_GWh_Before Competition Groups_Smart Power Bar
Residential | Res ¦ Energy Star Refrigerator | 2037 | Technical | GWh | Before Competition Groups | 975.7657 | 0 | 0 | 22684.209 | 0.043015 | 6 | Residential_2037_Technical_GWh_Before Competition Groups_6 | Energy Star Refrigerator | 4.302% | 0 | 975.7657 | Residential_2037_Technical_GWh_Before Competition Groups_Energy Star Refrigerator
Residential | Res ¦ Smart Burners | 2037 | Technical | GWh | Before Competition Groups | 882.7837 | 0 | 0 | 22684.209 | 0.038916 | 7 | Residential_2037_Technical_GWh_Before Competition Groups_7 | Smart Burners | 3.892% | 0 | 882.7837 | Residential_2037_Technical_GWh_Before Competition Groups_Smart Burners
Residential | Res ¦ Energy Star Ground Source Heat Pump | 2037 | Technical | GWh | Before Competition Groups | 781.2901 | 0 | 0 | 22684.209 | 0.034442 | 8 | Residential_2037_Technical_GWh_Before Competition Groups_8 | Energy Star Ground Source Heat Pump | 3.444% | 0 | 781.2901 | Residential_2037_Technical_GWh_Before Competition Groups_Energy Star Ground Source Heat Pump
Residential | Res ¦ Energy Star Clothes Washer | 2037 | Technical | GWh | Before Competition Groups | 780.1634 | 0 | 0 | 22684.209 | 0.034392 | 9 | Residential_2037_Technical_GWh_Before Competition Groups_9 | Energy Star Clothes Washer | 3.439% | 0 | 780.1634 | Residential_2037_Technical_GWh_Before Competition Groups_Energy Star Clothes Washer
Residential | Res ¦ Ductless Mini-Split Heat Pump | 2037 | Technical | GWh | Before Competition Groups | 777.7044 | 0 | 0 | 22684.209 | 0.034284 | 10 | Residential_2037_Technical_GWh_Before Competition Groups_10 | Ductless Mini-Split Heat Pump | 3.428% | 0 | 777.7044 | Residential_2037_Technical_GWh_Before Competition Groups_Ductless Mini-Split Heat Pump
Residential | Res ¦ Adaptive Thermostat | 2037 | Technical | GWh | Before Competition Groups | 697.087 | 0 | 0 | 22684.209 | 0.03073 | 11 | Residential_2037_Technical_GWh_Before Competition Groups_11 | Adaptive Thermostat | 3.073% | 0 | 697.087 | Residential_2037_Technical_GWh_Before Competition Groups_Adaptive Thermostat
Residential | Res ¦ Heat Pump Clothes Dryer | 2037 | Technical | GWh | Before Competition Groups | 664.1206 | 0 | 0 | 22684.209 | 0.029277 | 12 | Residential_2037_Technical_GWh_Before Competition Groups_12 | Heat Pump Clothes Dryer | 2.928% | 0 | 664.1206 | Residential_2037_Technical_GWh_Before Competition Groups_Heat Pump Clothes Dryer
Residential | Res ¦ Induction Cooking Stove Top | 2037 | Technical | GWh | Before Competition Groups | 543.7947 | 0 | 0 | 22684.209 | 0.023972 | 13 | Residential_2037_Technical_GWh_Before Competition Groups_13 | Induction Cooking Stove Top | 2.397% | 0 | 543.7947 | Residential_2037_Technical_GWh_Before Competition Groups_Induction Cooking Stove Top
Residential | Res ¦ Energy Star Air Source Heat Pump | 2037 | Technical | GWh | Before Competition Groups | 442.9604 | 0 | 0 | 22684.209 | 0.019527 | 14 | Residential_2037_Technical_GWh_Before Competition Groups_14 | Energy Star Air Source Heat Pump | 1.953% | 0 | 442.9604 | Residential_2037_Technical_GWh_Before Competition Groups_Energy Star Air Source Heat Pump
Residential | Res ¦ Air Sealing | 2037 | Technical | GWh | Before Competition Groups | 439.2268 | 0 | 0 | 22684.209 | 0.019363 | 15 | Residential_2037_Technical_GWh_Before Competition Groups_15 | Air Sealing | 1.936% | 0 | 439.2268 | Residential_2037_Technical_GWh_Before Competition Groups_Air Sealing
Residential | Res ¦ Energy Star Central Air Conditioner | 2037 | Technical | GWh | Before Competition Groups | 434.7861 | 0 | 0 | 22684.209 | 0.019167 | 16 | Residential_2037_Technical_GWh_Before Competition Groups_16 | Energy Star Central Air Conditioner | 1.917% | 0 | 434.7861 | Residential_2037_Technical_GWh_Before Competition Groups_Energy Star Central Air Conditioner
Residential | Res ¦ Energy Star Light Fixture | 2037 | Technical | GWh | Before Competition Groups | 396.3788 | 0 | 0 | 22684.209 | 0.017474 | 17 | Residential_2037_Technical_GWh_Before Competition Groups_17 | Energy Star Light Fixture | 1.747% | 0 | 396.3788 | Residential_2037_Technical_GWh_Before Competition Groups_Energy Star Light Fixture
Residential | Res ¦ Energy Star Clothes Dryer | 2037 | Technical | GWh | Before Competition Groups | 379.3248 | 0 | 0 | 22684.209 | 0.016722 | 18 | Residential_2037_Technical_GWh_Before Competition Groups_18 | Energy Star Clothes Dryer | 1.672% | 0 | 379.3248 | Residential_2037_Technical_GWh_Before Competition Groups_Energy Star Clothes Dryer
Residential | Res ¦ Car Block Heater Timer | 2037 | Technical | GWh | Before Competition Groups | 369.3548 | 0 | 0 | 22684.209 | 0.016282 | 19 | Residential_2037_Technical_GWh_Before Competition Groups_19 | Car Block Heater Timer | 1.628% | 0 | 369.3548 | Residential_2037_Technical_GWh_Before Competition Groups_Car Block Heater Timer
Residential | Res ¦ Ductless Mini-Split Air Conditioner | 2037 | Technical | GWh | Before Competition Groups | 360.0962 | 0 | 0 | 22684.209 | 0.015874 | 20 | Residential_2037_Technical_GWh_Before Competition Groups_20 | Ductless Mini-Split Air Conditioner | 1.587% | 0 | 360.0962 | Residential_2037_Technical_GWh_Before Competition Groups_Ductless Mini-Split Air Conditioner
Residential | Res ¦ Variable Speed Pool Pump Motor | 2037 | Technical | GWh | Before Competition Groups | 322.5564 | 0 | 0 | 22684.209 | 0.014219 | 21 | Residential_2037_Technical_GWh_Before Competition Groups_21 | Variable Speed Pool Pump Motor | 1.422% | 0 | 322.5564 | Residential_2037_Technical_GWh_Before Competition Groups_Variable Speed Pool Pump Motor
Residential | Res ¦ Energy Star Torchiere | 2037 | Technical | GWh | Before Competition Groups | 321.0554 | 0 | 0 | 22684.209 | 0.014153 | 22 | Residential_2037_Technical_GWh_Before Competition Groups_22 | Energy Star Torchiere | 1.415% | 0 | 321.0554 | Residential_2037_Technical_GWh_Before Competition Groups_Energy Star Torchiere
Residential | Res ¦ Passive Attic Ventilation | 2037 | Technical | GWh | Before Competition Groups | 260.0826 | 0 | 0 | 22684.209 | 0.011465 | 23 | Residential_2037_Technical_GWh_Before Competition Groups_23 | Passive Attic Ventilation | 1.147% | 0 | 260.0826 | Residential_2037_Technical_GWh_Before Competition Groups_Passive Attic Ventilation
Residential | Res ¦ Building Recommissioning, Operations and Maintenance (O&M) Improvements | 2037 | Technical | GWh | Before Competition Groups | 249.9754 | 0 | 0 | 22684.209 | 0.01102 | 24 | Residential_2037_Technical_GWh_Before Competition Groups_24 | Building Recommissioning, Operations and Maintenance (O&M) Improvements | 1.102% | 0 | 249.9754 | Residential_2037_Technical_GWh_Before Competition Groups_Building Recommissioning, Operations and Maintenance (O&M) Improvements
Residential | Res ¦ Energy Star Windows | 2037 | Technical | GWh | Before Competition Groups | 238.2249 | 0 | 0 | 22684.209 | 0.010502 | 25 | Residential_2037_Technical_GWh_Before Competition Groups_25 | Energy Star Windows | 1.05% | 0 | 238.2249 | Residential_2037_Technical_GWh_Before Competition Groups_Energy Star Windows
Residential | Res ¦ Basement Wall Insulation | 2037 | Technical | GWh | Before Competition Groups | 230.5666 | 0 | 0 | 22684.209 | 0.010164 | 26 | Residential_2037_Technical_GWh_Before Competition Groups_26 | Basement Wall Insulation | 1.016% | 0 | 230.5666 | Residential_2037_Technical_GWh_Before Competition Groups_Basement Wall Insulation
Residential | Res ¦ Basement or Crawlspace Insulation | 2037 | Technical | GWh | Before Competition Groups | 191.4689 | 0 | 0 | 22684.209 | 0.0084406 | 27 | Residential_2037_Technical_GWh_Before Competition Groups_27 | Basement or Crawlspace Insulation | 0.8441% | 0 | 191.4689 | Residential_2037_Technical_GWh_Before Competition Groups_Basement or Crawlspace Insulation
Residential | Res ¦ Attic Insulation | 2037 | Technical | GWh | Before Competition Groups | 177.8673 | 0 | 0 | 22684.209 | 0.007841 | 28 | Residential_2037_Technical_GWh_Before Competition Groups_28 | Attic Insulation | 0.7841% | 0 | 177.8673 | Residential_2037_Technical_GWh_Before Competition Groups_Attic Insulation
Residential | Res ¦ Lighting Motion Sensors, Timers, Dimmers | 2037 | Technical | GWh | Before Competition Groups | 170.884 | 0 | 0 | 22684.209 | 0.0075332 | 29 | Residential_2037_Technical_GWh_Before Competition Groups_29 | Lighting Motion Sensors, Timers, Dimmers | 0.7533% | 0 | 170.884 | Residential_2037_Technical_GWh_Before Competition Groups_Lighting Motion Sensors, Timers, Dimmers
Residential | Res ¦ Solar Powered Attic Fan | 2037 | Technical | GWh | Before Competition Groups | 144.5544 | 0 | 0 | 22684.209 | 0.0063725 | 30 | Residential_2037_Technical_GWh_Before Competition Groups_30 | Solar Powered Attic Fan | 0.6372% | 0 | 144.5544 | Residential_2037_Technical_GWh_Before Competition Groups_Solar Powered Attic Fan
Residential | Res ¦ Energy Star Room Air Conditioner | 2037 | Technical | GWh | Before Competition Groups | 139.2236 | 0 | 0 | 22684.209 | 0.0061375 | 31 | Residential_2037_Technical_GWh_Before Competition Groups_31 | Energy Star Room Air Conditioner | 0.6137% | 0 | 139.2236 | Residential_2037_Technical_GWh_Before Competition Groups_Energy Star Room Air Conditioner
Residential | Res ¦ Wall Insulation | 2037 | Technical | GWh | Before Competition Groups | 138.9688 | 0 | 0 | 22684.209 | 0.0061262 | 32 | Residential_2037_Technical_GWh_Before Competition Groups_32 | Wall Insulation | 0.6126% | 0 | 138.9688 | Residential_2037_Technical_GWh_Before Competition Groups_Wall Insulation
Residential | Res ¦ Comprehensive Draft Proofing | 2037 | Technical | GWh | Before Competition Groups | 127.1406 | 0 | 0 | 22684.209 | 0.0056048 | 33 | Residential_2037_Technical_GWh_Before Competition Groups_33 | Comprehensive Draft Proofing | 0.5605% | 0 | 127.1406 | Residential_2037_Technical_GWh_Before Competition Groups_Comprehensive Draft Proofing
Residential | Res ¦ Variable Refrigerant Flow Heat Pump | 2037 | Technical | GWh | Before Competition Groups | 117.1106 | 0 | 0 | 22684.209 | 0.0051626 | 34 | Residential_2037_Technical_GWh_Before Competition Groups_34 | Variable Refrigerant Flow Heat Pump | 0.5163% | 0 | 117.1106 | Residential_2037_Technical_GWh_Before Competition Groups_Variable Refrigerant Flow Heat Pump
Residential | Res ¦ Air Source Heat Pump | 2037 | Technical | GWh | Before Competition Groups | 113.2903 | 0 | 0 | 22684.209 | 0.0049942 | 35 | Residential_2037_Technical_GWh_Before Competition Groups_35 | Air Source Heat Pump | 0.4994% | 0 | 113.2903 | Residential_2037_Technical_GWh_Before Competition Groups_Air Source Heat Pump
Residential | Res ¦ Networked/ Connected - Indoor LED Luminaire | 2037 | Technical | GWh | Before Competition Groups | 107.1584 | 0 | 0 | 22684.209 | 0.0047239 | 36 | Residential_2037_Technical_GWh_Before Competition Groups_36 | Networked/ Connected - Indoor LED Luminaire | 0.4724% | 0 | 107.1584 | Residential_2037_Technical_GWh_Before Competition Groups_Networked/ Connected - Indoor LED Luminaire
Residential | Res ¦ Home Energy Reports | 2037 | Technical | GWh | Before Competition Groups | 104.6866 | 0 | 0 | 22684.209 | 0.004615 | 37 | Residential_2037_Technical_GWh_Before Competition Groups_37 | Home Energy Reports | 0.4615% | 0 | 104.6866 | Residential_2037_Technical_GWh_Before Competition Groups_Home Energy Reports
Residential | Res ¦ Energy Star Ceiling Fan/Lighting | 2037 | Technical | GWh | Before Competition Groups | 97.3869 | 0 | 0 | 22684.209 | 0.0042932 | 38 | Residential_2037_Technical_GWh_Before Competition Groups_38 | Energy Star Ceiling Fan/Lighting | 0.4293% | 0 | 97.3869 | Residential_2037_Technical_GWh_Before Competition Groups_Energy Star Ceiling Fan/Lighting
Residential | Res ¦ Furnace with ECM | 2037 | Technical | GWh | Before Competition Groups | 95.7968 | 0 | 0 | 22684.209 | 0.0042231 | 39 | Residential_2037_Technical_GWh_Before Competition Groups_39 | Furnace with ECM | 0.4223% | 0 | 95.7968 | Residential_2037_Technical_GWh_Before Competition Groups_Furnace with ECM
Residential | Res ¦ Radiant Barrier | 2037 | Technical | GWh | Before Competition Groups | 88.9357 | 0 | 0 | 22684.209 | 0.0039206 | 40 | Residential_2037_Technical_GWh_Before Competition Groups_40 | Radiant Barrier | 0.3921% | 0 | 88.9357 | Residential_2037_Technical_GWh_Before Competition Groups_Radiant Barrier
Residential | Res ¦ LED Downlight | 2037 | Technical | GWh | Before Competition Groups | 88.8262 | 0 | 0 | 22684.209 | 0.0039158 | 41 | Residential_2037_Technical_GWh_Before Competition Groups_41 | LED Downlight | 0.3916% | 0 | 88.8262 | Residential_2037_Technical_GWh_Before Competition Groups_LED Downlight
Residential | Res ¦ Energy Star Freezer | 2037 | Technical | GWh | Before Competition Groups | 88.1751 | 0 | 0 | 22684.209 | 0.0038871 | 42 | Residential_2037_Technical_GWh_Before Competition Groups_42 | Energy Star Freezer | 0.3887% | 0 | 88.1751 | Residential_2037_Technical_GWh_Before Competition Groups_Energy Star Freezer
Residential | Res ¦ Heavy Duty Outdoor/Holiday Plug-in Timers | 2037 | Technical | GWh | Before Competition Groups | 83.0656 | 0 | 0 | 22684.209 | 0.0036618 | 43 | Residential_2037_Technical_GWh_Before Competition Groups_43 | Heavy Duty Outdoor/Holiday Plug-in Timers | 0.3662% | 0 | 83.0656 | Residential_2037_Technical_GWh_Before Competition Groups_Heavy Duty Outdoor/Holiday Plug-in Timers
Residential | Res ¦ LED Parking Lot Fixture | 2037 | Technical | GWh | Before Competition Groups | 81.5723 | 0 | 0 | 22684.209 | 0.003596 | 44 | Residential_2037_Technical_GWh_Before Competition Groups_44 | LED Parking Lot Fixture | 0.3596% | 0 | 81.5723 | Residential_2037_Technical_GWh_Before Competition Groups_LED Parking Lot Fixture
Residential | Res ¦ Heat Pump Water Heater | 2037 | Technical | GWh | Before Competition Groups | 72.5955 | 0 | 0 | 22684.209 | 0.0032003 | 45 | Residential_2037_Technical_GWh_Before Competition Groups_45 | Heat Pump Water Heater | 0.32% | 0 | 72.5955 | Residential_2037_Technical_GWh_Before Competition Groups_Heat Pump Water Heater
Residential | Res ¦ Ceiling Insulation | 2037 | Technical | GWh | Before Competition Groups | 69.6613 | 0 | 0 | 22684.209 | 0.0030709 | 46 | Residential_2037_Technical_GWh_Before Competition Groups_46 | Ceiling Insulation | 0.3071% | 0 | 69.6613 | Residential_2037_Technical_GWh_Before Competition Groups_Ceiling Insulation
Residential | Res ¦ Window Film | 2037 | Technical | GWh | Before Competition Groups | 68.2714 | 0 | 0 | 22684.209 | 0.0030096 | 47 | Residential_2037_Technical_GWh_Before Competition Groups_47 | Window Film | 0.301% | 0 | 68.2714 | Residential_2037_Technical_GWh_Before Competition Groups_Window Film
Residential | Res ¦ Tankless Water Heater | 2037 | Technical | GWh | Before Competition Groups | 65.615 | 0 | 0 | 22684.209 | 0.0028925 | 48 | Residential_2037_Technical_GWh_Before Competition Groups_48 | Tankless Water Heater | 0.2893% | 0 | 65.615 | Residential_2037_Technical_GWh_Before Competition Groups_Tankless Water Heater
Residential | Res ¦ Refrigerator Recycling | 2037 | Technical | GWh | Before Competition Groups | 65.527 | 0 | 0 | 22684.209 | 0.0028887 | 49 | Residential_2037_Technical_GWh_Before Competition Groups_49 | Refrigerator Recycling | 0.2889% | 0 | 65.527 | Residential_2037_Technical_GWh_Before Competition Groups_Refrigerator Recycling
Residential | Res ¦ Clothes Drying Racks | 2037 | Technical | GWh | Before Competition Groups | 59.8356 | 0 | 0 | 22684.209 | 0.0026378 | 50 | Residential_2037_Technical_GWh_Before Competition Groups_50 | Clothes Drying Racks | 0.2638% | 0 | 59.8356 | Residential_2037_Technical_GWh_Before Competition Groups_Clothes Drying Racks
Residential | Res ¦ Freezer Recycling | 2037 | Technical | GWh | Before Competition Groups | 57.4959 | 0 | 0 | 22684.209 | 0.0025346 | 51 | Residential_2037_Technical_GWh_Before Competition Groups_51 | Freezer Recycling | 0.2535% | 0 | 57.4959 | Residential_2037_Technical_GWh_Before Competition Groups_Freezer Recycling
Residential | Res ¦ Duct Insulation | 2037 | Technical | GWh | Before Competition Groups | 57.2669 | 0 | 0 | 22684.209 | 0.0025245 | 52 | Residential_2037_Technical_GWh_Before Competition Groups_52 | Duct Insulation | 0.2525% | 0 | 57.2669 | Residential_2037_Technical_GWh_Before Competition Groups_Duct Insulation
Residential | Res ¦ Occupancy Sensors MF | 2037 | Technical | GWh | Before Competition Groups | 55.066 | 0 | 0 | 22684.209 | 0.0024275 | 53 | Residential_2037_Technical_GWh_Before Competition Groups_53 | Occupancy Sensors MF | 0.2428% | 0 | 55.066 | Residential_2037_Technical_GWh_Before Competition Groups_Occupancy Sensors MF
Residential | Res ¦ Heat Recovery Ventilator | 2037 | Technical | GWh | Before Competition Groups | 54.6445 | 0 | 0 | 22684.209 | 0.0024089 | 54 | Residential_2037_Technical_GWh_Before Competition Groups_54 | Heat Recovery Ventilator | 0.2409% | 0 | 54.6445 | Residential_2037_Technical_GWh_Before Competition Groups_Heat Recovery Ventilator
Residential | Res ¦ Floor Insulation | 2037 | Technical | GWh | Before Competition Groups | 46.6164 | 0 | 0 | 22684.209 | 0.002055 | 55 | Residential_2037_Technical_GWh_Before Competition Groups_55 | Floor Insulation | 0.2055% | 0 | 46.6164 | Residential_2037_Technical_GWh_Before Competition Groups_Floor Insulation
Residential | Res ¦ Central Lighting Control System | 2037 | Technical | GWh | Before Competition Groups | 44.1246 | 0 | 0 | 22684.209 | 0.0019452 | 56 | Residential_2037_Technical_GWh_Before Competition Groups_56 | Central Lighting Control System | 0.1945% | 0 | 44.1246 | Residential_2037_Technical_GWh_Before Competition Groups_Central Lighting Control System
Residential | Res ¦ Dehumidifier Recycling | 2037 | Technical | GWh | Before Competition Groups | 39.8686 | 0 | 0 | 22684.209 | 0.0017575 | 57 | Residential_2037_Technical_GWh_Before Competition Groups_57 | Dehumidifier Recycling | 0.1758% | 0 | 39.8686 | Residential_2037_Technical_GWh_Before Competition Groups_Dehumidifier Recycling
Residential | Res ¦ LED Exterior Area Lights - LED Fixture (200W) | 2037 | Technical | GWh | Before Competition Groups | 38.4158 | 0 | 0 | 22684.209 | 0.0016935 | 58 | Residential_2037_Technical_GWh_Before Competition Groups_58 | LED Exterior Area Lights - LED Fixture (200W) | 0.1694% | 0 | 38.4158 | Residential_2037_Technical_GWh_Before Competition Groups_LED Exterior Area Lights - LED Fixture (200W)
Residential | Res ¦ Advanced BAS/Controllers | 2037 | Technical | GWh | Before Competition Groups | 36.5869 | 0 | 0 | 22684.209 | 0.0016129 | 59 | Residential_2037_Technical_GWh_Before Competition Groups_59 | Advanced BAS/Controllers | 0.1613% | 0 | 36.5869 | Residential_2037_Technical_GWh_Before Competition Groups_Advanced BAS/Controllers
Residential | Res ¦ Solar Water Heating System | 2037 | Technical | GWh | Before Competition Groups | 35.7722 | 0 | 0 | 22684.209 | 0.001577 | 60 | Residential_2037_Technical_GWh_Before Competition Groups_60 | Solar Water Heating System | 0.1577% | 0 | 35.7722 | Residential_2037_Technical_GWh_Before Competition Groups_Solar Water Heating System
Residential | Res ¦ LED Tube Re-Lamp | 2037 | Technical | GWh | Before Competition Groups | 34.0434 | 0 | 0 | 22684.209 | 0.0015008 | 61 | Residential_2037_Technical_GWh_Before Competition Groups_61 | LED Tube Re-Lamp | 0.1501% | 0 | 34.0434 | Residential_2037_Technical_GWh_Before Competition Groups_LED Tube Re-Lamp
Residential | Res ¦ Minimize Hot and Warm Clothes Wash | 2037 | Technical | GWh | Before Competition Groups | 31.9807 | 0 | 0 | 22684.209 | 0.0014098 | 62 | Residential_2037_Technical_GWh_Before Competition Groups_62 | Minimize Hot and Warm Clothes Wash | 0.141% | 0 | 31.9807 | Residential_2037_Technical_GWh_Before Competition Groups_Minimize Hot and Warm Clothes Wash
Residential | Res ¦ High Efficiency Storage Water Heater | 2037 | Technical | GWh | Before Competition Groups | 31.6584 | 0 | 0 | 22684.209 | 0.0013956 | 63 | Residential_2037_Technical_GWh_Before Competition Groups_63 | High Efficiency Storage Water Heater | 0.1396% | 0 | 31.6584 | Residential_2037_Technical_GWh_Before Competition Groups_High Efficiency Storage Water Heater
Residential | Res ¦ Furnace Whistle | 2037 | Technical | GWh | Before Competition Groups | 31.5048 | 0 | 0 | 22684.209 | 0.0013888 | 64 | Residential_2037_Technical_GWh_Before Competition Groups_64 | Furnace Whistle | 0.1389% | 0 | 31.5048 | Residential_2037_Technical_GWh_Before Competition Groups_Furnace Whistle
Residential | Res ¦ Outside Air Economizer | 2037 | Technical | GWh | Before Competition Groups | 31.2163 | 0 | 0 | 22684.209 | 0.0013761 | 65 | Residential_2037_Technical_GWh_Before Competition Groups_65 | Outside Air Economizer | 0.1376% | 0 | 31.2163 | Residential_2037_Technical_GWh_Before Competition Groups_Outside Air Economizer
Residential | Res ¦ INTEGRAL LED TROFFERS | 2037 | Technical | GWh | Before Competition Groups | 30.1281 | 0 | 0 | 22684.209 | 0.0013282 | 66 | Residential_2037_Technical_GWh_Before Competition Groups_66 | INTEGRAL LED TROFFERS | 0.1328% | 0 | 30.1281 | Residential_2037_Technical_GWh_Before Competition Groups_INTEGRAL LED TROFFERS
Residential | Res ¦ Energy Star Dishwasher | 2037 | Technical | GWh | Before Competition Groups | 29.79 | 0 | 0 | 22684.209 | 0.0013132 | 67 | Residential_2037_Technical_GWh_Before Competition Groups_67 | Energy Star Dishwasher | 0.1313% | 0 | 29.79 | Residential_2037_Technical_GWh_Before Competition Groups_Energy Star Dishwasher
Residential | Res ¦ Early Hot Water Heater Replacement | 2037 | Technical | GWh | Before Competition Groups | 28.5372 | 0 | 0 | 22684.209 | 0.001258 | 68 | Residential_2037_Technical_GWh_Before Competition Groups_68 | Early Hot Water Heater Replacement | 0.1258% | 0 | 28.5372 | Residential_2037_Technical_GWh_Before Competition Groups_Early Hot Water Heater Replacement
Residential | Res ¦ Duct Insulation MF | 2037 | Technical | GWh | Before Competition Groups | 25.2636 | 0 | 0 | 22684.209 | 0.0011137 | 69 | Residential_2037_Technical_GWh_Before Competition Groups_69 | Duct Insulation MF | 0.1114% | 0 | 25.2636 | Residential_2037_Technical_GWh_Before Competition Groups_Duct Insulation MF
Residential | Res ¦ Energy Star Dehumidifier | 2037 | Technical | GWh | Before Competition Groups | 23.4253 | 0 | 0 | 22684.209 | 0.0010327 | 70 | Residential_2037_Technical_GWh_Before Competition Groups_70 | Energy Star Dehumidifier | 0.1033% | 0 | 23.4253 | Residential_2037_Technical_GWh_Before Competition Groups_Energy Star Dehumidifier
Residential | Res ¦ Central Air Conditioner Maintenance | 2037 | Technical | GWh | Before Competition Groups | 23.3135 | 0 | 0 | 22684.209 | 0.0010277 | 71 | Residential_2037_Technical_GWh_Before Competition Groups_71 | Central Air Conditioner Maintenance | 0.1028% | 0 | 23.3135 | Residential_2037_Technical_GWh_Before Competition Groups_Central Air Conditioner Maintenance
Residential | Res ¦ Condensing Make Up Air Unit | 2037 | Technical | GWh | Before Competition Groups | 20.7326 | 0 | 0 | 22684.209 | 0.00091397 | 72 | Residential_2037_Technical_GWh_Before Competition Groups_72 | Condensing Make Up Air Unit | 0.0914% | 0 | 20.7326 | Residential_2037_Technical_GWh_Before Competition Groups_Condensing Make Up Air Unit
Residential | Res ¦ High Efficiency Chiller (avg of water and air cooled) | 2037 | Technical | GWh | Before Competition Groups | 19.842 | 0 | 0 | 22684.209 | 0.00087471 | 73 | Residential_2037_Technical_GWh_Before Competition Groups_73 | High Efficiency Chiller (avg of water and air cooled) | 0.08747% | 0 | 19.842 | Residential_2037_Technical_GWh_Before Competition Groups_High Efficiency Chiller (avg of water and air cooled)
Residential | Res ¦ CO Sensors for parking garage exhaust fans | 2037 | Technical | GWh | Before Competition Groups | 19.6951 | 0 | 0 | 22684.209 | 0.00086823 | 74 | Residential_2037_Technical_GWh_Before Competition Groups_74 | CO Sensors for parking garage exhaust fans | 0.08682% | 0 | 19.6951 | Residential_2037_Technical_GWh_Before Competition Groups_CO Sensors for parking garage exhaust fans
Residential | Res ¦ Drain Water Heat Recovery | 2037 | Technical | GWh | Before Competition Groups | 19.1672 | 0 | 0 | 22684.209 | 0.00084496 | 75 | Residential_2037_Technical_GWh_Before Competition Groups_75 | Drain Water Heat Recovery | 0.0845% | 0 | 19.1672 | Residential_2037_Technical_GWh_Before Competition Groups_Drain Water Heat Recovery
Residential | Res ¦ Demand Control Ventilation | 2037 | Technical | GWh | Before Competition Groups | 16.8739 | 0 | 0 | 22684.209 | 0.00074386 | 76 | Residential_2037_Technical_GWh_Before Competition Groups_76 | Demand Control Ventilation | 0.07439% | 0 | 16.8739 | Residential_2037_Technical_GWh_Before Competition Groups_Demand Control Ventilation
Residential | Res ¦ ENERGY STAR LED LAMPS (REFLECTOR LAMPs/MR16/PAR 16) | 2037 | Technical | GWh | Before Competition Groups | 15.1288 | 0 | 0 | 22684.209 | 0.00066693 | 77 | Residential_2037_Technical_GWh_Before Competition Groups_77 | ENERGY STAR LED LAMPS (REFLECTOR LAMPs/MR16/PAR 16) | 0.06669% | 0 | 15.1288 | Residential_2037_Technical_GWh_Before Competition Groups_ENERGY STAR LED LAMPS (REFLECTOR LAMPs/MR16/PAR 16)
Residential | Res ¦ Variable Frequency Drive (VFD) | 2037 | Technical | GWh | Before Competition Groups | 13.3643 | 0 | 0 | 22684.209 | 0.00058915 | 78 | Residential_2037_Technical_GWh_Before Competition Groups_78 | Variable Frequency Drive (VFD) | 0.05891% | 0 | 13.3643 | Residential_2037_Technical_GWh_Before Competition Groups_Variable Frequency Drive (VFD)
Residential | Res ¦ Water Heater Temperature Setback | 2037 | Technical | GWh | Before Competition Groups | 9.9866 | 0 | 0 | 22684.209 | 0.00044025 | 79 | Residential_2037_Technical_GWh_Before Competition Groups_79 | Water Heater Temperature Setback | 0.04402% | 0 | 9.9866 | Residential_2037_Technical_GWh_Before Competition Groups_Water Heater Temperature Setback
Residential | Res ¦ DHW Recirculation Systems | 2037 | Technical | GWh | Before Competition Groups | 9.0165 | 0 | 0 | 22684.209 | 0.00039748 | 80 | Residential_2037_Technical_GWh_Before Competition Groups_80 | DHW Recirculation Systems | 0.03975% | 0 | 9.0165 | Residential_2037_Technical_GWh_Before Competition Groups_DHW Recirculation Systems
Residential | Res ¦ Air Source Heat Pump Maintenance | 2037 | Technical | GWh | Before Competition Groups | 8.1542 | 0 | 0 | 22684.209 | 0.00035947 | 81 | Residential_2037_Technical_GWh_Before Competition Groups_81 | Air Source Heat Pump Maintenance | 0.03595% | 0 | 8.1542 | Residential_2037_Technical_GWh_Before Competition Groups_Air Source Heat Pump Maintenance
Residential | Res ¦ VFD on Pumps | 2037 | Technical | GWh | Before Competition Groups | 4.1097 | 0 | 0 | 22684.209 | 0.00018117 | 82 | Residential_2037_Technical_GWh_Before Competition Groups_82 | VFD on Pumps | 0.01812% | 0 | 4.1097 | Residential_2037_Technical_GWh_Before Competition Groups_VFD on Pumps
Residential | Res ¦ ENERGY STAR LED Lamps (General Service Lamps) | 2037 | Technical | GWh | Before Competition Groups | 3.5676 | 0 | 0 | 22684.209 | 0.00015727 | 83 | Residential_2037_Technical_GWh_Before Competition Groups_83 | ENERGY STAR LED Lamps (General Service Lamps) | 0.01573% | 0 | 3.5676 | Residential_2037_Technical_GWh_Before Competition Groups_ENERGY STAR LED Lamps (General Service Lamps)
Residential | Res ¦ HVAC Optimization | 2037 | Technical | GWh | Before Competition Groups | 3.2008 | 0 | 0 | 22684.209 | 0.0001411 | 84 | Residential_2037_Technical_GWh_Before Competition Groups_84 | HVAC Optimization | 0.01411% | 0 | 3.2008 | Residential_2037_Technical_GWh_Before Competition Groups_HVAC Optimization
Residential | Res ¦ ECM MOTORS FOR HVAC APPLICATION (FAN-POWERED VAV BOX) | 2037 | Technical | GWh | Before Competition Groups | 3.1768 | 0 | 0 | 22684.209 | 0.00014004 | 85 | Residential_2037_Technical_GWh_Before Competition Groups_85 | ECM MOTORS FOR HVAC APPLICATION (FAN-POWERED VAV BOX) | 0.014% | 0 | 3.1768 | Residential_2037_Technical_GWh_Before Competition Groups_ECM MOTORS FOR HVAC APPLICATION (FAN-POWERED VAV BOX)
Residential | Res ¦ Beverage Vending Machine Controls | 2037 | Technical | GWh | Before Competition Groups | 2.2721 | 0 | 0 | 22684.209 | 0.00010016 | 86 | Residential_2037_Technical_GWh_Before Competition Groups_86 | Beverage Vending Machine Controls | 0.01002% | 0 | 2.2721 | Residential_2037_Technical_GWh_Before Competition Groups_Beverage Vending Machine Controls
Residential | Res ¦ Wall Insulation MF | 2037 | Technical | GWh | Before Competition Groups | 0.5074 | 0 | 0 | 22684.209 | 2.2368e-05 | 87 | Residential_2037_Technical_GWh_Before Competition Groups_87 | Wall Insulation MF | 0.002237% | 0 | 0.5074 | Residential_2037_Technical_GWh_Before Competition Groups_Wall Insulation MF
Residential | Res ¦ Chilled Water Optimization | 2037 | Technical | GWh | Before Competition Groups | 0.49208 | 0 | 0 | 22684.209 | 2.1693e-05 | 88 | Residential_2037_Technical_GWh_Before Competition Groups_88 | Chilled Water Optimization | 0.002169% | 0 | 0.49208 | Residential_2037_Technical_GWh_Before Competition Groups_Chilled Water Optimization
Residential | Res ¦ LED Recessed Downlights | 2037 | Technical | GWh | Before Competition Groups | 0.16262 | 0 | 0 | 22684.209 | 7.1689e-06 | 89 | Residential_2037_Technical_GWh_Before Competition Groups_89 | LED Recessed Downlights | 0.0007169% | 0 | 0.16262 | Residential_2037_Technical_GWh_Before Competition Groups_LED Recessed Downlights
Residential | Res ¦ LED High Bay Fixture | 2037 | Technical | GWh | Before Competition Groups | 0.13897 | 0 | 0 | 22684.209 | 6.1262e-06 | 90 | Residential_2037_Technical_GWh_Before Competition Groups_90 | LED High Bay Fixture | 0.0006126% | 0 | 0.13897 | Residential_2037_Technical_GWh_Before Competition Groups_LED High Bay Fixture
Residential | Res ¦ Solar Water Preheat (Pools/DHW) | 2037 | Technical | GWh | Before Competition Groups | 0.12229 | 0 | 0 | 22684.209 | 5.3908e-06 | 91 | Residential_2037_Technical_GWh_Before Competition Groups_91 | Solar Water Preheat (Pools/DHW) | 0.0005391% | 0 | 0.12229 | Residential_2037_Technical_GWh_Before Competition Groups_Solar Water Preheat (Pools/DHW)
Residential | Res ¦ Photocell Controls (Outdoor) | 2037 | Technical | GWh | Before Competition Groups | 0.00017207 | 0 | 0 | 22684.209 | 7.5853e-09 | 92 | Residential_2037_Technical_GWh_Before Competition Groups_92 | Photocell Controls (Outdoor) | 7.585e-07% | 0 | 0.00017207 | Residential_2037_Technical_GWh_Before Competition Groups_Photocell Controls (Outdoor)
Residential | Res ¦ Energy Star A Line, PAR, MR Lamps | 2038 | Economic | GWh | Before Competition Groups | 2129.7201 | 0 | 0 | 14253.0957 | 0.14942 | 1 | Residential_2038_Economic_GWh_Before Competition Groups_1 | Energy Star A Line, PAR, MR Lamps | 14.94% | 0 | 2129.7201 | Residential_2038_Economic_GWh_Before Competition Groups_Energy Star A Line, PAR, MR Lamps
Residential | Res ¦ Energy Star LED Bulbs General Purpose LEDs | 2038 | Economic | GWh | Before Competition Groups | 2098.5519 | 0 | 0 | 14253.0957 | 0.14723 | 2 | Residential_2038_Economic_GWh_Before Competition Groups_2 | Energy Star LED Bulbs General Purpose LEDs | 14.72% | 0 | 2098.5519 | Residential_2038_Economic_GWh_Before Competition Groups_Energy Star LED Bulbs General Purpose LEDs
Residential | Res ¦ Energy Star LED Specialty Bulbs | 2038 | Economic | GWh | Before Competition Groups | 1917.6439 | 0 | 0 | 14253.0957 | 0.13454 | 3 | Residential_2038_Economic_GWh_Before Competition Groups_3 | Energy Star LED Specialty Bulbs | 13.45% | 0 | 1917.6439 | Residential_2038_Economic_GWh_Before Competition Groups_Energy Star LED Specialty Bulbs
Residential | Res ¦ Smart Power Bar | 2038 | Economic | GWh | Before Competition Groups | 1201.8024 | 0 | 0 | 14253.0957 | 0.084319 | 4 | Residential_2038_Economic_GWh_Before Competition Groups_4 | Smart Power Bar | 8.432% | 0 | 1201.8024 | Residential_2038_Economic_GWh_Before Competition Groups_Smart Power Bar
Residential | Res ¦ Ductless Mini-Split Heat Pump | 2038 | Economic | GWh | Before Competition Groups | 803.9346 | 0 | 0 | 14253.0957 | 0.056404 | 5 | Residential_2038_Economic_GWh_Before Competition Groups_5 | Ductless Mini-Split Heat Pump | 5.64% | 0 | 803.9346 | Residential_2038_Economic_GWh_Before Competition Groups_Ductless Mini-Split Heat Pump
Residential | Res ¦ Energy Star Clothes Washer | 2038 | Economic | GWh | Before Competition Groups | 800.6158 | 0 | 0 | 14253.0957 | 0.056171 | 6 | Residential_2038_Economic_GWh_Before Competition Groups_6 | Energy Star Clothes Washer | 5.617% | 0 | 800.6158 | Residential_2038_Economic_GWh_Before Competition Groups_Energy Star Clothes Washer
Residential | Res ¦ Adaptive Thermostat | 2038 | Economic | GWh | Before Competition Groups | 699.5026 | 0 | 0 | 14253.0957 | 0.049077 | 7 | Residential_2038_Economic_GWh_Before Competition Groups_7 | Adaptive Thermostat | 4.908% | 0 | 699.5026 | Residential_2038_Economic_GWh_Before Competition Groups_Adaptive Thermostat
Residential | Res ¦ Energy Star Air Source Heat Pump | 2038 | Economic | GWh | Before Competition Groups | 457.8341 | 0 | 0 | 14253.0957 | 0.032122 | 8 | Residential_2038_Economic_GWh_Before Competition Groups_8 | Energy Star Air Source Heat Pump | 3.212% | 0 | 457.8341 | Residential_2038_Economic_GWh_Before Competition Groups_Energy Star Air Source Heat Pump
Residential | Res ¦ Air Sealing | 2038 | Economic | GWh | Before Competition Groups | 432.287 | 0 | 0 | 14253.0957 | 0.030329 | 9 | Residential_2038_Economic_GWh_Before Competition Groups_9 | Air Sealing | 3.033% | 0 | 432.287 | Residential_2038_Economic_GWh_Before Competition Groups_Air Sealing
Residential | Res ¦ Car Block Heater Timer | 2038 | Economic | GWh | Before Competition Groups | 371.0067 | 0 | 0 | 14253.0957 | 0.02603 | 10 | Residential_2038_Economic_GWh_Before Competition Groups_10 | Car Block Heater Timer | 2.603% | 0 | 371.0067 | Residential_2038_Economic_GWh_Before Competition Groups_Car Block Heater Timer
Residential | Res ¦ Energy Star Torchiere | 2038 | Economic | GWh | Before Competition Groups | 326.0232 | 0 | 0 | 14253.0957 | 0.022874 | 11 | Residential_2038_Economic_GWh_Before Competition Groups_11 | Energy Star Torchiere | 2.287% | 0 | 326.0232 | Residential_2038_Economic_GWh_Before Competition Groups_Energy Star Torchiere
Residential | Res ¦ Variable Speed Pool Pump Motor | 2038 | Economic | GWh | Before Competition Groups | 317.46 | 0 | 0 | 14253.0957 | 0.022273 | 12 | Residential_2038_Economic_GWh_Before Competition Groups_12 | Variable Speed Pool Pump Motor | 2.227% | 0 | 317.46 | Residential_2038_Economic_GWh_Before Competition Groups_Variable Speed Pool Pump Motor
Residential | Res ¦ Smart Burners | 2038 | Economic | GWh | Before Competition Groups | 284.5273 | 0 | 0 | 14253.0957 | 0.019962 | 13 | Residential_2038_Economic_GWh_Before Competition Groups_13 | Smart Burners | 1.996% | 0 | 284.5273 | Residential_2038_Economic_GWh_Before Competition Groups_Smart Burners
Residential | Res ¦ Energy Star Clothes Dryer | 2038 | Economic | GWh | Before Competition Groups | 260.6493 | 0 | 0 | 14253.0957 | 0.018287 | 14 | Residential_2038_Economic_GWh_Before Competition Groups_14 | Energy Star Clothes Dryer | 1.829% | 0 | 260.6493 | Residential_2038_Economic_GWh_Before Competition Groups_Energy Star Clothes Dryer
Residential | Res ¦ Building Recommissioning, Operations and Maintenance (O&M) Improvements | 2038 | Economic | GWh | Before Competition Groups | 246.0258 | 0 | 0 | 14253.0957 | 0.017261 | 15 | Residential_2038_Economic_GWh_Before Competition Groups_15 | Building Recommissioning, Operations and Maintenance (O&M) Improvements | 1.726% | 0 | 246.0258 | Residential_2038_Economic_GWh_Before Competition Groups_Building Recommissioning, Operations and Maintenance (O&M) Improvements
Residential | Res ¦ Basement Wall Insulation | 2038 | Economic | GWh | Before Competition Groups | 226.9236 | 0 | 0 | 14253.0957 | 0.015921 | 16 | Residential_2038_Economic_GWh_Before Competition Groups_16 | Basement Wall Insulation | 1.592% | 0 | 226.9236 | Residential_2038_Economic_GWh_Before Competition Groups_Basement Wall Insulation
Residential | Res ¦ Attic Insulation | 2038 | Economic | GWh | Before Competition Groups | 175.057 | 0 | 0 | 14253.0957 | 0.012282 | 17 | Residential_2038_Economic_GWh_Before Competition Groups_17 | Attic Insulation | 1.228% | 0 | 175.057 | Residential_2038_Economic_GWh_Before Competition Groups_Attic Insulation
Residential | Res ¦ Energy Star Room Air Conditioner | 2038 | Economic | GWh | Before Competition Groups | 142.1991 | 0 | 0 | 14253.0957 | 0.0099767 | 18 | Residential_2038_Economic_GWh_Before Competition Groups_18 | Energy Star Room Air Conditioner | 0.9977% | 0 | 142.1991 | Residential_2038_Economic_GWh_Before Competition Groups_Energy Star Room Air Conditioner
Residential | Res ¦ Energy Star Light Fixture | 2038 | Economic | GWh | Before Competition Groups | 140.3988 | 0 | 0 | 14253.0957 | 0.0098504 | 19 | Residential_2038_Economic_GWh_Before Competition Groups_19 | Energy Star Light Fixture | 0.985% | 0 | 140.3988 | Residential_2038_Economic_GWh_Before Competition Groups_Energy Star Light Fixture
Residential | Res ¦ Comprehensive Draft Proofing | 2038 | Economic | GWh | Before Competition Groups | 125.1318 | 0 | 0 | 14253.0957 | 0.0087793 | 20 | Residential_2038_Economic_GWh_Before Competition Groups_20 | Comprehensive Draft Proofing | 0.8779% | 0 | 125.1318 | Residential_2038_Economic_GWh_Before Competition Groups_Comprehensive Draft Proofing
Residential | Res ¦ LED Parking Lot Fixture | 2038 | Economic | GWh | Before Competition Groups | 81.3868 | 0 | 0 | 14253.0957 | 0.0057101 | 21 | Residential_2038_Economic_GWh_Before Competition Groups_21 | LED Parking Lot Fixture | 0.571% | 0 | 81.3868 | Residential_2038_Economic_GWh_Before Competition Groups_LED Parking Lot Fixture
Residential | Res ¦ Heavy Duty Outdoor/Holiday Plug-in Timers | 2038 | Economic | GWh | Before Competition Groups | 71.7658 | 0 | 0 | 14253.0957 | 0.0050351 | 22 | Residential_2038_Economic_GWh_Before Competition Groups_22 | Heavy Duty Outdoor/Holiday Plug-in Timers | 0.5035% | 0 | 71.7658 | Residential_2038_Economic_GWh_Before Competition Groups_Heavy Duty Outdoor/Holiday Plug-in Timers
Residential | Res ¦ Refrigerator Recycling | 2038 | Economic | GWh | Before Competition Groups | 64.4917 | 0 | 0 | 14253.0957 | 0.0045248 | 23 | Residential_2038_Economic_GWh_Before Competition Groups_23 | Refrigerator Recycling | 0.4525% | 0 | 64.4917 | Residential_2038_Economic_GWh_Before Competition Groups_Refrigerator Recycling
Residential | Res ¦ Home Energy Reports | 2038 | Economic | GWh | Before Competition Groups | 62.4109 | 0 | 0 | 14253.0957 | 0.0043788 | 24 | Residential_2038_Economic_GWh_Before Competition Groups_24 | Home Energy Reports | 0.4379% | 0 | 62.4109 | Residential_2038_Economic_GWh_Before Competition Groups_Home Energy Reports
Residential | Res ¦ Energy Star Freezer | 2038 | Economic | GWh | Before Competition Groups | 61.3372 | 0 | 0 | 14253.0957 | 0.0043034 | 25 | Residential_2038_Economic_GWh_Before Competition Groups_25 | Energy Star Freezer | 0.4303% | 0 | 61.3372 | Residential_2038_Economic_GWh_Before Competition Groups_Energy Star Freezer
Residential | Res ¦ Clothes Drying Racks | 2038 | Economic | GWh | Before Competition Groups | 58.8902 | 0 | 0 | 14253.0957 | 0.0041318 | 26 | Residential_2038_Economic_GWh_Before Competition Groups_26 | Clothes Drying Racks | 0.4132% | 0 | 58.8902 | Residential_2038_Economic_GWh_Before Competition Groups_Clothes Drying Racks
Residential | Res ¦ Freezer Recycling | 2038 | Economic | GWh | Before Competition Groups | 56.5874 | 0 | 0 | 14253.0957 | 0.0039702 | 27 | Residential_2038_Economic_GWh_Before Competition Groups_27 | Freezer Recycling | 0.397% | 0 | 56.5874 | Residential_2038_Economic_GWh_Before Competition Groups_Freezer Recycling
Residential | Res ¦ Duct Insulation | 2038 | Economic | GWh | Before Competition Groups | 55.1907 | 0 | 0 | 14253.0957 | 0.0038722 | 28 | Residential_2038_Economic_GWh_Before Competition Groups_28 | Duct Insulation | 0.3872% | 0 | 55.1907 | Residential_2038_Economic_GWh_Before Competition Groups_Duct Insulation
Residential | Res ¦ Heat Recovery Ventilator | 2038 | Economic | GWh | Before Competition Groups | 55.1606 | 0 | 0 | 14253.0957 | 0.0038701 | 29 | Residential_2038_Economic_GWh_Before Competition Groups_29 | Heat Recovery Ventilator | 0.387% | 0 | 55.1606 | Residential_2038_Economic_GWh_Before Competition Groups_Heat Recovery Ventilator
Residential | Res ¦ Occupancy Sensors MF | 2038 | Economic | GWh | Before Competition Groups | 52.8735 | 0 | 0 | 14253.0957 | 0.0037096 | 30 | Residential_2038_Economic_GWh_Before Competition Groups_30 | Occupancy Sensors MF | 0.371% | 0 | 52.8735 | Residential_2038_Economic_GWh_Before Competition Groups_Occupancy Sensors MF
Residential | Res ¦ Floor Insulation | 2038 | Economic | GWh | Before Competition Groups | 45.8799 | 0 | 0 | 14253.0957 | 0.0032189 | 31 | Residential_2038_Economic_GWh_Before Competition Groups_31 | Floor Insulation | 0.3219% | 0 | 45.8799 | Residential_2038_Economic_GWh_Before Competition Groups_Floor Insulation
Residential | Res ¦ Tankless Water Heater | 2038 | Economic | GWh | Before Competition Groups | 39.337 | 0 | 0 | 14253.0957 | 0.0027599 | 32 | Residential_2038_Economic_GWh_Before Competition Groups_32 | Tankless Water Heater | 0.276% | 0 | 39.337 | Residential_2038_Economic_GWh_Before Competition Groups_Tankless Water Heater
Residential | Res ¦ LED Exterior Area Lights - LED Fixture (200W) | 2038 | Economic | GWh | Before Competition Groups | 38.3472 | 0 | 0 | 14253.0957 | 0.0026904 | 33 | Residential_2038_Economic_GWh_Before Competition Groups_33 | LED Exterior Area Lights - LED Fixture (200W) | 0.269% | 0 | 38.3472 | Residential_2038_Economic_GWh_Before Competition Groups_LED Exterior Area Lights - LED Fixture (200W)
Residential | Res ¦ Advanced BAS/Controllers | 2038 | Economic | GWh | Before Competition Groups | 36.0088 | 0 | 0 | 14253.0957 | 0.0025264 | 34 | Residential_2038_Economic_GWh_Before Competition Groups_34 | Advanced BAS/Controllers | 0.2526% | 0 | 36.0088 | Residential_2038_Economic_GWh_Before Competition Groups_Advanced BAS/Controllers
Residential | Res ¦ LED Tube Re-Lamp | 2038 | Economic | GWh | Before Competition Groups | 34.4242 | 0 | 0 | 14253.0957 | 0.0024152 | 35 | Residential_2038_Economic_GWh_Before Competition Groups_35 | LED Tube Re-Lamp | 0.2415% | 0 | 34.4242 | Residential_2038_Economic_GWh_Before Competition Groups_LED Tube Re-Lamp
Residential | Res ¦ Minimize Hot and Warm Clothes Wash | 2038 | Economic | GWh | Before Competition Groups | 31.4754 | 0 | 0 | 14253.0957 | 0.0022083 | 36 | Residential_2038_Economic_GWh_Before Competition Groups_36 | Minimize Hot and Warm Clothes Wash | 0.2208% | 0 | 31.4754 | Residential_2038_Economic_GWh_Before Competition Groups_Minimize Hot and Warm Clothes Wash
Residential | Res ¦ Outside Air Economizer | 2038 | Economic | GWh | Before Competition Groups | 31.4744 | 0 | 0 | 14253.0957 | 0.0022083 | 37 | Residential_2038_Economic_GWh_Before Competition Groups_37 | Outside Air Economizer | 0.2208% | 0 | 31.4744 | Residential_2038_Economic_GWh_Before Competition Groups_Outside Air Economizer
Residential | Res ¦ Furnace Whistle | 2038 | Economic | GWh | Before Competition Groups | 31.007 | 0 | 0 | 14253.0957 | 0.0021755 | 38 | Residential_2038_Economic_GWh_Before Competition Groups_38 | Furnace Whistle | 0.2175% | 0 | 31.007 | Residential_2038_Economic_GWh_Before Competition Groups_Furnace Whistle
Residential | Res ¦ Duct Insulation MF | 2038 | Economic | GWh | Before Competition Groups | 24.3801 | 0 | 0 | 14253.0957 | 0.0017105 | 39 | Residential_2038_Economic_GWh_Before Competition Groups_39 | Duct Insulation MF | 0.1711% | 0 | 24.3801 | Residential_2038_Economic_GWh_Before Competition Groups_Duct Insulation MF
Residential | Res ¦ Energy Star Dehumidifier | 2038 | Economic | GWh | Before Competition Groups | 23.0552 | 0 | 0 | 14253.0957 | 0.0016176 | 40 | Residential_2038_Economic_GWh_Before Competition Groups_40 | Energy Star Dehumidifier | 0.1618% | 0 | 23.0552 | Residential_2038_Economic_GWh_Before Competition Groups_Energy Star Dehumidifier
Residential | Res ¦ Condensing Make Up Air Unit | 2038 | Economic | GWh | Before Competition Groups | 21.4533 | 0 | 0 | 14253.0957 | 0.0015052 | 41 | Residential_2038_Economic_GWh_Before Competition Groups_41 | Condensing Make Up Air Unit | 0.1505% | 0 | 21.4533 | Residential_2038_Economic_GWh_Before Competition Groups_Condensing Make Up Air Unit
Residential | Res ¦ High Efficiency Chiller (avg of water and air cooled) | 2038 | Economic | GWh | Before Competition Groups | 20.5682 | 0 | 0 | 14253.0957 | 0.0014431 | 42 | Residential_2038_Economic_GWh_Before Competition Groups_42 | High Efficiency Chiller (avg of water and air cooled) | 0.1443% | 0 | 20.5682 | Residential_2038_Economic_GWh_Before Competition Groups_High Efficiency Chiller (avg of water and air cooled)
Residential | Res ¦ CO Sensors for parking garage exhaust fans | 2038 | Economic | GWh | Before Competition Groups | 19.8579 | 0 | 0 | 14253.0957 | 0.0013932 | 43 | Residential_2038_Economic_GWh_Before Competition Groups_43 | CO Sensors for parking garage exhaust fans | 0.1393% | 0 | 19.8579 | Residential_2038_Economic_GWh_Before Competition Groups_CO Sensors for parking garage exhaust fans
Residential | Res ¦ Demand Control Ventilation | 2038 | Economic | GWh | Before Competition Groups | 16.6073 | 0 | 0 | 14253.0957 | 0.0011652 | 44 | Residential_2038_Economic_GWh_Before Competition Groups_44 | Demand Control Ventilation | 0.1165% | 0 | 16.6073 | Residential_2038_Economic_GWh_Before Competition Groups_Demand Control Ventilation
Residential | Res ¦ ENERGY STAR LED LAMPS (REFLECTOR LAMPs/MR16/PAR 16) | 2038 | Economic | GWh | Before Competition Groups | 15.0904 | 0 | 0 | 14253.0957 | 0.0010587 | 45 | Residential_2038_Economic_GWh_Before Competition Groups_45 | ENERGY STAR LED LAMPS (REFLECTOR LAMPs/MR16/PAR 16) | 0.1059% | 0 | 15.0904 | Residential_2038_Economic_GWh_Before Competition Groups_ENERGY STAR LED LAMPS (REFLECTOR LAMPs/MR16/PAR 16)
Residential | Res ¦ Variable Frequency Drive (VFD) | 2038 | Economic | GWh | Before Competition Groups | 13.1532 | 0 | 0 | 14253.0957 | 0.00092283 | 46 | Residential_2038_Economic_GWh_Before Competition Groups_46 | Variable Frequency Drive (VFD) | 0.09228% | 0 | 13.1532 | Residential_2038_Economic_GWh_Before Competition Groups_Variable Frequency Drive (VFD)
Residential | Res ¦ Water Heater Temperature Setback | 2038 | Economic | GWh | Before Competition Groups | 9.8288 | 0 | 0 | 14253.0957 | 0.00068959 | 47 | Residential_2038_Economic_GWh_Before Competition Groups_47 | Water Heater Temperature Setback | 0.06896% | 0 | 9.8288 | Residential_2038_Economic_GWh_Before Competition Groups_Water Heater Temperature Setback
Residential | Res ¦ Wall Insulation | 2038 | Economic | GWh | Before Competition Groups | 5.5848 | 0 | 0 | 14253.0957 | 0.00039183 | 48 | Residential_2038_Economic_GWh_Before Competition Groups_48 | Wall Insulation | 0.03918% | 0 | 5.5848 | Residential_2038_Economic_GWh_Before Competition Groups_Wall Insulation
Residential | Res ¦ LED Downlight | 2038 | Economic | GWh | Before Competition Groups | 4.3973 | 0 | 0 | 14253.0957 | 0.00030851 | 49 | Residential_2038_Economic_GWh_Before Competition Groups_49 | LED Downlight | 0.03085% | 0 | 4.3973 | Residential_2038_Economic_GWh_Before Competition Groups_LED Downlight
Residential | Res ¦ VFD on Pumps | 2038 | Economic | GWh | Before Competition Groups | 4.0447 | 0 | 0 | 14253.0957 | 0.00028378 | 50 | Residential_2038_Economic_GWh_Before Competition Groups_50 | VFD on Pumps | 0.02838% | 0 | 4.0447 | Residential_2038_Economic_GWh_Before Competition Groups_VFD on Pumps
Residential | Res ¦ ENERGY STAR LED Lamps (General Service Lamps) | 2038 | Economic | GWh | Before Competition Groups | 3.5602 | 0 | 0 | 14253.0957 | 0.00024979 | 51 | Residential_2038_Economic_GWh_Before Competition Groups_51 | ENERGY STAR LED Lamps (General Service Lamps) | 0.02498% | 0 | 3.5602 | Residential_2038_Economic_GWh_Before Competition Groups_ENERGY STAR LED Lamps (General Service Lamps)
Residential | Res ¦ ECM MOTORS FOR HVAC APPLICATION (FAN-POWERED VAV BOX) | 2038 | Economic | GWh | Before Competition Groups | 3.2028 | 0 | 0 | 14253.0957 | 0.00022471 | 52 | Residential_2038_Economic_GWh_Before Competition Groups_52 | ECM MOTORS FOR HVAC APPLICATION (FAN-POWERED VAV BOX) | 0.02247% | 0 | 3.2028 | Residential_2038_Economic_GWh_Before Competition Groups_ECM MOTORS FOR HVAC APPLICATION (FAN-POWERED VAV BOX)
Residential | Res ¦ Beverage Vending Machine Controls | 2038 | Economic | GWh | Before Competition Groups | 2.2856 | 0 | 0 | 14253.0957 | 0.00016036 | 53 | Residential_2038_Economic_GWh_Before Competition Groups_53 | Beverage Vending Machine Controls | 0.01604% | 0 | 2.2856 | Residential_2038_Economic_GWh_Before Competition Groups_Beverage Vending Machine Controls
Residential | Res ¦ Chilled Water Optimization | 2038 | Economic | GWh | Before Competition Groups | 0.50876 | 0 | 0 | 14253.0957 | 3.5695e-05 | 54 | Residential_2038_Economic_GWh_Before Competition Groups_54 | Chilled Water Optimization | 0.003569% | 0 | 0.50876 | Residential_2038_Economic_GWh_Before Competition Groups_Chilled Water Optimization
Residential | Res ¦ LED High Bay Fixture | 2038 | Economic | GWh | Before Competition Groups | 0.13343 | 0 | 0 | 14253.0957 | 9.3618e-06 | 55 | Residential_2038_Economic_GWh_Before Competition Groups_55 | LED High Bay Fixture | 0.0009362% | 0 | 0.13343 | Residential_2038_Economic_GWh_Before Competition Groups_LED High Bay Fixture
Residential | Res ¦ Wall Insulation MF | 2038 | Economic | GWh | Before Competition Groups | 0.03997 | 0 | 0 | 14253.0957 | 2.8043e-06 | 56 | Residential_2038_Economic_GWh_Before Competition Groups_56 | Wall Insulation MF | 0.0002804% | 0 | 0.03997 | Residential_2038_Economic_GWh_Before Competition Groups_Wall Insulation MF
Residential | Res ¦ Energy Star LED Specialty Bulbs | 2038 | SC A | GWh | Before Competition Groups | 626.6494 | 0 | 0 | 4728.0842 | 0.13254 | 1 | Residential_2038_SC A_GWh_Before Competition Groups_1 | Energy Star LED Specialty Bulbs | 13.25% | 0 | 626.6494 | Residential_2038_SC A_GWh_Before Competition Groups_Energy Star LED Specialty Bulbs
Residential | Res ¦ Ductless Mini-Split Heat Pump | 2038 | SC A | GWh | Before Competition Groups | 475.7035 | 0 | 0 | 4728.0842 | 0.10061 | 2 | Residential_2038_SC A_GWh_Before Competition Groups_2 | Ductless Mini-Split Heat Pump | 10.06% | 0 | 475.7035 | Residential_2038_SC A_GWh_Before Competition Groups_Ductless Mini-Split Heat Pump
Residential | Res ¦ Energy Star Clothes Washer | 2038 | SC A | GWh | Before Competition Groups | 473.2462 | 0 | 0 | 4728.0842 | 0.10009 | 3 | Residential_2038_SC A_GWh_Before Competition Groups_3 | Energy Star Clothes Washer | 10.01% | 0 | 473.2462 | Residential_2038_SC A_GWh_Before Competition Groups_Energy Star Clothes Washer
Residential | Res ¦ Energy Star A Line, PAR, MR Lamps | 2038 | SC A | GWh | Before Competition Groups | 320.0146 | 0 | 0 | 4728.0842 | 0.067684 | 4 | Residential_2038_SC A_GWh_Before Competition Groups_4 | Energy Star A Line, PAR, MR Lamps | 6.768% | 0 | 320.0146 | Residential_2038_SC A_GWh_Before Competition Groups_Energy Star A Line, PAR, MR Lamps
Residential | Res ¦ Car Block Heater Timer | 2038 | SC A | GWh | Before Competition Groups | 307.3906 | 0 | 0 | 4728.0842 | 0.065014 | 5 | Residential_2038_SC A_GWh_Before Competition Groups_5 | Car Block Heater Timer | 6.501% | 0 | 307.3906 | Residential_2038_SC A_GWh_Before Competition Groups_Car Block Heater Timer
Residential | Res ¦ Energy Star LED Bulbs General Purpose LEDs | 2038 | SC A | GWh | Before Competition Groups | 266.208 | 0 | 0 | 4728.0842 | 0.056304 | 6 | Residential_2038_SC A_GWh_Before Competition Groups_6 | Energy Star LED Bulbs General Purpose LEDs | 5.63% | 0 | 266.208 | Residential_2038_SC A_GWh_Before Competition Groups_Energy Star LED Bulbs General Purpose LEDs
Residential | Res ¦ Variable Speed Pool Pump Motor | 2038 | SC A | GWh | Before Competition Groups | 243.6717 | 0 | 0 | 4728.0842 | 0.051537 | 7 | Residential_2038_SC A_GWh_Before Competition Groups_7 | Variable Speed Pool Pump Motor | 5.154% | 0 | 243.6717 | Residential_2038_SC A_GWh_Before Competition Groups_Variable Speed Pool Pump Motor
Residential | Res ¦ Building Recommissioning, Operations and Maintenance (O&M) Improvements | 2038 | SC A | GWh | Before Competition Groups | 237.1435 | 0 | 0 | 4728.0842 | 0.050156 | 8 | Residential_2038_SC A_GWh_Before Competition Groups_8 | Building Recommissioning, Operations and Maintenance (O&M) Improvements | 5.016% | 0 | 237.1435 | Residential_2038_SC A_GWh_Before Competition Groups_Building Recommissioning, Operations and Maintenance (O&M) Improvements
Residential | Res ¦ Energy Star Torchiere | 2038 | SC A | GWh | Before Competition Groups | 195.5088 | 0 | 0 | 4728.0842 | 0.041351 | 9 | Residential_2038_SC A_GWh_Before Competition Groups_9 | Energy Star Torchiere | 4.135% | 0 | 195.5088 | Residential_2038_SC A_GWh_Before Competition Groups_Energy Star Torchiere
Residential | Res ¦ Adaptive Thermostat | 2038 | SC A | GWh | Before Competition Groups | 153.2164 | 0 | 0 | 4728.0842 | 0.032406 | 10 | Residential_2038_SC A_GWh_Before Competition Groups_10 | Adaptive Thermostat | 3.241% | 0 | 153.2164 | Residential_2038_SC A_GWh_Before Competition Groups_Adaptive Thermostat
Residential | Res ¦ Energy Star Air Source Heat Pump | 2038 | SC A | GWh | Before Competition Groups | 141.7169 | 0 | 0 | 4728.0842 | 0.029973 | 11 | Residential_2038_SC A_GWh_Before Competition Groups_11 | Energy Star Air Source Heat Pump | 2.997% | 0 | 141.7169 | Residential_2038_SC A_GWh_Before Competition Groups_Energy Star Air Source Heat Pump
Residential | Res ¦ Air Sealing | 2038 | SC A | GWh | Before Competition Groups | 121.708 | 0 | 0 | 4728.0842 | 0.025741 | 12 | Residential_2038_SC A_GWh_Before Competition Groups_12 | Air Sealing | 2.574% | 0 | 121.708 | Residential_2038_SC A_GWh_Before Competition Groups_Air Sealing
Residential | Res ¦ Basement Wall Insulation | 2038 | SC A | GWh | Before Competition Groups | 120.4901 | 0 | 0 | 4728.0842 | 0.025484 | 13 | Residential_2038_SC A_GWh_Before Competition Groups_13 | Basement Wall Insulation | 2.548% | 0 | 120.4901 | Residential_2038_SC A_GWh_Before Competition Groups_Basement Wall Insulation
Residential | Res ¦ Comprehensive Draft Proofing | 2038 | SC A | GWh | Before Competition Groups | 117.0023 | 0 | 0 | 4728.0842 | 0.024746 | 14 | Residential_2038_SC A_GWh_Before Competition Groups_14 | Comprehensive Draft Proofing | 2.475% | 0 | 117.0023 | Residential_2038_SC A_GWh_Before Competition Groups_Comprehensive Draft Proofing
Residential | Res ¦ LED Parking Lot Fixture | 2038 | SC A | GWh | Before Competition Groups | 86.8825 | 0 | 0 | 4728.0842 | 0.018376 | 15 | Residential_2038_SC A_GWh_Before Competition Groups_15 | LED Parking Lot Fixture | 1.838% | 0 | 86.8825 | Residential_2038_SC A_GWh_Before Competition Groups_LED Parking Lot Fixture
Residential | Res ¦ Energy Star Clothes Dryer | 2038 | SC A | GWh | Before Competition Groups | 76.9649 | 0 | 0 | 4728.0842 | 0.016278 | 16 | Residential_2038_SC A_GWh_Before Competition Groups_16 | Energy Star Clothes Dryer | 1.628% | 0 | 76.9649 | Residential_2038_SC A_GWh_Before Competition Groups_Energy Star Clothes Dryer
Residential | Res ¦ Energy Star Light Fixture | 2038 | SC A | GWh | Before Competition Groups | 65.3524 | 0 | 0 | 4728.0842 | 0.013822 | 17 | Residential_2038_SC A_GWh_Before Competition Groups_17 | Energy Star Light Fixture | 1.382% | 0 | 65.3524 | Residential_2038_SC A_GWh_Before Competition Groups_Energy Star Light Fixture
Residential | Res ¦ Occupancy Sensors MF | 2038 | SC A | GWh | Before Competition Groups | 64.3098 | 0 | 0 | 4728.0842 | 0.013602 | 18 | Residential_2038_SC A_GWh_Before Competition Groups_18 | Occupancy Sensors MF | 1.36% | 0 | 64.3098 | Residential_2038_SC A_GWh_Before Competition Groups_Occupancy Sensors MF
Residential | Res ¦ Smart Burners | 2038 | SC A | GWh | Before Competition Groups | 52.3612 | 0 | 0 | 4728.0842 | 0.011075 | 19 | Residential_2038_SC A_GWh_Before Competition Groups_19 | Smart Burners | 1.107% | 0 | 52.3612 | Residential_2038_SC A_GWh_Before Competition Groups_Smart Burners
Residential | Res ¦ Refrigerator Recycling | 2038 | SC A | GWh | Before Competition Groups | 49.381 | 0 | 0 | 4728.0842 | 0.010444 | 20 | Residential_2038_SC A_GWh_Before Competition Groups_20 | Refrigerator Recycling | 1.044% | 0 | 49.381 | Residential_2038_SC A_GWh_Before Competition Groups_Refrigerator Recycling
Residential | Res ¦ Smart Power Bar | 2038 | SC A | GWh | Before Competition Groups | 45.3281 | 0 | 0 | 4728.0842 | 0.009587 | 21 | Residential_2038_SC A_GWh_Before Competition Groups_21 | Smart Power Bar | 0.9587% | 0 | 45.3281 | Residential_2038_SC A_GWh_Before Competition Groups_Smart Power Bar
Residential | Res ¦ Home Energy Reports | 2038 | SC A | GWh | Before Competition Groups | 43.9002 | 0 | 0 | 4728.0842 | 0.009285 | 22 | Residential_2038_SC A_GWh_Before Competition Groups_22 | Home Energy Reports | 0.9285% | 0 | 43.9002 | Residential_2038_SC A_GWh_Before Competition Groups_Home Energy Reports
Residential | Res ¦ LED Exterior Area Lights - LED Fixture (200W) | 2038 | SC A | GWh | Before Competition Groups | 41.6367 | 0 | 0 | 4728.0842 | 0.0088062 | 23 | Residential_2038_SC A_GWh_Before Competition Groups_23 | LED Exterior Area Lights - LED Fixture (200W) | 0.8806% | 0 | 41.6367 | Residential_2038_SC A_GWh_Before Competition Groups_LED Exterior Area Lights - LED Fixture (200W)
Residential | Res ¦ Energy Star Room Air Conditioner | 2038 | SC A | GWh | Before Competition Groups | 40.7171 | 0 | 0 | 4728.0842 | 0.0086118 | 24 | Residential_2038_SC A_GWh_Before Competition Groups_24 | Energy Star Room Air Conditioner | 0.8612% | 0 | 40.7171 | Residential_2038_SC A_GWh_Before Competition Groups_Energy Star Room Air Conditioner
Residential | Res ¦ Energy Star Freezer | 2038 | SC A | GWh | Before Competition Groups | 35.9693 | 0 | 0 | 4728.0842 | 0.0076076 | 25 | Residential_2038_SC A_GWh_Before Competition Groups_25 | Energy Star Freezer | 0.7608% | 0 | 35.9693 | Residential_2038_SC A_GWh_Before Competition Groups_Energy Star Freezer
Residential | Res ¦ Attic Insulation | 2038 | SC A | GWh | Before Competition Groups | 35.8306 | 0 | 0 | 4728.0842 | 0.0075782 | 26 | Residential_2038_SC A_GWh_Before Competition Groups_26 | Attic Insulation | 0.7578% | 0 | 35.8306 | Residential_2038_SC A_GWh_Before Competition Groups_Attic Insulation
Residential | Res ¦ Outside Air Economizer | 2038 | SC A | GWh | Before Competition Groups | 30.521 | 0 | 0 | 4728.0842 | 0.0064552 | 27 | Residential_2038_SC A_GWh_Before Competition Groups_27 | Outside Air Economizer | 0.6455% | 0 | 30.521 | Residential_2038_SC A_GWh_Before Competition Groups_Outside Air Economizer
Residential | Res ¦ Furnace Whistle | 2038 | SC A | GWh | Before Competition Groups | 30.0403 | 0 | 0 | 4728.0842 | 0.0063536 | 28 | Residential_2038_SC A_GWh_Before Competition Groups_28 | Furnace Whistle | 0.6354% | 0 | 30.0403 | Residential_2038_SC A_GWh_Before Competition Groups_Furnace Whistle
Residential | Res ¦ LED Tube Re-Lamp | 2038 | SC A | GWh | Before Competition Groups | 29.7003 | 0 | 0 | 4728.0842 | 0.0062817 | 29 | Residential_2038_SC A_GWh_Before Competition Groups_29 | LED Tube Re-Lamp | 0.6282% | 0 | 29.7003 | Residential_2038_SC A_GWh_Before Competition Groups_LED Tube Re-Lamp
Residential | Res ¦ Advanced BAS/Controllers | 2038 | SC A | GWh | Before Competition Groups | 25.9614 | 0 | 0 | 4728.0842 | 0.0054909 | 30 | Residential_2038_SC A_GWh_Before Competition Groups_30 | Advanced BAS/Controllers | 0.5491% | 0 | 25.9614 | Residential_2038_SC A_GWh_Before Competition Groups_Advanced BAS/Controllers
Residential | Res ¦ Minimize Hot and Warm Clothes Wash | 2038 | SC A | GWh | Before Competition Groups | 23.6065 | 0 | 0 | 4728.0842 | 0.0049928 | 31 | Residential_2038_SC A_GWh_Before Competition Groups_31 | Minimize Hot and Warm Clothes Wash | 0.4993% | 0 | 23.6065 | Residential_2038_SC A_GWh_Before Competition Groups_Minimize Hot and Warm Clothes Wash
Residential | Res ¦ LED Downlight | 2038 | SC A | GWh | Before Competition Groups | 20.0907 | 0 | 0 | 4728.0842 | 0.0042492 | 32 | Residential_2038_SC A_GWh_Before Competition Groups_32 | LED Downlight | 0.4249% | 0 | 20.0907 | Residential_2038_SC A_GWh_Before Competition Groups_LED Downlight
Residential | Res ¦ High Efficiency Chiller (avg of water and air cooled) | 2038 | SC A | GWh | Before Competition Groups | 18.3165 | 0 | 0 | 4728.0842 | 0.003874 | 33 | Residential_2038_SC A_GWh_Before Competition Groups_33 | High Efficiency Chiller (avg of water and air cooled) | 0.3874% | 0 | 18.3165 | Residential_2038_SC A_GWh_Before Competition Groups_High Efficiency Chiller (avg of water and air cooled)
Residential | Res ¦ ENERGY STAR LED LAMPS (REFLECTOR LAMPs/MR16/PAR 16) | 2038 | SC A | GWh | Before Competition Groups | 16.9164 | 0 | 0 | 4728.0842 | 0.0035779 | 34 | Residential_2038_SC A_GWh_Before Competition Groups_34 | ENERGY STAR LED LAMPS (REFLECTOR LAMPs/MR16/PAR 16) | 0.3578% | 0 | 16.9164 | Residential_2038_SC A_GWh_Before Competition Groups_ENERGY STAR LED LAMPS (REFLECTOR LAMPs/MR16/PAR 16)
Residential | Res ¦ Variable Frequency Drive (VFD) | 2038 | SC A | GWh | Before Competition Groups | 12.7431 | 0 | 0 | 4728.0842 | 0.0026952 | 35 | Residential_2038_SC A_GWh_Before Competition Groups_35 | Variable Frequency Drive (VFD) | 0.2695% | 0 | 12.7431 | Residential_2038_SC A_GWh_Before Competition Groups_Variable Frequency Drive (VFD)
Residential | Res ¦ CO Sensors for parking garage exhaust fans | 2038 | SC A | GWh | Before Competition Groups | 12.1128 | 0 | 0 | 4728.0842 | 0.0025619 | 36 | Residential_2038_SC A_GWh_Before Competition Groups_36 | CO Sensors for parking garage exhaust fans | 0.2562% | 0 | 12.1128 | Residential_2038_SC A_GWh_Before Competition Groups_CO Sensors for parking garage exhaust fans
Residential | Res ¦ Tankless Water Heater | 2038 | SC A | GWh | Before Competition Groups | 10.2679 | 0 | 0 | 4728.0842 | 0.0021717 | 37 | Residential_2038_SC A_GWh_Before Competition Groups_37 | Tankless Water Heater | 0.2172% | 0 | 10.2679 | Residential_2038_SC A_GWh_Before Competition Groups_Tankless Water Heater
Residential | Res ¦ Water Heater Temperature Setback | 2038 | SC A | GWh | Before Competition Groups | 9.4878 | 0 | 0 | 4728.0842 | 0.0020067 | 38 | Residential_2038_SC A_GWh_Before Competition Groups_38 | Water Heater Temperature Setback | 0.2007% | 0 | 9.4878 | Residential_2038_SC A_GWh_Before Competition Groups_Water Heater Temperature Setback
Residential | Res ¦ Demand Control Ventilation | 2038 | SC A | GWh | Before Competition Groups | 9.0101 | 0 | 0 | 4728.0842 | 0.0019056 | 39 | Residential_2038_SC A_GWh_Before Competition Groups_39 | Demand Control Ventilation | 0.1906% | 0 | 9.0101 | Residential_2038_SC A_GWh_Before Competition Groups_Demand Control Ventilation
Residential | Res ¦ Heavy Duty Outdoor/Holiday Plug-in Timers | 2038 | SC A | GWh | Before Competition Groups | 8.1143 | 0 | 0 | 4728.0842 | 0.0017162 | 40 | Residential_2038_SC A_GWh_Before Competition Groups_40 | Heavy Duty Outdoor/Holiday Plug-in Timers | 0.1716% | 0 | 8.1143 | Residential_2038_SC A_GWh_Before Competition Groups_Heavy Duty Outdoor/Holiday Plug-in Timers
Residential | Res ¦ Condensing Make Up Air Unit | 2038 | SC A | GWh | Before Competition Groups | 5.0454 | 0 | 0 | 4728.0842 | 0.0010671 | 41 | Residential_2038_SC A_GWh_Before Competition Groups_41 | Condensing Make Up Air Unit | 0.1067% | 0 | 5.0454 | Residential_2038_SC A_GWh_Before Competition Groups_Condensing Make Up Air Unit
Residential | Res ¦ Energy Star Dehumidifier | 2038 | SC A | GWh | Before Competition Groups | 4.2559 | 0 | 0 | 4728.0842 | 0.00090013 | 42 | Residential_2038_SC A_GWh_Before Competition Groups_42 | Energy Star Dehumidifier | 0.09001% | 0 | 4.2559 | Residential_2038_SC A_GWh_Before Competition Groups_Energy Star Dehumidifier
Residential | Res ¦ Clothes Drying Racks | 2038 | SC A | GWh | Before Competition Groups | 4.0931 | 0 | 0 | 4728.0842 | 0.0008657 | 43 | Residential_2038_SC A_GWh_Before Competition Groups_43 | Clothes Drying Racks | 0.08657% | 0 | 4.0931 | Residential_2038_SC A_GWh_Before Competition Groups_Clothes Drying Racks
Residential | Res ¦ VFD on Pumps | 2038 | SC A | GWh | Before Competition Groups | 3.7658 | 0 | 0 | 4728.0842 | 0.00079648 | 44 | Residential_2038_SC A_GWh_Before Competition Groups_44 | VFD on Pumps | 0.07965% | 0 | 3.7658 | Residential_2038_SC A_GWh_Before Competition Groups_VFD on Pumps
Residential | Res ¦ ENERGY STAR LED Lamps (General Service Lamps) | 2038 | SC A | GWh | Before Competition Groups | 3.7215 | 0 | 0 | 4728.0842 | 0.00078711 | 45 | Residential_2038_SC A_GWh_Before Competition Groups_45 | ENERGY STAR LED Lamps (General Service Lamps) | 0.07871% | 0 | 3.7215 | Residential_2038_SC A_GWh_Before Competition Groups_ENERGY STAR LED Lamps (General Service Lamps)
Residential | Res ¦ Heat Recovery Ventilator | 2038 | SC A | GWh | Before Competition Groups | 3.0023 | 0 | 0 | 4728.0842 | 0.00063498 | 46 | Residential_2038_SC A_GWh_Before Competition Groups_46 | Heat Recovery Ventilator | 0.0635% | 0 | 3.0023 | Residential_2038_SC A_GWh_Before Competition Groups_Heat Recovery Ventilator
Residential | Res ¦ ECM MOTORS FOR HVAC APPLICATION (FAN-POWERED VAV BOX) | 2038 | SC A | GWh | Before Competition Groups | 2.3235 | 0 | 0 | 4728.0842 | 0.00049142 | 47 | Residential_2038_SC A_GWh_Before Competition Groups_47 | ECM MOTORS FOR HVAC APPLICATION (FAN-POWERED VAV BOX) | 0.04914% | 0 | 2.3235 | Residential_2038_SC A_GWh_Before Competition Groups_ECM MOTORS FOR HVAC APPLICATION (FAN-POWERED VAV BOX)
Residential | Res ¦ Floor Insulation | 2038 | SC A | GWh | Before Competition Groups | 2.3157 | 0 | 0 | 4728.0842 | 0.00048977 | 48 | Residential_2038_SC A_GWh_Before Competition Groups_48 | Floor Insulation | 0.04898% | 0 | 2.3157 | Residential_2038_SC A_GWh_Before Competition Groups_Floor Insulation
Residential | Res ¦ Beverage Vending Machine Controls | 2038 | SC A | GWh | Before Competition Groups | 1.574 | 0 | 0 | 4728.0842 | 0.00033291 | 49 | Residential_2038_SC A_GWh_Before Competition Groups_49 | Beverage Vending Machine Controls | 0.03329% | 0 | 1.574 | Residential_2038_SC A_GWh_Before Competition Groups_Beverage Vending Machine Controls
Residential | Res ¦ Duct Insulation | 2038 | SC A | GWh | Before Competition Groups | 1.3766 | 0 | 0 | 4728.0842 | 0.00029116 | 50 | Residential_2038_SC A_GWh_Before Competition Groups_50 | Duct Insulation | 0.02912% | 0 | 1.3766 | Residential_2038_SC A_GWh_Before Competition Groups_Duct Insulation
Residential | Res ¦ Duct Insulation MF | 2038 | SC A | GWh | Before Competition Groups | 0.86679 | 0 | 0 | 4728.0842 | 0.00018333 | 51 | Residential_2038_SC A_GWh_Before Competition Groups_51 | Duct Insulation MF | 0.01833% | 0 | 0.86679 | Residential_2038_SC A_GWh_Before Competition Groups_Duct Insulation MF
Residential | Res ¦ Chilled Water Optimization | 2038 | SC A | GWh | Before Competition Groups | 0.32591 | 0 | 0 | 4728.0842 | 6.8931e-05 | 52 | Residential_2038_SC A_GWh_Before Competition Groups_52 | Chilled Water Optimization | 0.006893% | 0 | 0.32591 | Residential_2038_SC A_GWh_Before Competition Groups_Chilled Water Optimization
Residential | Res ¦ LED High Bay Fixture | 2038 | SC A | GWh | Before Competition Groups | 0.13839 | 0 | 0 | 4728.0842 | 2.927e-05 | 53 | Residential_2038_SC A_GWh_Before Competition Groups_53 | LED High Bay Fixture | 0.002927% | 0 | 0.13839 | Residential_2038_SC A_GWh_Before Competition Groups_LED High Bay Fixture
Residential | Res ¦ Wall Insulation | 2038 | SC A | GWh | Before Competition Groups | 0.064335 | 0 | 0 | 4728.0842 | 1.3607e-05 | 54 | Residential_2038_SC A_GWh_Before Competition Groups_54 | Wall Insulation | 0.001361% | 0 | 0.064335 | Residential_2038_SC A_GWh_Before Competition Groups_Wall Insulation
Residential | Res ¦ Wall Insulation MF | 2038 | SC A | GWh | Before Competition Groups | 0.018104 | 0 | 0 | 4728.0842 | 3.829e-06 | 55 | Residential_2038_SC A_GWh_Before Competition Groups_55 | Wall Insulation MF | 0.0003829% | 0 | 0.018104 | Residential_2038_SC A_GWh_Before Competition Groups_Wall Insulation MF
Residential | Res ¦ Freezer Recycling | 2038 | SC A | GWh | Before Competition Groups | 0.0040156 | 0 | 0 | 4728.0842 | 8.4932e-07 | 56 | Residential_2038_SC A_GWh_Before Competition Groups_56 | Freezer Recycling | 8.493e-05% | 0 | 0.0040156 | Residential_2038_SC A_GWh_Before Competition Groups_Freezer Recycling
Residential | Res ¦ Energy Star Clothes Washer | 2038 | SC B | GWh | Before Competition Groups | 693.2408 | 0 | 0 | 6595.5067 | 0.10511 | 1 | Residential_2038_SC B_GWh_Before Competition Groups_1 | Energy Star Clothes Washer | 10.51% | 0 | 693.2408 | Residential_2038_SC B_GWh_Before Competition Groups_Energy Star Clothes Washer
Residential | Res ¦ Ductless Mini-Split Heat Pump | 2038 | SC B | GWh | Before Competition Groups | 559.8918 | 0 | 0 | 6595.5067 | 0.08489 | 2 | Residential_2038_SC B_GWh_Before Competition Groups_2 | Ductless Mini-Split Heat Pump | 8.489% | 0 | 559.8918 | Residential_2038_SC B_GWh_Before Competition Groups_Ductless Mini-Split Heat Pump
Residential | Res ¦ Energy Star LED Bulbs General Purpose LEDs | 2038 | SC B | GWh | Before Competition Groups | 440.831 | 0 | 0 | 6595.5067 | 0.066838 | 3 | Residential_2038_SC B_GWh_Before Competition Groups_3 | Energy Star LED Bulbs General Purpose LEDs | 6.684% | 0 | 440.831 | Residential_2038_SC B_GWh_Before Competition Groups_Energy Star LED Bulbs General Purpose LEDs
Residential | Res ¦ Energy Star A Line, PAR, MR Lamps | 2038 | SC B | GWh | Before Competition Groups | 426.0915 | 0 | 0 | 6595.5067 | 0.064603 | 4 | Residential_2038_SC B_GWh_Before Competition Groups_4 | Energy Star A Line, PAR, MR Lamps | 6.46% | 0 | 426.0915 | Residential_2038_SC B_GWh_Before Competition Groups_Energy Star A Line, PAR, MR Lamps
Residential | Res ¦ Adaptive Thermostat | 2038 | SC B | GWh | Before Competition Groups | 408.965 | 0 | 0 | 6595.5067 | 0.062007 | 5 | Residential_2038_SC B_GWh_Before Competition Groups_5 | Adaptive Thermostat | 6.201% | 0 | 408.965 | Residential_2038_SC B_GWh_Before Competition Groups_Adaptive Thermostat
Residential | Res ¦ Energy Star LED Specialty Bulbs | 2038 | SC B | GWh | Before Competition Groups | 399.767 | 0 | 0 | 6595.5067 | 0.060612 | 6 | Residential_2038_SC B_GWh_Before Competition Groups_6 | Energy Star LED Specialty Bulbs | 6.061% | 0 | 399.767 | Residential_2038_SC B_GWh_Before Competition Groups_Energy Star LED Specialty Bulbs
Residential | Res ¦ Variable Speed Pool Pump Motor | 2038 | SC B | GWh | Before Competition Groups | 381.508 | 0 | 0 | 6595.5067 | 0.057844 | 7 | Residential_2038_SC B_GWh_Before Competition Groups_7 | Variable Speed Pool Pump Motor | 5.784% | 0 | 381.508 | Residential_2038_SC B_GWh_Before Competition Groups_Variable Speed Pool Pump Motor
Residential | Res ¦ Car Block Heater Timer | 2038 | SC B | GWh | Before Competition Groups | 376.8855 | 0 | 0 | 6595.5067 | 0.057143 | 8 | Residential_2038_SC B_GWh_Before Competition Groups_8 | Car Block Heater Timer | 5.714% | 0 | 376.8855 | Residential_2038_SC B_GWh_Before Competition Groups_Car Block Heater Timer
Residential | Res ¦ Building Recommissioning, Operations and Maintenance (O&M) Improvements | 2038 | SC B | GWh | Before Competition Groups | 295.6651 | 0 | 0 | 6595.5067 | 0.044828 | 9 | Residential_2038_SC B_GWh_Before Competition Groups_9 | Building Recommissioning, Operations and Maintenance (O&M) Improvements | 4.483% | 0 | 295.6651 | Residential_2038_SC B_GWh_Before Competition Groups_Building Recommissioning, Operations and Maintenance (O&M) Improvements
Residential | Res ¦ Energy Star Torchiere | 2038 | SC B | GWh | Before Competition Groups | 241.399 | 0 | 0 | 6595.5067 | 0.036601 | 10 | Residential_2038_SC B_GWh_Before Competition Groups_10 | Energy Star Torchiere | 3.66% | 0 | 241.399 | Residential_2038_SC B_GWh_Before Competition Groups_Energy Star Torchiere
Residential | Res ¦ Air Sealing | 2038 | SC B | GWh | Before Competition Groups | 235.2462 | 0 | 0 | 6595.5067 | 0.035668 | 11 | Residential_2038_SC B_GWh_Before Competition Groups_11 | Air Sealing | 3.567% | 0 | 235.2462 | Residential_2038_SC B_GWh_Before Competition Groups_Air Sealing
Residential | Res ¦ Smart Burners | 2038 | SC B | GWh | Before Competition Groups | 196.8229 | 0 | 0 | 6595.5067 | 0.029842 | 12 | Residential_2038_SC B_GWh_Before Competition Groups_12 | Smart Burners | 2.984% | 0 | 196.8229 | Residential_2038_SC B_GWh_Before Competition Groups_Smart Burners
Residential | Res ¦ Energy Star Air Source Heat Pump | 2038 | SC B | GWh | Before Competition Groups | 192.3869 | 0 | 0 | 6595.5067 | 0.029169 | 13 | Residential_2038_SC B_GWh_Before Competition Groups_13 | Energy Star Air Source Heat Pump | 2.917% | 0 | 192.3869 | Residential_2038_SC B_GWh_Before Competition Groups_Energy Star Air Source Heat Pump
Residential | Res ¦ Comprehensive Draft Proofing | 2038 | SC B | GWh | Before Competition Groups | 150.379 | 0 | 0 | 6595.5067 | 0.0228 | 14 | Residential_2038_SC B_GWh_Before Competition Groups_14 | Comprehensive Draft Proofing | 2.28% | 0 | 150.379 | Residential_2038_SC B_GWh_Before Competition Groups_Comprehensive Draft Proofing
Residential | Res ¦ Energy Star Clothes Dryer | 2038 | SC B | GWh | Before Competition Groups | 136.8598 | 0 | 0 | 6595.5067 | 0.02075 | 15 | Residential_2038_SC B_GWh_Before Competition Groups_15 | Energy Star Clothes Dryer | 2.075% | 0 | 136.8598 | Residential_2038_SC B_GWh_Before Competition Groups_Energy Star Clothes Dryer
Residential | Res ¦ Basement Wall Insulation | 2038 | SC B | GWh | Before Competition Groups | 123.4979 | 0 | 0 | 6595.5067 | 0.018725 | 16 | Residential_2038_SC B_GWh_Before Competition Groups_16 | Basement Wall Insulation | 1.872% | 0 | 123.4979 | Residential_2038_SC B_GWh_Before Competition Groups_Basement Wall Insulation
Residential | Res ¦ Attic Insulation | 2038 | SC B | GWh | Before Competition Groups | 95.2535 | 0 | 0 | 6595.5067 | 0.014442 | 17 | Residential_2038_SC B_GWh_Before Competition Groups_17 | Attic Insulation | 1.444% | 0 | 95.2535 | Residential_2038_SC B_GWh_Before Competition Groups_Attic Insulation
Residential | Res ¦ Energy Star Light Fixture | 2038 | SC B | GWh | Before Competition Groups | 93.981 | 0 | 0 | 6595.5067 | 0.014249 | 18 | Residential_2038_SC B_GWh_Before Competition Groups_18 | Energy Star Light Fixture | 1.425% | 0 | 93.981 | Residential_2038_SC B_GWh_Before Competition Groups_Energy Star Light Fixture
Residential | Res ¦ LED Parking Lot Fixture | 2038 | SC B | GWh | Before Competition Groups | 90.6497 | 0 | 0 | 6595.5067 | 0.013744 | 19 | Residential_2038_SC B_GWh_Before Competition Groups_19 | LED Parking Lot Fixture | 1.374% | 0 | 90.6497 | Residential_2038_SC B_GWh_Before Competition Groups_LED Parking Lot Fixture
Residential | Res ¦ Occupancy Sensors MF | 2038 | SC B | GWh | Before Competition Groups | 88.0102 | 0 | 0 | 6595.5067 | 0.013344 | 20 | Residential_2038_SC B_GWh_Before Competition Groups_20 | Occupancy Sensors MF | 1.334% | 0 | 88.0102 | Residential_2038_SC B_GWh_Before Competition Groups_Occupancy Sensors MF
Residential | Res ¦ Refrigerator Recycling | 2038 | SC B | GWh | Before Competition Groups | 77.5029 | 0 | 0 | 6595.5067 | 0.011751 | 21 | Residential_2038_SC B_GWh_Before Competition Groups_21 | Refrigerator Recycling | 1.175% | 0 | 77.5029 | Residential_2038_SC B_GWh_Before Competition Groups_Refrigerator Recycling
Residential | Res ¦ Energy Star Room Air Conditioner | 2038 | SC B | GWh | Before Competition Groups | 72.2406 | 0 | 0 | 6595.5067 | 0.010953 | 22 | Residential_2038_SC B_GWh_Before Competition Groups_22 | Energy Star Room Air Conditioner | 1.095% | 0 | 72.2406 | Residential_2038_SC B_GWh_Before Competition Groups_Energy Star Room Air Conditioner
Residential | Res ¦ Clothes Drying Racks | 2038 | SC B | GWh | Before Competition Groups | 70.7675 | 0 | 0 | 6595.5067 | 0.01073 | 23 | Residential_2038_SC B_GWh_Before Competition Groups_23 | Clothes Drying Racks | 1.073% | 0 | 70.7675 | Residential_2038_SC B_GWh_Before Competition Groups_Clothes Drying Racks
Residential | Res ¦ Energy Star Freezer | 2038 | SC B | GWh | Before Competition Groups | 68.1867 | 0 | 0 | 6595.5067 | 0.010338 | 24 | Residential_2038_SC B_GWh_Before Competition Groups_24 | Energy Star Freezer | 1.034% | 0 | 68.1867 | Residential_2038_SC B_GWh_Before Competition Groups_Energy Star Freezer
Residential | Res ¦ Freezer Recycling | 2038 | SC B | GWh | Before Competition Groups | 67.9807 | 0 | 0 | 6595.5067 | 0.010307 | 25 | Residential_2038_SC B_GWh_Before Competition Groups_25 | Freezer Recycling | 1.031% | 0 | 67.9807 | Residential_2038_SC B_GWh_Before Competition Groups_Freezer Recycling
Residential | Res ¦ Smart Power Bar | 2038 | SC B | GWh | Before Competition Groups | 53.9097 | 0 | 0 | 6595.5067 | 0.0081737 | 26 | Residential_2038_SC B_GWh_Before Competition Groups_26 | Smart Power Bar | 0.8174% | 0 | 53.9097 | Residential_2038_SC B_GWh_Before Competition Groups_Smart Power Bar
Residential | Res ¦ Home Energy Reports | 2038 | SC B | GWh | Before Competition Groups | 43.9002 | 0 | 0 | 6595.5067 | 0.0066561 | 27 | Residential_2038_SC B_GWh_Before Competition Groups_27 | Home Energy Reports | 0.6656% | 0 | 43.9002 | Residential_2038_SC B_GWh_Before Competition Groups_Home Energy Reports
Residential | Res ¦ Advanced BAS/Controllers | 2038 | SC B | GWh | Before Competition Groups | 43.2734 | 0 | 0 | 6595.5067 | 0.006561 | 28 | Residential_2038_SC B_GWh_Before Competition Groups_28 | Advanced BAS/Controllers | 0.6561% | 0 | 43.2734 | Residential_2038_SC B_GWh_Before Competition Groups_Advanced BAS/Controllers
Residential | Res ¦ LED Exterior Area Lights - LED Fixture (200W) | 2038 | SC B | GWh | Before Competition Groups | 41.6367 | 0 | 0 | 6595.5067 | 0.0063129 | 29 | Residential_2038_SC B_GWh_Before Competition Groups_29 | LED Exterior Area Lights - LED Fixture (200W) | 0.6313% | 0 | 41.6367 | Residential_2038_SC B_GWh_Before Competition Groups_LED Exterior Area Lights - LED Fixture (200W)
Residential | Res ¦ Furnace Whistle | 2038 | SC B | GWh | Before Competition Groups | 37.2632 | 0 | 0 | 6595.5067 | 0.0056498 | 30 | Residential_2038_SC B_GWh_Before Competition Groups_30 | Furnace Whistle | 0.565% | 0 | 37.2632 | Residential_2038_SC B_GWh_Before Competition Groups_Furnace Whistle
Residential | Res ¦ Outside Air Economizer | 2038 | SC B | GWh | Before Competition Groups | 34.7241 | 0 | 0 | 6595.5067 | 0.0052648 | 31 | Residential_2038_SC B_GWh_Before Competition Groups_31 | Outside Air Economizer | 0.5265% | 0 | 34.7241 | Residential_2038_SC B_GWh_Before Competition Groups_Outside Air Economizer
Residential | Res ¦ Heat Recovery Ventilator | 2038 | SC B | GWh | Before Competition Groups | 31.23 | 0 | 0 | 6595.5067 | 0.004735 | 32 | Residential_2038_SC B_GWh_Before Competition Groups_32 | Heat Recovery Ventilator | 0.4735% | 0 | 31.23 | Residential_2038_SC B_GWh_Before Competition Groups_Heat Recovery Ventilator
Residential | Res ¦ LED Tube Re-Lamp | 2038 | SC B | GWh | Before Competition Groups | 29.7003 | 0 | 0 | 6595.5067 | 0.0045031 | 33 | Residential_2038_SC B_GWh_Before Competition Groups_33 | LED Tube Re-Lamp | 0.4503% | 0 | 29.7003 | Residential_2038_SC B_GWh_Before Competition Groups_LED Tube Re-Lamp
Residential | Res ¦ Energy Star Dehumidifier | 2038 | SC B | GWh | Before Competition Groups | 25.6174 | 0 | 0 | 6595.5067 | 0.0038841 | 34 | Residential_2038_SC B_GWh_Before Competition Groups_34 | Energy Star Dehumidifier | 0.3884% | 0 | 25.6174 | Residential_2038_SC B_GWh_Before Competition Groups_Energy Star Dehumidifier
Residential | Res ¦ Floor Insulation | 2038 | SC B | GWh | Before Competition Groups | 24.9544 | 0 | 0 | 6595.5067 | 0.0037835 | 35 | Residential_2038_SC B_GWh_Before Competition Groups_35 | Floor Insulation | 0.3784% | 0 | 24.9544 | Residential_2038_SC B_GWh_Before Competition Groups_Floor Insulation
Residential | Res ¦ Duct Insulation | 2038 | SC B | GWh | Before Competition Groups | 24.2038 | 0 | 0 | 6595.5067 | 0.0036697 | 36 | Residential_2038_SC B_GWh_Before Competition Groups_36 | Duct Insulation | 0.367% | 0 | 24.2038 | Residential_2038_SC B_GWh_Before Competition Groups_Duct Insulation
Residential | Res ¦ Tankless Water Heater | 2038 | SC B | GWh | Before Competition Groups | 23.687 | 0 | 0 | 6595.5067 | 0.0035914 | 37 | Residential_2038_SC B_GWh_Before Competition Groups_37 | Tankless Water Heater | 0.3591% | 0 | 23.687 | Residential_2038_SC B_GWh_Before Competition Groups_Tankless Water Heater
Residential | Res ¦ Minimize Hot and Warm Clothes Wash | 2038 | SC B | GWh | Before Competition Groups | 23.6065 | 0 | 0 | 6595.5067 | 0.0035792 | 38 | Residential_2038_SC B_GWh_Before Competition Groups_38 | Minimize Hot and Warm Clothes Wash | 0.3579% | 0 | 23.6065 | Residential_2038_SC B_GWh_Before Competition Groups_Minimize Hot and Warm Clothes Wash
Residential | Res ¦ LED Downlight | 2038 | SC B | GWh | Before Competition Groups | 20.1373 | 0 | 0 | 6595.5067 | 0.0030532 | 39 | Residential_2038_SC B_GWh_Before Competition Groups_39 | LED Downlight | 0.3053% | 0 | 20.1373 | Residential_2038_SC B_GWh_Before Competition Groups_LED Downlight
Residential | Res ¦ Demand Control Ventilation | 2038 | SC B | GWh | Before Competition Groups | 19.9575 | 0 | 0 | 6595.5067 | 0.0030259 | 40 | Residential_2038_SC B_GWh_Before Competition Groups_40 | Demand Control Ventilation | 0.3026% | 0 | 19.9575 | Residential_2038_SC B_GWh_Before Competition Groups_Demand Control Ventilation
Residential | Res ¦ CO Sensors for parking garage exhaust fans | 2038 | SC B | GWh | Before Competition Groups | 19.0246 | 0 | 0 | 6595.5067 | 0.0028845 | 41 | Residential_2038_SC B_GWh_Before Competition Groups_41 | CO Sensors for parking garage exhaust fans | 0.2884% | 0 | 19.0246 | Residential_2038_SC B_GWh_Before Competition Groups_CO Sensors for parking garage exhaust fans
Residential | Res ¦ High Efficiency Chiller (avg of water and air cooled) | 2038 | SC B | GWh | Before Competition Groups | 18.6294 | 0 | 0 | 6595.5067 | 0.0028246 | 42 | Residential_2038_SC B_GWh_Before Competition Groups_42 | High Efficiency Chiller (avg of water and air cooled) | 0.2825% | 0 | 18.6294 | Residential_2038_SC B_GWh_Before Competition Groups_High Efficiency Chiller (avg of water and air cooled)
Residential | Res ¦ ENERGY STAR LED LAMPS (REFLECTOR LAMPs/MR16/PAR 16) | 2038 | SC B | GWh | Before Competition Groups | 16.9164 | 0 | 0 | 6595.5067 | 0.0025648 | 43 | Residential_2038_SC B_GWh_Before Competition Groups_43 | ENERGY STAR LED LAMPS (REFLECTOR LAMPs/MR16/PAR 16) | 0.2565% | 0 | 16.9164 | Residential_2038_SC B_GWh_Before Competition Groups_ENERGY STAR LED LAMPS (REFLECTOR LAMPs/MR16/PAR 16)
Residential | Res ¦ Condensing Make Up Air Unit | 2038 | SC B | GWh | Before Competition Groups | 16.0792 | 0 | 0 | 6595.5067 | 0.0024379 | 44 | Residential_2038_SC B_GWh_Before Competition Groups_44 | Condensing Make Up Air Unit | 0.2438% | 0 | 16.0792 | Residential_2038_SC B_GWh_Before Competition Groups_Condensing Make Up Air Unit
Residential | Res ¦ Variable Frequency Drive (VFD) | 2038 | SC B | GWh | Before Competition Groups | 15.8069 | 0 | 0 | 6595.5067 | 0.0023966 | 45 | Residential_2038_SC B_GWh_Before Competition Groups_45 | Variable Frequency Drive (VFD) | 0.2397% | 0 | 15.8069 | Residential_2038_SC B_GWh_Before Competition Groups_Variable Frequency Drive (VFD)
Residential | Res ¦ Water Heater Temperature Setback | 2038 | SC B | GWh | Before Competition Groups | 11.8119 | 0 | 0 | 6595.5067 | 0.0017909 | 46 | Residential_2038_SC B_GWh_Before Competition Groups_46 | Water Heater Temperature Setback | 0.1791% | 0 | 11.8119 | Residential_2038_SC B_GWh_Before Competition Groups_Water Heater Temperature Setback
Residential | Res ¦ Duct Insulation MF | 2038 | SC B | GWh | Before Competition Groups | 10.1071 | 0 | 0 | 6595.5067 | 0.0015324 | 47 | Residential_2038_SC B_GWh_Before Competition Groups_47 | Duct Insulation MF | 0.1532% | 0 | 10.1071 | Residential_2038_SC B_GWh_Before Competition Groups_Duct Insulation MF
Residential | Res ¦ Heavy Duty Outdoor/Holiday Plug-in Timers | 2038 | SC B | GWh | Before Competition Groups | 9.989 | 0 | 0 | 6595.5067 | 0.0015145 | 48 | Residential_2038_SC B_GWh_Before Competition Groups_48 | Heavy Duty Outdoor/Holiday Plug-in Timers | 0.1515% | 0 | 9.989 | Residential_2038_SC B_GWh_Before Competition Groups_Heavy Duty Outdoor/Holiday Plug-in Timers
Residential | Res ¦ VFD on Pumps | 2038 | SC B | GWh | Before Competition Groups | 4.8608 | 0 | 0 | 6595.5067 | 0.00073699 | 49 | Residential_2038_SC B_GWh_Before Competition Groups_49 | VFD on Pumps | 0.0737% | 0 | 4.8608 | Residential_2038_SC B_GWh_Before Competition Groups_VFD on Pumps
Residential | Res ¦ ENERGY STAR LED Lamps (General Service Lamps) | 2038 | SC B | GWh | Before Competition Groups | 3.7215 | 0 | 0 | 6595.5067 | 0.00056425 | 50 | Residential_2038_SC B_GWh_Before Competition Groups_50 | ENERGY STAR LED Lamps (General Service Lamps) | 0.05643% | 0 | 3.7215 | Residential_2038_SC B_GWh_Before Competition Groups_ENERGY STAR LED Lamps (General Service Lamps)
Residential | Res ¦ ECM MOTORS FOR HVAC APPLICATION (FAN-POWERED VAV BOX) | 2038 | SC B | GWh | Before Competition Groups | 3.0107 | 0 | 0 | 6595.5067 | 0.00045648 | 51 | Residential_2038_SC B_GWh_Before Competition Groups_51 | ECM MOTORS FOR HVAC APPLICATION (FAN-POWERED VAV BOX) | 0.04565% | 0 | 3.0107 | Residential_2038_SC B_GWh_Before Competition Groups_ECM MOTORS FOR HVAC APPLICATION (FAN-POWERED VAV BOX)
Residential | Res ¦ Beverage Vending Machine Controls | 2038 | SC B | GWh | Before Competition Groups | 2.1865 | 0 | 0 | 6595.5067 | 0.00033151 | 52 | Residential_2038_SC B_GWh_Before Competition Groups_52 | Beverage Vending Machine Controls | 0.03315% | 0 | 2.1865 | Residential_2038_SC B_GWh_Before Competition Groups_Beverage Vending Machine Controls
Residential | Res ¦ Wall Insulation | 2038 | SC B | GWh | Before Competition Groups | 0.92857 | 0 | 0 | 6595.5067 | 0.00014079 | 53 | Residential_2038_SC B_GWh_Before Competition Groups_53 | Wall Insulation | 0.01408% | 0 | 0.92857 | Residential_2038_SC B_GWh_Before Competition Groups_Wall Insulation
Residential | Res ¦ Chilled Water Optimization | 2038 | SC B | GWh | Before Competition Groups | 0.38986 | 0 | 0 | 6595.5067 | 5.9109e-05 | 54 | Residential_2038_SC B_GWh_Before Competition Groups_54 | Chilled Water Optimization | 0.005911% | 0 | 0.38986 | Residential_2038_SC B_GWh_Before Competition Groups_Chilled Water Optimization
Residential | Res ¦ LED High Bay Fixture | 2038 | SC B | GWh | Before Competition Groups | 0.21071 | 0 | 0 | 6595.5067 | 3.1947e-05 | 55 | Residential_2038_SC B_GWh_Before Competition Groups_55 | LED High Bay Fixture | 0.003195% | 0 | 0.21071 | Residential_2038_SC B_GWh_Before Competition Groups_LED High Bay Fixture
Residential | Res ¦ Wall Insulation MF | 2038 | SC B | GWh | Before Competition Groups | 0.021754 | 0 | 0 | 6595.5067 | 3.2983e-06 | 56 | Residential_2038_SC B_GWh_Before Competition Groups_56 | Wall Insulation MF | 0.0003298% | 0 | 0.021754 | Residential_2038_SC B_GWh_Before Competition Groups_Wall Insulation MF
Residential | Res ¦ Energy Star Clothes Washer | 2038 | SC C | GWh | Before Competition Groups | 652.671 | 0 | 0 | 5607.0715 | 0.1164 | 1 | Residential_2038_SC C_GWh_Before Competition Groups_1 | Energy Star Clothes Washer | 11.64% | 0 | 652.671 | Residential_2038_SC C_GWh_Before Competition Groups_Energy Star Clothes Washer
Residential | Res ¦ Energy Star LED Specialty Bulbs | 2038 | SC C | GWh | Before Competition Groups | 626.6494 | 0 | 0 | 5607.0715 | 0.11176 | 2 | Residential_2038_SC C_GWh_Before Competition Groups_2 | Energy Star LED Specialty Bulbs | 11.18% | 0 | 626.6494 | Residential_2038_SC C_GWh_Before Competition Groups_Energy Star LED Specialty Bulbs
Residential | Res ¦ Ductless Mini-Split Heat Pump | 2038 | SC C | GWh | Before Competition Groups | 475.6735 | 0 | 0 | 5607.0715 | 0.084835 | 3 | Residential_2038_SC C_GWh_Before Competition Groups_3 | Ductless Mini-Split Heat Pump | 8.483% | 0 | 475.6735 | Residential_2038_SC C_GWh_Before Competition Groups_Ductless Mini-Split Heat Pump
Residential | Res ¦ Energy Star A Line, PAR, MR Lamps | 2038 | SC C | GWh | Before Competition Groups | 320.0146 | 0 | 0 | 5607.0715 | 0.057073 | 4 | Residential_2038_SC C_GWh_Before Competition Groups_4 | Energy Star A Line, PAR, MR Lamps | 5.707% | 0 | 320.0146 | Residential_2038_SC C_GWh_Before Competition Groups_Energy Star A Line, PAR, MR Lamps
Residential | Res ¦ Variable Speed Pool Pump Motor | 2038 | SC C | GWh | Before Competition Groups | 307.5619 | 0 | 0 | 5607.0715 | 0.054853 | 5 | Residential_2038_SC C_GWh_Before Competition Groups_5 | Variable Speed Pool Pump Motor | 5.485% | 0 | 307.5619 | Residential_2038_SC C_GWh_Before Competition Groups_Variable Speed Pool Pump Motor
Residential | Res ¦ Car Block Heater Timer | 2038 | SC C | GWh | Before Competition Groups | 307.3906 | 0 | 0 | 5607.0715 | 0.054822 | 6 | Residential_2038_SC C_GWh_Before Competition Groups_6 | Car Block Heater Timer | 5.482% | 0 | 307.3906 | Residential_2038_SC C_GWh_Before Competition Groups_Car Block Heater Timer
Residential | Res ¦ Adaptive Thermostat | 2038 | SC C | GWh | Before Competition Groups | 277.3206 | 0 | 0 | 5607.0715 | 0.049459 | 7 | Residential_2038_SC C_GWh_Before Competition Groups_7 | Adaptive Thermostat | 4.946% | 0 | 277.3206 | Residential_2038_SC C_GWh_Before Competition Groups_Adaptive Thermostat
Residential | Res ¦ Energy Star LED Bulbs General Purpose LEDs | 2038 | SC C | GWh | Before Competition Groups | 266.208 | 0 | 0 | 5607.0715 | 0.047477 | 8 | Residential_2038_SC C_GWh_Before Competition Groups_8 | Energy Star LED Bulbs General Purpose LEDs | 4.748% | 0 | 266.208 | Residential_2038_SC C_GWh_Before Competition Groups_Energy Star LED Bulbs General Purpose LEDs
Residential | Res ¦ Building Recommissioning, Operations and Maintenance (O&M) Improvements | 2038 | SC C | GWh | Before Competition Groups | 238.355 | 0 | 0 | 5607.0715 | 0.04251 | 9 | Residential_2038_SC C_GWh_Before Competition Groups_9 | Building Recommissioning, Operations and Maintenance (O&M) Improvements | 4.251% | 0 | 238.355 | Residential_2038_SC C_GWh_Before Competition Groups_Building Recommissioning, Operations and Maintenance (O&M) Improvements
Residential | Res ¦ Air Sealing | 2038 | SC C | GWh | Before Competition Groups | 213.7078 | 0 | 0 | 5607.0715 | 0.038114 | 10 | Residential_2038_SC C_GWh_Before Competition Groups_10 | Air Sealing | 3.811% | 0 | 213.7078 | Residential_2038_SC C_GWh_Before Competition Groups_Air Sealing
Residential | Res ¦ Energy Star Torchiere | 2038 | SC C | GWh | Before Competition Groups | 195.5088 | 0 | 0 | 5607.0715 | 0.034868 | 11 | Residential_2038_SC C_GWh_Before Competition Groups_11 | Energy Star Torchiere | 3.487% | 0 | 195.5088 | Residential_2038_SC C_GWh_Before Competition Groups_Energy Star Torchiere
Residential | Res ¦ Smart Burners | 2038 | SC C | GWh | Before Competition Groups | 149.9627 | 0 | 0 | 5607.0715 | 0.026745 | 12 | Residential_2038_SC C_GWh_Before Competition Groups_12 | Smart Burners | 2.675% | 0 | 149.9627 | Residential_2038_SC C_GWh_Before Competition Groups_Smart Burners
Residential | Res ¦ Energy Star Air Source Heat Pump | 2038 | SC C | GWh | Before Competition Groups | 141.7169 | 0 | 0 | 5607.0715 | 0.025275 | 13 | Residential_2038_SC C_GWh_Before Competition Groups_13 | Energy Star Air Source Heat Pump | 2.527% | 0 | 141.7169 | Residential_2038_SC C_GWh_Before Competition Groups_Energy Star Air Source Heat Pump
Residential | Res ¦ Energy Star Clothes Dryer | 2038 | SC C | GWh | Before Competition Groups | 136.9032 | 0 | 0 | 5607.0715 | 0.024416 | 14 | Residential_2038_SC C_GWh_Before Competition Groups_14 | Energy Star Clothes Dryer | 2.442% | 0 | 136.9032 | Residential_2038_SC C_GWh_Before Competition Groups_Energy Star Clothes Dryer
Residential | Res ¦ Basement Wall Insulation | 2038 | SC C | GWh | Before Competition Groups | 123.5152 | 0 | 0 | 5607.0715 | 0.022028 | 15 | Residential_2038_SC C_GWh_Before Competition Groups_15 | Basement Wall Insulation | 2.203% | 0 | 123.5152 | Residential_2038_SC C_GWh_Before Competition Groups_Basement Wall Insulation
Residential | Res ¦ Comprehensive Draft Proofing | 2038 | SC C | GWh | Before Competition Groups | 121.2303 | 0 | 0 | 5607.0715 | 0.021621 | 16 | Residential_2038_SC C_GWh_Before Competition Groups_16 | Comprehensive Draft Proofing | 2.162% | 0 | 121.2303 | Residential_2038_SC C_GWh_Before Competition Groups_Comprehensive Draft Proofing
Residential | Res ¦ Attic Insulation | 2038 | SC C | GWh | Before Competition Groups | 92.9662 | 0 | 0 | 5607.0715 | 0.01658 | 17 | Residential_2038_SC C_GWh_Before Competition Groups_17 | Attic Insulation | 1.658% | 0 | 92.9662 | Residential_2038_SC C_GWh_Before Competition Groups_Attic Insulation
Residential | Res ¦ Energy Star Light Fixture | 2038 | SC C | GWh | Before Competition Groups | 89.3777 | 0 | 0 | 5607.0715 | 0.01594 | 18 | Residential_2038_SC C_GWh_Before Competition Groups_18 | Energy Star Light Fixture | 1.594% | 0 | 89.3777 | Residential_2038_SC C_GWh_Before Competition Groups_Energy Star Light Fixture
Residential | Res ¦ LED Parking Lot Fixture | 2038 | SC C | GWh | Before Competition Groups | 86.8825 | 0 | 0 | 5607.0715 | 0.015495 | 19 | Residential_2038_SC C_GWh_Before Competition Groups_19 | LED Parking Lot Fixture | 1.55% | 0 | 86.8825 | Residential_2038_SC C_GWh_Before Competition Groups_LED Parking Lot Fixture
Residential | Res ¦ Smart Power Bar | 2038 | SC C | GWh | Before Competition Groups | 66.3032 | 0 | 0 | 5607.0715 | 0.011825 | 20 | Residential_2038_SC C_GWh_Before Competition Groups_20 | Smart Power Bar | 1.182% | 0 | 66.3032 | Residential_2038_SC C_GWh_Before Competition Groups_Smart Power Bar
Residential | Res ¦ Occupancy Sensors MF | 2038 | SC C | GWh | Before Competition Groups | 64.3098 | 0 | 0 | 5607.0715 | 0.011469 | 21 | Residential_2038_SC C_GWh_Before Competition Groups_21 | Occupancy Sensors MF | 1.147% | 0 | 64.3098 | Residential_2038_SC C_GWh_Before Competition Groups_Occupancy Sensors MF
Residential | Res ¦ Energy Star Room Air Conditioner | 2038 | SC C | GWh | Before Competition Groups | 62.6886 | 0 | 0 | 5607.0715 | 0.01118 | 22 | Residential_2038_SC C_GWh_Before Competition Groups_22 | Energy Star Room Air Conditioner | 1.118% | 0 | 62.6886 | Residential_2038_SC C_GWh_Before Competition Groups_Energy Star Room Air Conditioner
Residential | Res ¦ Refrigerator Recycling | 2038 | SC C | GWh | Before Competition Groups | 62.4809 | 0 | 0 | 5607.0715 | 0.011143 | 23 | Residential_2038_SC C_GWh_Before Competition Groups_23 | Refrigerator Recycling | 1.114% | 0 | 62.4809 | Residential_2038_SC C_GWh_Before Competition Groups_Refrigerator Recycling
Residential | Res ¦ Energy Star Freezer | 2038 | SC C | GWh | Before Competition Groups | 61.3219 | 0 | 0 | 5607.0715 | 0.010937 | 24 | Residential_2038_SC C_GWh_Before Competition Groups_24 | Energy Star Freezer | 1.094% | 0 | 61.3219 | Residential_2038_SC C_GWh_Before Competition Groups_Energy Star Freezer
Residential | Res ¦ Home Energy Reports | 2038 | SC C | GWh | Before Competition Groups | 43.9002 | 0 | 0 | 5607.0715 | 0.0078294 | 25 | Residential_2038_SC C_GWh_Before Competition Groups_25 | Home Energy Reports | 0.7829% | 0 | 43.9002 | Residential_2038_SC C_GWh_Before Competition Groups_Home Energy Reports
Residential | Res ¦ LED Exterior Area Lights - LED Fixture (200W) | 2038 | SC C | GWh | Before Competition Groups | 41.6367 | 0 | 0 | 5607.0715 | 0.0074257 | 26 | Residential_2038_SC C_GWh_Before Competition Groups_26 | LED Exterior Area Lights - LED Fixture (200W) | 0.7426% | 0 | 41.6367 | Residential_2038_SC C_GWh_Before Competition Groups_LED Exterior Area Lights - LED Fixture (200W)
Residential | Res ¦ Advanced BAS/Controllers | 2038 | SC C | GWh | Before Competition Groups | 34.8861 | 0 | 0 | 5607.0715 | 0.0062218 | 27 | Residential_2038_SC C_GWh_Before Competition Groups_27 | Advanced BAS/Controllers | 0.6222% | 0 | 34.8861 | Residential_2038_SC C_GWh_Before Competition Groups_Advanced BAS/Controllers
Residential | Res ¦ Outside Air Economizer | 2038 | SC C | GWh | Before Competition Groups | 30.521 | 0 | 0 | 5607.0715 | 0.0054433 | 28 | Residential_2038_SC C_GWh_Before Competition Groups_28 | Outside Air Economizer | 0.5443% | 0 | 30.521 | Residential_2038_SC C_GWh_Before Competition Groups_Outside Air Economizer
Residential | Res ¦ Furnace Whistle | 2038 | SC C | GWh | Before Competition Groups | 30.0403 | 0 | 0 | 5607.0715 | 0.0053576 | 29 | Residential_2038_SC C_GWh_Before Competition Groups_29 | Furnace Whistle | 0.5358% | 0 | 30.0403 | Residential_2038_SC C_GWh_Before Competition Groups_Furnace Whistle
Residential | Res ¦ LED Tube Re-Lamp | 2038 | SC C | GWh | Before Competition Groups | 29.7003 | 0 | 0 | 5607.0715 | 0.0052969 | 30 | Residential_2038_SC C_GWh_Before Competition Groups_30 | LED Tube Re-Lamp | 0.5297% | 0 | 29.7003 | Residential_2038_SC C_GWh_Before Competition Groups_LED Tube Re-Lamp
Residential | Res ¦ Minimize Hot and Warm Clothes Wash | 2038 | SC C | GWh | Before Competition Groups | 23.6065 | 0 | 0 | 5607.0715 | 0.0042101 | 31 | Residential_2038_SC C_GWh_Before Competition Groups_31 | Minimize Hot and Warm Clothes Wash | 0.421% | 0 | 23.6065 | Residential_2038_SC C_GWh_Before Competition Groups_Minimize Hot and Warm Clothes Wash
Residential | Res ¦ LED Downlight | 2038 | SC C | GWh | Before Competition Groups | 20.1373 | 0 | 0 | 5607.0715 | 0.0035914 | 32 | Residential_2038_SC C_GWh_Before Competition Groups_32 | LED Downlight | 0.3591% | 0 | 20.1373 | Residential_2038_SC C_GWh_Before Competition Groups_LED Downlight
Residential | Res ¦ Floor Insulation | 2038 | SC C | GWh | Before Competition Groups | 19.4549 | 0 | 0 | 5607.0715 | 0.0034697 | 33 | Residential_2038_SC C_GWh_Before Competition Groups_33 | Floor Insulation | 0.347% | 0 | 19.4549 | Residential_2038_SC C_GWh_Before Competition Groups_Floor Insulation
Residential | Res ¦ Energy Star Dehumidifier | 2038 | SC C | GWh | Before Competition Groups | 19.2977 | 0 | 0 | 5607.0715 | 0.0034417 | 34 | Residential_2038_SC C_GWh_Before Competition Groups_34 | Energy Star Dehumidifier | 0.3442% | 0 | 19.2977 | Residential_2038_SC C_GWh_Before Competition Groups_Energy Star Dehumidifier
Residential | Res ¦ High Efficiency Chiller (avg of water and air cooled) | 2038 | SC C | GWh | Before Competition Groups | 18.3165 | 0 | 0 | 5607.0715 | 0.0032667 | 35 | Residential_2038_SC C_GWh_Before Competition Groups_35 | High Efficiency Chiller (avg of water and air cooled) | 0.3267% | 0 | 18.3165 | Residential_2038_SC C_GWh_Before Competition Groups_High Efficiency Chiller (avg of water and air cooled)
Residential | Res ¦ Tankless Water Heater | 2038 | SC C | GWh | Before Competition Groups | 17.7228 | 0 | 0 | 5607.0715 | 0.0031608 | 36 | Residential_2038_SC C_GWh_Before Competition Groups_36 | Tankless Water Heater | 0.3161% | 0 | 17.7228 | Residential_2038_SC C_GWh_Before Competition Groups_Tankless Water Heater
Residential | Res ¦ ENERGY STAR LED LAMPS (REFLECTOR LAMPs/MR16/PAR 16) | 2038 | SC C | GWh | Before Competition Groups | 16.9164 | 0 | 0 | 5607.0715 | 0.003017 | 37 | Residential_2038_SC C_GWh_Before Competition Groups_37 | ENERGY STAR LED LAMPS (REFLECTOR LAMPs/MR16/PAR 16) | 0.3017% | 0 | 16.9164 | Residential_2038_SC C_GWh_Before Competition Groups_ENERGY STAR LED LAMPS (REFLECTOR LAMPs/MR16/PAR 16)
Residential | Res ¦ Demand Control Ventilation | 2038 | SC C | GWh | Before Competition Groups | 16.0895 | 0 | 0 | 5607.0715 | 0.0028695 | 38 | Residential_2038_SC C_GWh_Before Competition Groups_38 | Demand Control Ventilation | 0.2869% | 0 | 16.0895 | Residential_2038_SC C_GWh_Before Competition Groups_Demand Control Ventilation
Residential | Res ¦ CO Sensors for parking garage exhaust fans | 2038 | SC C | GWh | Before Competition Groups | 15.0587 | 0 | 0 | 5607.0715 | 0.0026857 | 39 | Residential_2038_SC C_GWh_Before Competition Groups_39 | CO Sensors for parking garage exhaust fans | 0.2686% | 0 | 15.0587 | Residential_2038_SC C_GWh_Before Competition Groups_CO Sensors for parking garage exhaust fans
Residential | Res ¦ Condensing Make Up Air Unit | 2038 | SC C | GWh | Before Competition Groups | 13.2614 | 0 | 0 | 5607.0715 | 0.0023651 | 40 | Residential_2038_SC C_GWh_Before Competition Groups_40 | Condensing Make Up Air Unit | 0.2365% | 0 | 13.2614 | Residential_2038_SC C_GWh_Before Competition Groups_Condensing Make Up Air Unit
Residential | Res ¦ Variable Frequency Drive (VFD) | 2038 | SC C | GWh | Before Competition Groups | 12.7431 | 0 | 0 | 5607.0715 | 0.0022727 | 41 | Residential_2038_SC C_GWh_Before Competition Groups_41 | Variable Frequency Drive (VFD) | 0.2273% | 0 | 12.7431 | Residential_2038_SC C_GWh_Before Competition Groups_Variable Frequency Drive (VFD)
Residential | Res ¦ Heavy Duty Outdoor/Holiday Plug-in Timers | 2038 | SC C | GWh | Before Competition Groups | 12.2884 | 0 | 0 | 5607.0715 | 0.0021916 | 42 | Residential_2038_SC C_GWh_Before Competition Groups_42 | Heavy Duty Outdoor/Holiday Plug-in Timers | 0.2192% | 0 | 12.2884 | Residential_2038_SC C_GWh_Before Competition Groups_Heavy Duty Outdoor/Holiday Plug-in Timers
Residential | Res ¦ Water Heater Temperature Setback | 2038 | SC C | GWh | Before Competition Groups | 9.5224 | 0 | 0 | 5607.0715 | 0.0016983 | 43 | Residential_2038_SC C_GWh_Before Competition Groups_43 | Water Heater Temperature Setback | 0.1698% | 0 | 9.5224 | Residential_2038_SC C_GWh_Before Competition Groups_Water Heater Temperature Setback
Residential | Res ¦ Duct Insulation MF | 2038 | SC C | GWh | Before Competition Groups | 9.2004 | 0 | 0 | 5607.0715 | 0.0016409 | 44 | Residential_2038_SC C_GWh_Before Competition Groups_44 | Duct Insulation MF | 0.1641% | 0 | 9.2004 | Residential_2038_SC C_GWh_Before Competition Groups_Duct Insulation MF
Residential | Res ¦ Heat Recovery Ventilator | 2038 | SC C | GWh | Before Competition Groups | 8.3321 | 0 | 0 | 5607.0715 | 0.001486 | 45 | Residential_2038_SC C_GWh_Before Competition Groups_45 | Heat Recovery Ventilator | 0.1486% | 0 | 8.3321 | Residential_2038_SC C_GWh_Before Competition Groups_Heat Recovery Ventilator
Residential | Res ¦ Duct Insulation | 2038 | SC C | GWh | Before Competition Groups | 6.8288 | 0 | 0 | 5607.0715 | 0.0012179 | 46 | Residential_2038_SC C_GWh_Before Competition Groups_46 | Duct Insulation | 0.1218% | 0 | 6.8288 | Residential_2038_SC C_GWh_Before Competition Groups_Duct Insulation
Residential | Res ¦ Clothes Drying Racks | 2038 | SC C | GWh | Before Competition Groups | 4.0931 | 0 | 0 | 5607.0715 | 0.00072999 | 47 | Residential_2038_SC C_GWh_Before Competition Groups_47 | Clothes Drying Racks | 0.073% | 0 | 4.0931 | Residential_2038_SC C_GWh_Before Competition Groups_Clothes Drying Racks
Residential | Res ¦ VFD on Pumps | 2038 | SC C | GWh | Before Competition Groups | 3.9186 | 0 | 0 | 5607.0715 | 0.00069887 | 48 | Residential_2038_SC C_GWh_Before Competition Groups_48 | VFD on Pumps | 0.06989% | 0 | 3.9186 | Residential_2038_SC C_GWh_Before Competition Groups_VFD on Pumps
Residential | Res ¦ ENERGY STAR LED Lamps (General Service Lamps) | 2038 | SC C | GWh | Before Competition Groups | 3.7215 | 0 | 0 | 5607.0715 | 0.00066372 | 49 | Residential_2038_SC C_GWh_Before Competition Groups_49 | ENERGY STAR LED Lamps (General Service Lamps) | 0.06637% | 0 | 3.7215 | Residential_2038_SC C_GWh_Before Competition Groups_ENERGY STAR LED Lamps (General Service Lamps)
Residential | Res ¦ ECM MOTORS FOR HVAC APPLICATION (FAN-POWERED VAV BOX) | 2038 | SC C | GWh | Before Competition Groups | 2.3271 | 0 | 0 | 5607.0715 | 0.00041503 | 50 | Residential_2038_SC C_GWh_Before Competition Groups_50 | ECM MOTORS FOR HVAC APPLICATION (FAN-POWERED VAV BOX) | 0.0415% | 0 | 2.3271 | Residential_2038_SC C_GWh_Before Competition Groups_ECM MOTORS FOR HVAC APPLICATION (FAN-POWERED VAV BOX)
Residential | Res ¦ Beverage Vending Machine Controls | 2038 | SC C | GWh | Before Competition Groups | 1.6791 | 0 | 0 | 5607.0715 | 0.00029946 | 51 | Residential_2038_SC C_GWh_Before Competition Groups_51 | Beverage Vending Machine Controls | 0.02995% | 0 | 1.6791 | Residential_2038_SC C_GWh_Before Competition Groups_Beverage Vending Machine Controls
Residential | Res ¦ Wall Insulation | 2038 | SC C | GWh | Before Competition Groups | 0.58797 | 0 | 0 | 5607.0715 | 0.00010486 | 52 | Residential_2038_SC C_GWh_Before Competition Groups_52 | Wall Insulation | 0.01049% | 0 | 0.58797 | Residential_2038_SC C_GWh_Before Competition Groups_Wall Insulation
Residential | Res ¦ Chilled Water Optimization | 2038 | SC C | GWh | Before Competition Groups | 0.32591 | 0 | 0 | 5607.0715 | 5.8125e-05 | 53 | Residential_2038_SC C_GWh_Before Competition Groups_53 | Chilled Water Optimization | 0.005813% | 0 | 0.32591 | Residential_2038_SC C_GWh_Before Competition Groups_Chilled Water Optimization
Residential | Res ¦ LED High Bay Fixture | 2038 | SC C | GWh | Before Competition Groups | 0.21071 | 0 | 0 | 5607.0715 | 3.7579e-05 | 54 | Residential_2038_SC C_GWh_Before Competition Groups_54 | LED High Bay Fixture | 0.003758% | 0 | 0.21071 | Residential_2038_SC C_GWh_Before Competition Groups_LED High Bay Fixture
Residential | Res ¦ Wall Insulation MF | 2038 | SC C | GWh | Before Competition Groups | 0.021756 | 0 | 0 | 5607.0715 | 3.88e-06 | 55 | Residential_2038_SC C_GWh_Before Competition Groups_55 | Wall Insulation MF | 0.000388% | 0 | 0.021756 | Residential_2038_SC C_GWh_Before Competition Groups_Wall Insulation MF
Residential | Res ¦ Freezer Recycling | 2038 | SC C | GWh | Before Competition Groups | 0.0040156 | 0 | 0 | 5607.0715 | 7.1617e-07 | 56 | Residential_2038_SC C_GWh_Before Competition Groups_56 | Freezer Recycling | 7.162e-05% | 0 | 0.0040156 | Residential_2038_SC C_GWh_Before Competition Groups_Freezer Recycling
Residential | Res ¦ Ductless Mini-Split Heat Pump | 2038 | SC D | GWh | Before Competition Groups | 475.7035 | 0 | 0 | 4297.8627 | 0.11068 | 1 | Residential_2038_SC D_GWh_Before Competition Groups_1 | Ductless Mini-Split Heat Pump | 11.07% | 0 | 475.7035 | Residential_2038_SC D_GWh_Before Competition Groups_Ductless Mini-Split Heat Pump
Residential | Res ¦ Energy Star LED Bulbs General Purpose LEDs | 2038 | SC D | GWh | Before Competition Groups | 463.9246 | 0 | 0 | 4297.8627 | 0.10794 | 2 | Residential_2038_SC D_GWh_Before Competition Groups_2 | Energy Star LED Bulbs General Purpose LEDs | 10.79% | 0 | 463.9246 | Residential_2038_SC D_GWh_Before Competition Groups_Energy Star LED Bulbs General Purpose LEDs
Residential | Res ¦ Energy Star LED Specialty Bulbs | 2038 | SC D | GWh | Before Competition Groups | 442.6372 | 0 | 0 | 4297.8627 | 0.10299 | 3 | Residential_2038_SC D_GWh_Before Competition Groups_3 | Energy Star LED Specialty Bulbs | 10.3% | 0 | 442.6372 | Residential_2038_SC D_GWh_Before Competition Groups_Energy Star LED Specialty Bulbs
Residential | Res ¦ Energy Star Clothes Washer | 2038 | SC D | GWh | Before Competition Groups | 436.3664 | 0 | 0 | 4297.8627 | 0.10153 | 4 | Residential_2038_SC D_GWh_Before Competition Groups_4 | Energy Star Clothes Washer | 10.15% | 0 | 436.3664 | Residential_2038_SC D_GWh_Before Competition Groups_Energy Star Clothes Washer
Residential | Res ¦ Energy Star A Line, PAR, MR Lamps | 2038 | SC D | GWh | Before Competition Groups | 320.4792 | 0 | 0 | 4297.8627 | 0.074567 | 5 | Residential_2038_SC D_GWh_Before Competition Groups_5 | Energy Star A Line, PAR, MR Lamps | 7.457% | 0 | 320.4792 | Residential_2038_SC D_GWh_Before Competition Groups_Energy Star A Line, PAR, MR Lamps
Residential | Res ¦ Building Recommissioning, Operations and Maintenance (O&M) Improvements | 2038 | SC D | GWh | Before Competition Groups | 238.355 | 0 | 0 | 4297.8627 | 0.055459 | 6 | Residential_2038_SC D_GWh_Before Competition Groups_6 | Building Recommissioning, Operations and Maintenance (O&M) Improvements | 5.546% | 0 | 238.355 | Residential_2038_SC D_GWh_Before Competition Groups_Building Recommissioning, Operations and Maintenance (O&M) Improvements
Residential | Res ¦ Variable Speed Pool Pump Motor | 2038 | SC D | GWh | Before Competition Groups | 223.8971 | 0 | 0 | 4297.8627 | 0.052095 | 7 | Residential_2038_SC D_GWh_Before Competition Groups_7 | Variable Speed Pool Pump Motor | 5.209% | 0 | 223.8971 | Residential_2038_SC D_GWh_Before Competition Groups_Variable Speed Pool Pump Motor
Residential | Res ¦ Energy Star Torchiere | 2038 | SC D | GWh | Before Competition Groups | 171.7697 | 0 | 0 | 4297.8627 | 0.039966 | 8 | Residential_2038_SC D_GWh_Before Competition Groups_8 | Energy Star Torchiere | 3.997% | 0 | 171.7697 | Residential_2038_SC D_GWh_Before Competition Groups_Energy Star Torchiere
Residential | Res ¦ Adaptive Thermostat | 2038 | SC D | GWh | Before Competition Groups | 160.2725 | 0 | 0 | 4297.8627 | 0.037291 | 9 | Residential_2038_SC D_GWh_Before Competition Groups_9 | Adaptive Thermostat | 3.729% | 0 | 160.2725 | Residential_2038_SC D_GWh_Before Competition Groups_Adaptive Thermostat
Residential | Res ¦ Energy Star Air Source Heat Pump | 2038 | SC D | GWh | Before Competition Groups | 141.7169 | 0 | 0 | 4297.8627 | 0.032974 | 10 | Residential_2038_SC D_GWh_Before Competition Groups_10 | Energy Star Air Source Heat Pump | 3.297% | 0 | 141.7169 | Residential_2038_SC D_GWh_Before Competition Groups_Energy Star Air Source Heat Pump
Residential | Res ¦ Basement Wall Insulation | 2038 | SC D | GWh | Before Competition Groups | 118.5083 | 0 | 0 | 4297.8627 | 0.027574 | 11 | Residential_2038_SC D_GWh_Before Competition Groups_11 | Basement Wall Insulation | 2.757% | 0 | 118.5083 | Residential_2038_SC D_GWh_Before Competition Groups_Basement Wall Insulation
Residential | Res ¦ Comprehensive Draft Proofing | 2038 | SC D | GWh | Before Competition Groups | 113.6378 | 0 | 0 | 4297.8627 | 0.026441 | 12 | Residential_2038_SC D_GWh_Before Competition Groups_12 | Comprehensive Draft Proofing | 2.644% | 0 | 113.6378 | Residential_2038_SC D_GWh_Before Competition Groups_Comprehensive Draft Proofing
Residential | Res ¦ LED Parking Lot Fixture | 2038 | SC D | GWh | Before Competition Groups | 86.8825 | 0 | 0 | 4297.8627 | 0.020215 | 13 | Residential_2038_SC D_GWh_Before Competition Groups_13 | LED Parking Lot Fixture | 2.022% | 0 | 86.8825 | Residential_2038_SC D_GWh_Before Competition Groups_LED Parking Lot Fixture
Residential | Res ¦ Air Sealing | 2038 | SC D | GWh | Before Competition Groups | 76.3938 | 0 | 0 | 4297.8627 | 0.017775 | 14 | Residential_2038_SC D_GWh_Before Competition Groups_14 | Air Sealing | 1.777% | 0 | 76.3938 | Residential_2038_SC D_GWh_Before Competition Groups_Air Sealing
Residential | Res ¦ Energy Star Clothes Dryer | 2038 | SC D | GWh | Before Competition Groups | 73.1973 | 0 | 0 | 4297.8627 | 0.017031 | 15 | Residential_2038_SC D_GWh_Before Competition Groups_15 | Energy Star Clothes Dryer | 1.703% | 0 | 73.1973 | Residential_2038_SC D_GWh_Before Competition Groups_Energy Star Clothes Dryer
Residential | Res ¦ Occupancy Sensors MF | 2038 | SC D | GWh | Before Competition Groups | 64.3098 | 0 | 0 | 4297.8627 | 0.014963 | 16 | Residential_2038_SC D_GWh_Before Competition Groups_16 | Occupancy Sensors MF | 1.496% | 0 | 64.3098 | Residential_2038_SC D_GWh_Before Competition Groups_Occupancy Sensors MF
Residential | Res ¦ Energy Star Room Air Conditioner | 2038 | SC D | GWh | Before Competition Groups | 62.3957 | 0 | 0 | 4297.8627 | 0.014518 | 17 | Residential_2038_SC D_GWh_Before Competition Groups_17 | Energy Star Room Air Conditioner | 1.452% | 0 | 62.3957 | Residential_2038_SC D_GWh_Before Competition Groups_Energy Star Room Air Conditioner
Residential | Res ¦ Energy Star Light Fixture | 2038 | SC D | GWh | Before Competition Groups | 52.7595 | 0 | 0 | 4297.8627 | 0.012276 | 18 | Residential_2038_SC D_GWh_Before Competition Groups_18 | Energy Star Light Fixture | 1.228% | 0 | 52.7595 | Residential_2038_SC D_GWh_Before Competition Groups_Energy Star Light Fixture
Residential | Res ¦ Smart Burners | 2038 | SC D | GWh | Before Competition Groups | 49.3996 | 0 | 0 | 4297.8627 | 0.011494 | 19 | Residential_2038_SC D_GWh_Before Competition Groups_19 | Smart Burners | 1.149% | 0 | 49.3996 | Residential_2038_SC D_GWh_Before Competition Groups_Smart Burners
Residential | Res ¦ Attic Insulation | 2038 | SC D | GWh | Before Competition Groups | 48.5962 | 0 | 0 | 4297.8627 | 0.011307 | 20 | Residential_2038_SC D_GWh_Before Competition Groups_20 | Attic Insulation | 1.131% | 0 | 48.5962 | Residential_2038_SC D_GWh_Before Competition Groups_Attic Insulation
Residential | Res ¦ Home Energy Reports | 2038 | SC D | GWh | Before Competition Groups | 43.9002 | 0 | 0 | 4297.8627 | 0.010214 | 21 | Residential_2038_SC D_GWh_Before Competition Groups_21 | Home Energy Reports | 1.021% | 0 | 43.9002 | Residential_2038_SC D_GWh_Before Competition Groups_Home Energy Reports
Residential | Res ¦ Refrigerator Recycling | 2038 | SC D | GWh | Before Competition Groups | 42.7901 | 0 | 0 | 4297.8627 | 0.0099561 | 22 | Residential_2038_SC D_GWh_Before Competition Groups_22 | Refrigerator Recycling | 0.9956% | 0 | 42.7901 | Residential_2038_SC D_GWh_Before Competition Groups_Refrigerator Recycling
Residential | Res ¦ LED Exterior Area Lights - LED Fixture (200W) | 2038 | SC D | GWh | Before Competition Groups | 39.4459 | 0 | 0 | 4297.8627 | 0.009178 | 23 | Residential_2038_SC D_GWh_Before Competition Groups_23 | LED Exterior Area Lights - LED Fixture (200W) | 0.9178% | 0 | 39.4459 | Residential_2038_SC D_GWh_Before Competition Groups_LED Exterior Area Lights - LED Fixture (200W)
Residential | Res ¦ Smart Power Bar | 2038 | SC D | GWh | Before Competition Groups | 37.1742 | 0 | 0 | 4297.8627 | 0.0086495 | 24 | Residential_2038_SC D_GWh_Before Competition Groups_24 | Smart Power Bar | 0.8649% | 0 | 37.1742 | Residential_2038_SC D_GWh_Before Competition Groups_Smart Power Bar
Residential | Res ¦ Advanced BAS/Controllers | 2038 | SC D | GWh | Before Competition Groups | 34.8861 | 0 | 0 | 4297.8627 | 0.0081171 | 25 | Residential_2038_SC D_GWh_Before Competition Groups_25 | Advanced BAS/Controllers | 0.8117% | 0 | 34.8861 | Residential_2038_SC D_GWh_Before Competition Groups_Advanced BAS/Controllers
Residential | Res ¦ Energy Star Freezer | 2038 | SC D | GWh | Before Competition Groups | 32.9915 | 0 | 0 | 4297.8627 | 0.0076763 | 26 | Residential_2038_SC D_GWh_Before Competition Groups_26 | Energy Star Freezer | 0.7676% | 0 | 32.9915 | Residential_2038_SC D_GWh_Before Competition Groups_Energy Star Freezer
Residential | Res ¦ Outside Air Economizer | 2038 | SC D | GWh | Before Competition Groups | 30.521 | 0 | 0 | 4297.8627 | 0.0071014 | 27 | Residential_2038_SC D_GWh_Before Competition Groups_27 | Outside Air Economizer | 0.7101% | 0 | 30.521 | Residential_2038_SC D_GWh_Before Competition Groups_Outside Air Economizer
Residential | Res ¦ Furnace Whistle | 2038 | SC D | GWh | Before Competition Groups | 30.0403 | 0 | 0 | 4297.8627 | 0.0069896 | 28 | Residential_2038_SC D_GWh_Before Competition Groups_28 | Furnace Whistle | 0.699% | 0 | 30.0403 | Residential_2038_SC D_GWh_Before Competition Groups_Furnace Whistle
Residential | Res ¦ LED Tube Re-Lamp | 2038 | SC D | GWh | Before Competition Groups | 29.6211 | 0 | 0 | 4297.8627 | 0.0068921 | 29 | Residential_2038_SC D_GWh_Before Competition Groups_29 | LED Tube Re-Lamp | 0.6892% | 0 | 29.6211 | Residential_2038_SC D_GWh_Before Competition Groups_LED Tube Re-Lamp
Residential | Res ¦ Minimize Hot and Warm Clothes Wash | 2038 | SC D | GWh | Before Competition Groups | 23.6065 | 0 | 0 | 4297.8627 | 0.0054926 | 30 | Residential_2038_SC D_GWh_Before Competition Groups_30 | Minimize Hot and Warm Clothes Wash | 0.5493% | 0 | 23.6065 | Residential_2038_SC D_GWh_Before Competition Groups_Minimize Hot and Warm Clothes Wash
Residential | Res ¦ High Efficiency Chiller (avg of water and air cooled) | 2038 | SC D | GWh | Before Competition Groups | 18.3165 | 0 | 0 | 4297.8627 | 0.0042618 | 31 | Residential_2038_SC D_GWh_Before Competition Groups_31 | High Efficiency Chiller (avg of water and air cooled) | 0.4262% | 0 | 18.3165 | Residential_2038_SC D_GWh_Before Competition Groups_High Efficiency Chiller (avg of water and air cooled)
Residential | Res ¦ ENERGY STAR LED LAMPS (REFLECTOR LAMPs/MR16/PAR 16) | 2038 | SC D | GWh | Before Competition Groups | 16.9164 | 0 | 0 | 4297.8627 | 0.003936 | 32 | Residential_2038_SC D_GWh_Before Competition Groups_32 | ENERGY STAR LED LAMPS (REFLECTOR LAMPs/MR16/PAR 16) | 0.3936% | 0 | 16.9164 | Residential_2038_SC D_GWh_Before Competition Groups_ENERGY STAR LED LAMPS (REFLECTOR LAMPs/MR16/PAR 16)
Residential | Res ¦ LED Downlight | 2038 | SC D | GWh | Before Competition Groups | 16.8986 | 0 | 0 | 4297.8627 | 0.0039319 | 33 | Residential_2038_SC D_GWh_Before Competition Groups_33 | LED Downlight | 0.3932% | 0 | 16.8986 | Residential_2038_SC D_GWh_Before Competition Groups_LED Downlight
Residential | Res ¦ CO Sensors for parking garage exhaust fans | 2038 | SC D | GWh | Before Competition Groups | 10.4188 | 0 | 0 | 4297.8627 | 0.0024242 | 34 | Residential_2038_SC D_GWh_Before Competition Groups_34 | CO Sensors for parking garage exhaust fans | 0.2424% | 0 | 10.4188 | Residential_2038_SC D_GWh_Before Competition Groups_CO Sensors for parking garage exhaust fans
Residential | Res ¦ Variable Frequency Drive (VFD) | 2038 | SC D | GWh | Before Competition Groups | 10.4121 | 0 | 0 | 4297.8627 | 0.0024226 | 35 | Residential_2038_SC D_GWh_Before Competition Groups_35 | Variable Frequency Drive (VFD) | 0.2423% | 0 | 10.4121 | Residential_2038_SC D_GWh_Before Competition Groups_Variable Frequency Drive (VFD)
Residential | Res ¦ Tankless Water Heater | 2038 | SC D | GWh | Before Competition Groups | 9.0485 | 0 | 0 | 4297.8627 | 0.0021053 | 36 | Residential_2038_SC D_GWh_Before Competition Groups_36 | Tankless Water Heater | 0.2105% | 0 | 9.0485 | Residential_2038_SC D_GWh_Before Competition Groups_Tankless Water Heater
Residential | Res ¦ Water Heater Temperature Setback | 2038 | SC D | GWh | Before Competition Groups | 8.9513 | 0 | 0 | 4297.8627 | 0.0020827 | 37 | Residential_2038_SC D_GWh_Before Competition Groups_37 | Water Heater Temperature Setback | 0.2083% | 0 | 8.9513 | Residential_2038_SC D_GWh_Before Competition Groups_Water Heater Temperature Setback
Residential | Res ¦ Demand Control Ventilation | 2038 | SC D | GWh | Before Competition Groups | 7.2578 | 0 | 0 | 4297.8627 | 0.0016887 | 38 | Residential_2038_SC D_GWh_Before Competition Groups_38 | Demand Control Ventilation | 0.1689% | 0 | 7.2578 | Residential_2038_SC D_GWh_Before Competition Groups_Demand Control Ventilation
Residential | Res ¦ Energy Star Dehumidifier | 2038 | SC D | GWh | Before Competition Groups | 5.772 | 0 | 0 | 4297.8627 | 0.001343 | 39 | Residential_2038_SC D_GWh_Before Competition Groups_39 | Energy Star Dehumidifier | 0.1343% | 0 | 5.772 | Residential_2038_SC D_GWh_Before Competition Groups_Energy Star Dehumidifier
Residential | Res ¦ Condensing Make Up Air Unit | 2038 | SC D | GWh | Before Competition Groups | 4.6609 | 0 | 0 | 4297.8627 | 0.0010845 | 40 | Residential_2038_SC D_GWh_Before Competition Groups_40 | Condensing Make Up Air Unit | 0.1084% | 0 | 4.6609 | Residential_2038_SC D_GWh_Before Competition Groups_Condensing Make Up Air Unit
Residential | Res ¦ Clothes Drying Racks | 2038 | SC D | GWh | Before Competition Groups | 4.0931 | 0 | 0 | 4297.8627 | 0.00095236 | 41 | Residential_2038_SC D_GWh_Before Competition Groups_41 | Clothes Drying Racks | 0.09524% | 0 | 4.0931 | Residential_2038_SC D_GWh_Before Competition Groups_Clothes Drying Racks
Residential | Res ¦ ENERGY STAR LED Lamps (General Service Lamps) | 2038 | SC D | GWh | Before Competition Groups | 3.7215 | 0 | 0 | 4297.8627 | 0.0008659 | 42 | Residential_2038_SC D_GWh_Before Competition Groups_42 | ENERGY STAR LED Lamps (General Service Lamps) | 0.08659% | 0 | 3.7215 | Residential_2038_SC D_GWh_Before Competition Groups_ENERGY STAR LED Lamps (General Service Lamps)
Residential | Res ¦ VFD on Pumps | 2038 | SC D | GWh | Before Competition Groups | 3.0016 | 0 | 0 | 4297.8627 | 0.00069839 | 43 | Residential_2038_SC D_GWh_Before Competition Groups_43 | VFD on Pumps | 0.06984% | 0 | 3.0016 | Residential_2038_SC D_GWh_Before Competition Groups_VFD on Pumps
Residential | Res ¦ Floor Insulation | 2038 | SC D | GWh | Before Competition Groups | 2.9244 | 0 | 0 | 4297.8627 | 0.00068043 | 44 | Residential_2038_SC D_GWh_Before Competition Groups_44 | Floor Insulation | 0.06804% | 0 | 2.9244 | Residential_2038_SC D_GWh_Before Competition Groups_Floor Insulation
Residential | Res ¦ Heat Recovery Ventilator | 2038 | SC D | GWh | Before Competition Groups | 2.8832 | 0 | 0 | 4297.8627 | 0.00067085 | 45 | Residential_2038_SC D_GWh_Before Competition Groups_45 | Heat Recovery Ventilator | 0.06708% | 0 | 2.8832 | Residential_2038_SC D_GWh_Before Competition Groups_Heat Recovery Ventilator
Residential | Res ¦ ECM MOTORS FOR HVAC APPLICATION (FAN-POWERED VAV BOX) | 2038 | SC D | GWh | Before Competition Groups | 1.9136 | 0 | 0 | 4297.8627 | 0.00044524 | 46 | Residential_2038_SC D_GWh_Before Competition Groups_46 | ECM MOTORS FOR HVAC APPLICATION (FAN-POWERED VAV BOX) | 0.04452% | 0 | 1.9136 | Residential_2038_SC D_GWh_Before Competition Groups_ECM MOTORS FOR HVAC APPLICATION (FAN-POWERED VAV BOX)
Residential | Res ¦ Duct Insulation | 2038 | SC D | GWh | Before Competition Groups | 1.5987 | 0 | 0 | 4297.8627 | 0.00037198 | 47 | Residential_2038_SC D_GWh_Before Competition Groups_47 | Duct Insulation | 0.0372% | 0 | 1.5987 | Residential_2038_SC D_GWh_Before Competition Groups_Duct Insulation
Residential | Res ¦ Beverage Vending Machine Controls | 2038 | SC D | GWh | Before Competition Groups | 1.3884 | 0 | 0 | 4297.8627 | 0.00032303 | 48 | Residential_2038_SC D_GWh_Before Competition Groups_48 | Beverage Vending Machine Controls | 0.0323% | 0 | 1.3884 | Residential_2038_SC D_GWh_Before Competition Groups_Beverage Vending Machine Controls
Residential | Res ¦ Duct Insulation MF | 2038 | SC D | GWh | Before Competition Groups | 0.98811 | 0 | 0 | 4297.8627 | 0.00022991 | 49 | Residential_2038_SC D_GWh_Before Competition Groups_49 | Duct Insulation MF | 0.02299% | 0 | 0.98811 | Residential_2038_SC D_GWh_Before Competition Groups_Duct Insulation MF
Residential | Res ¦ Chilled Water Optimization | 2038 | SC D | GWh | Before Competition Groups | 0.32591 | 0 | 0 | 4297.8627 | 7.5831e-05 | 50 | Residential_2038_SC D_GWh_Before Competition Groups_50 | Chilled Water Optimization | 0.007583% | 0 | 0.32591 | Residential_2038_SC D_GWh_Before Competition Groups_Chilled Water Optimization
Residential | Res ¦ LED High Bay Fixture | 2038 | SC D | GWh | Before Competition Groups | 0.10524 | 0 | 0 | 4297.8627 | 2.4486e-05 | 51 | Residential_2038_SC D_GWh_Before Competition Groups_51 | LED High Bay Fixture | 0.002449% | 0 | 0.10524 | Residential_2038_SC D_GWh_Before Competition Groups_LED High Bay Fixture
Residential | Res ¦ Wall Insulation | 2038 | SC D | GWh | Before Competition Groups | 0.069295 | 0 | 0 | 4297.8627 | 1.6123e-05 | 52 | Residential_2038_SC D_GWh_Before Competition Groups_52 | Wall Insulation | 0.001612% | 0 | 0.069295 | Residential_2038_SC D_GWh_Before Competition Groups_Wall Insulation
Residential | Res ¦ Wall Insulation MF | 2038 | SC D | GWh | Before Competition Groups | 0.013339 | 0 | 0 | 4297.8627 | 3.1037e-06 | 53 | Residential_2038_SC D_GWh_Before Competition Groups_53 | Wall Insulation MF | 0.0003104% | 0 | 0.013339 | Residential_2038_SC D_GWh_Before Competition Groups_Wall Insulation MF
Residential | Res ¦ Freezer Recycling | 2038 | SC D | GWh | Before Competition Groups | 0.0040156 | 0 | 0 | 4297.8627 | 9.3433e-07 | 54 | Residential_2038_SC D_GWh_Before Competition Groups_54 | Freezer Recycling | 9.343e-05% | 0 | 0.0040156 | Residential_2038_SC D_GWh_Before Competition Groups_Freezer Recycling
Residential | Res ¦ Energy Star A Line, PAR, MR Lamps | 2038 | Technical | GWh | Before Competition Groups | 2129.7201 | 0 | 0 | 22924.7577 | 0.0929 | 1 | Residential_2038_Technical_GWh_Before Competition Groups_1 | Energy Star A Line, PAR, MR Lamps | 9.29% | 0 | 2129.7201 | Residential_2038_Technical_GWh_Before Competition Groups_Energy Star A Line, PAR, MR Lamps
Residential | Res ¦ Energy Star LED Bulbs General Purpose LEDs | 2038 | Technical | GWh | Before Competition Groups | 2098.5519 | 0 | 0 | 22924.7577 | 0.091541 | 2 | Residential_2038_Technical_GWh_Before Competition Groups_2 | Energy Star LED Bulbs General Purpose LEDs | 9.154% | 0 | 2098.5519 | Residential_2038_Technical_GWh_Before Competition Groups_Energy Star LED Bulbs General Purpose LEDs
Residential | Res ¦ Energy Star LED Specialty Bulbs | 2038 | Technical | GWh | Before Competition Groups | 1917.6439 | 0 | 0 | 22924.7577 | 0.083649 | 3 | Residential_2038_Technical_GWh_Before Competition Groups_3 | Energy Star LED Specialty Bulbs | 8.365% | 0 | 1917.6439 | Residential_2038_Technical_GWh_Before Competition Groups_Energy Star LED Specialty Bulbs
Residential | Res ¦ Networked/ Connected - Indoor LED Lamp | 2038 | Technical | GWh | Before Competition Groups | 1314.858 | 0 | 0 | 22924.7577 | 0.057355 | 4 | Residential_2038_Technical_GWh_Before Competition Groups_4 | Networked/ Connected - Indoor LED Lamp | 5.736% | 0 | 1314.858 | Residential_2038_Technical_GWh_Before Competition Groups_Networked/ Connected - Indoor LED Lamp
Residential | Res ¦ Smart Power Bar | 2038 | Technical | GWh | Before Competition Groups | 1201.8024 | 0 | 0 | 22924.7577 | 0.052424 | 5 | Residential_2038_Technical_GWh_Before Competition Groups_5 | Smart Power Bar | 5.242% | 0 | 1201.8024 | Residential_2038_Technical_GWh_Before Competition Groups_Smart Power Bar
Residential | Res ¦ Energy Star Refrigerator | 2038 | Technical | GWh | Before Competition Groups | 1005.1532 | 0 | 0 | 22924.7577 | 0.043846 | 6 | Residential_2038_Technical_GWh_Before Competition Groups_6 | Energy Star Refrigerator | 4.385% | 0 | 1005.1532 | Residential_2038_Technical_GWh_Before Competition Groups_Energy Star Refrigerator
Residential | Res ¦ Smart Burners | 2038 | Technical | GWh | Before Competition Groups | 913.5556 | 0 | 0 | 22924.7577 | 0.03985 | 7 | Residential_2038_Technical_GWh_Before Competition Groups_7 | Smart Burners | 3.985% | 0 | 913.5556 | Residential_2038_Technical_GWh_Before Competition Groups_Smart Burners
Residential | Res ¦ Energy Star Ground Source Heat Pump | 2038 | Technical | GWh | Before Competition Groups | 807.7084 | 0 | 0 | 22924.7577 | 0.035233 | 8 | Residential_2038_Technical_GWh_Before Competition Groups_8 | Energy Star Ground Source Heat Pump | 3.523% | 0 | 807.7084 | Residential_2038_Technical_GWh_Before Competition Groups_Energy Star Ground Source Heat Pump
Residential | Res ¦ Ductless Mini-Split Heat Pump | 2038 | Technical | GWh | Before Competition Groups | 803.9346 | 0 | 0 | 22924.7577 | 0.035068 | 9 | Residential_2038_Technical_GWh_Before Competition Groups_9 | Ductless Mini-Split Heat Pump | 3.507% | 0 | 803.9346 | Residential_2038_Technical_GWh_Before Competition Groups_Ductless Mini-Split Heat Pump
Residential | Res ¦ Energy Star Clothes Washer | 2038 | Technical | GWh | Before Competition Groups | 800.6158 | 0 | 0 | 22924.7577 | 0.034924 | 10 | Residential_2038_Technical_GWh_Before Competition Groups_10 | Energy Star Clothes Washer | 3.492% | 0 | 800.6158 | Residential_2038_Technical_GWh_Before Competition Groups_Energy Star Clothes Washer
Residential | Res ¦ Adaptive Thermostat | 2038 | Technical | GWh | Before Competition Groups | 699.5026 | 0 | 0 | 22924.7577 | 0.030513 | 11 | Residential_2038_Technical_GWh_Before Competition Groups_11 | Adaptive Thermostat | 3.051% | 0 | 699.5026 | Residential_2038_Technical_GWh_Before Competition Groups_Adaptive Thermostat
Residential | Res ¦ Heat Pump Clothes Dryer | 2038 | Technical | GWh | Before Competition Groups | 682.5276 | 0 | 0 | 22924.7577 | 0.029773 | 12 | Residential_2038_Technical_GWh_Before Competition Groups_12 | Heat Pump Clothes Dryer | 2.977% | 0 | 682.5276 | Residential_2038_Technical_GWh_Before Competition Groups_Heat Pump Clothes Dryer
Residential | Res ¦ Induction Cooking Stove Top | 2038 | Technical | GWh | Before Competition Groups | 562.7502 | 0 | 0 | 22924.7577 | 0.024548 | 13 | Residential_2038_Technical_GWh_Before Competition Groups_13 | Induction Cooking Stove Top | 2.455% | 0 | 562.7502 | Residential_2038_Technical_GWh_Before Competition Groups_Induction Cooking Stove Top
Residential | Res ¦ Energy Star Air Source Heat Pump | 2038 | Technical | GWh | Before Competition Groups | 457.8341 | 0 | 0 | 22924.7577 | 0.019971 | 14 | Residential_2038_Technical_GWh_Before Competition Groups_14 | Energy Star Air Source Heat Pump | 1.997% | 0 | 457.8341 | Residential_2038_Technical_GWh_Before Competition Groups_Energy Star Air Source Heat Pump
Residential | Res ¦ Energy Star Central Air Conditioner | 2038 | Technical | GWh | Before Competition Groups | 435.9265 | 0 | 0 | 22924.7577 | 0.019016 | 15 | Residential_2038_Technical_GWh_Before Competition Groups_15 | Energy Star Central Air Conditioner | 1.902% | 0 | 435.9265 | Residential_2038_Technical_GWh_Before Competition Groups_Energy Star Central Air Conditioner
Residential | Res ¦ Air Sealing | 2038 | Technical | GWh | Before Competition Groups | 432.287 | 0 | 0 | 22924.7577 | 0.018857 | 16 | Residential_2038_Technical_GWh_Before Competition Groups_16 | Air Sealing | 1.886% | 0 | 432.287 | Residential_2038_Technical_GWh_Before Competition Groups_Air Sealing
Residential | Res ¦ Energy Star Light Fixture | 2038 | Technical | GWh | Before Competition Groups | 400.535 | 0 | 0 | 22924.7577 | 0.017472 | 17 | Residential_2038_Technical_GWh_Before Competition Groups_17 | Energy Star Light Fixture | 1.747% | 0 | 400.535 | Residential_2038_Technical_GWh_Before Competition Groups_Energy Star Light Fixture
Residential | Res ¦ Energy Star Clothes Dryer | 2038 | Technical | GWh | Before Competition Groups | 389.8384 | 0 | 0 | 22924.7577 | 0.017005 | 18 | Residential_2038_Technical_GWh_Before Competition Groups_18 | Energy Star Clothes Dryer | 1.701% | 0 | 389.8384 | Residential_2038_Technical_GWh_Before Competition Groups_Energy Star Clothes Dryer
Residential | Res ¦ Car Block Heater Timer | 2038 | Technical | GWh | Before Competition Groups | 371.0067 | 0 | 0 | 22924.7577 | 0.016184 | 19 | Residential_2038_Technical_GWh_Before Competition Groups_19 | Car Block Heater Timer | 1.618% | 0 | 371.0067 | Residential_2038_Technical_GWh_Before Competition Groups_Car Block Heater Timer
Residential | Res ¦ Ductless Mini-Split Air Conditioner | 2038 | Technical | GWh | Before Competition Groups | 369.1437 | 0 | 0 | 22924.7577 | 0.016102 | 20 | Residential_2038_Technical_GWh_Before Competition Groups_20 | Ductless Mini-Split Air Conditioner | 1.61% | 0 | 369.1437 | Residential_2038_Technical_GWh_Before Competition Groups_Ductless Mini-Split Air Conditioner
Residential | Res ¦ Energy Star Torchiere | 2038 | Technical | GWh | Before Competition Groups | 326.0232 | 0 | 0 | 22924.7577 | 0.014221 | 21 | Residential_2038_Technical_GWh_Before Competition Groups_21 | Energy Star Torchiere | 1.422% | 0 | 326.0232 | Residential_2038_Technical_GWh_Before Competition Groups_Energy Star Torchiere
Residential | Res ¦ Variable Speed Pool Pump Motor | 2038 | Technical | GWh | Before Competition Groups | 317.46 | 0 | 0 | 22924.7577 | 0.013848 | 22 | Residential_2038_Technical_GWh_Before Competition Groups_22 | Variable Speed Pool Pump Motor | 1.385% | 0 | 317.46 | Residential_2038_Technical_GWh_Before Competition Groups_Variable Speed Pool Pump Motor
Residential | Res ¦ Passive Attic Ventilation | 2038 | Technical | GWh | Before Competition Groups | 255.9733 | 0 | 0 | 22924.7577 | 0.011166 | 23 | Residential_2038_Technical_GWh_Before Competition Groups_23 | Passive Attic Ventilation | 1.117% | 0 | 255.9733 | Residential_2038_Technical_GWh_Before Competition Groups_Passive Attic Ventilation
Residential | Res ¦ Building Recommissioning, Operations and Maintenance (O&M) Improvements | 2038 | Technical | GWh | Before Competition Groups | 246.0258 | 0 | 0 | 22924.7577 | 0.010732 | 24 | Residential_2038_Technical_GWh_Before Competition Groups_24 | Building Recommissioning, Operations and Maintenance (O&M) Improvements | 1.073% | 0 | 246.0258 | Residential_2038_Technical_GWh_Before Competition Groups_Building Recommissioning, Operations and Maintenance (O&M) Improvements
Residential | Res ¦ Energy Star Windows | 2038 | Technical | GWh | Before Competition Groups | 234.461 | 0 | 0 | 22924.7577 | 0.010227 | 25 | Residential_2038_Technical_GWh_Before Competition Groups_25 | Energy Star Windows | 1.023% | 0 | 234.461 | Residential_2038_Technical_GWh_Before Competition Groups_Energy Star Windows
Residential | Res ¦ Basement Wall Insulation | 2038 | Technical | GWh | Before Competition Groups | 226.9236 | 0 | 0 | 22924.7577 | 0.0098986 | 26 | Residential_2038_Technical_GWh_Before Competition Groups_26 | Basement Wall Insulation | 0.9899% | 0 | 226.9236 | Residential_2038_Technical_GWh_Before Competition Groups_Basement Wall Insulation
Residential | Res ¦ Basement or Crawlspace Insulation | 2038 | Technical | GWh | Before Competition Groups | 188.4437 | 0 | 0 | 22924.7577 | 0.0082201 | 27 | Residential_2038_Technical_GWh_Before Competition Groups_27 | Basement or Crawlspace Insulation | 0.822% | 0 | 188.4437 | Residential_2038_Technical_GWh_Before Competition Groups_Basement or Crawlspace Insulation
Residential | Res ¦ Attic Insulation | 2038 | Technical | GWh | Before Competition Groups | 175.057 | 0 | 0 | 22924.7577 | 0.0076362 | 28 | Residential_2038_Technical_GWh_Before Competition Groups_28 | Attic Insulation | 0.7636% | 0 | 175.057 | Residential_2038_Technical_GWh_Before Competition Groups_Attic Insulation
Residential | Res ¦ Lighting Motion Sensors, Timers, Dimmers | 2038 | Technical | GWh | Before Competition Groups | 174.0037 | 0 | 0 | 22924.7577 | 0.0075902 | 29 | Residential_2038_Technical_GWh_Before Competition Groups_29 | Lighting Motion Sensors, Timers, Dimmers | 0.759% | 0 | 174.0037 | Residential_2038_Technical_GWh_Before Competition Groups_Lighting Motion Sensors, Timers, Dimmers
Residential | Res ¦ Solar Powered Attic Fan | 2038 | Technical | GWh | Before Competition Groups | 150.3566 | 0 | 0 | 22924.7577 | 0.0065587 | 30 | Residential_2038_Technical_GWh_Before Competition Groups_30 | Solar Powered Attic Fan | 0.6559% | 0 | 150.3566 | Residential_2038_Technical_GWh_Before Competition Groups_Solar Powered Attic Fan
Residential | Res ¦ Energy Star Room Air Conditioner | 2038 | Technical | GWh | Before Competition Groups | 142.7197 | 0 | 0 | 22924.7577 | 0.0062256 | 31 | Residential_2038_Technical_GWh_Before Competition Groups_31 | Energy Star Room Air Conditioner | 0.6226% | 0 | 142.7197 | Residential_2038_Technical_GWh_Before Competition Groups_Energy Star Room Air Conditioner
Residential | Res ¦ Wall Insulation | 2038 | Technical | GWh | Before Competition Groups | 136.7731 | 0 | 0 | 22924.7577 | 0.0059662 | 32 | Residential_2038_Technical_GWh_Before Competition Groups_32 | Wall Insulation | 0.5966% | 0 | 136.7731 | Residential_2038_Technical_GWh_Before Competition Groups_Wall Insulation
Residential | Res ¦ Comprehensive Draft Proofing | 2038 | Technical | GWh | Before Competition Groups | 125.1318 | 0 | 0 | 22924.7577 | 0.0054584 | 33 | Residential_2038_Technical_GWh_Before Competition Groups_33 | Comprehensive Draft Proofing | 0.5458% | 0 | 125.1318 | Residential_2038_Technical_GWh_Before Competition Groups_Comprehensive Draft Proofing
Residential | Res ¦ Variable Refrigerant Flow Heat Pump | 2038 | Technical | GWh | Before Competition Groups | 118.91 | 0 | 0 | 22924.7577 | 0.005187 | 34 | Residential_2038_Technical_GWh_Before Competition Groups_34 | Variable Refrigerant Flow Heat Pump | 0.5187% | 0 | 118.91 | Residential_2038_Technical_GWh_Before Competition Groups_Variable Refrigerant Flow Heat Pump
Residential | Res ¦ Air Source Heat Pump | 2038 | Technical | GWh | Before Competition Groups | 117.0253 | 0 | 0 | 22924.7577 | 0.0051048 | 35 | Residential_2038_Technical_GWh_Before Competition Groups_35 | Air Source Heat Pump | 0.5105% | 0 | 117.0253 | Residential_2038_Technical_GWh_Before Competition Groups_Air Source Heat Pump
Residential | Res ¦ Home Energy Reports | 2038 | Technical | GWh | Before Competition Groups | 108.85 | 0 | 0 | 22924.7577 | 0.0047481 | 36 | Residential_2038_Technical_GWh_Before Competition Groups_36 | Home Energy Reports | 0.4748% | 0 | 108.85 | Residential_2038_Technical_GWh_Before Competition Groups_Home Energy Reports
Residential | Res ¦ Networked/ Connected - Indoor LED Luminaire | 2038 | Technical | GWh | Before Competition Groups | 108.2973 | 0 | 0 | 22924.7577 | 0.004724 | 37 | Residential_2038_Technical_GWh_Before Competition Groups_37 | Networked/ Connected - Indoor LED Luminaire | 0.4724% | 0 | 108.2973 | Residential_2038_Technical_GWh_Before Competition Groups_Networked/ Connected - Indoor LED Luminaire
Residential | Res ¦ Energy Star Ceiling Fan/Lighting | 2038 | Technical | GWh | Before Competition Groups | 99.8204 | 0 | 0 | 22924.7577 | 0.0043543 | 38 | Residential_2038_Technical_GWh_Before Competition Groups_38 | Energy Star Ceiling Fan/Lighting | 0.4354% | 0 | 99.8204 | Residential_2038_Technical_GWh_Before Competition Groups_Energy Star Ceiling Fan/Lighting
Residential | Res ¦ Furnace with ECM | 2038 | Technical | GWh | Before Competition Groups | 94.2832 | 0 | 0 | 22924.7577 | 0.0041127 | 39 | Residential_2038_Technical_GWh_Before Competition Groups_39 | Furnace with ECM | 0.4113% | 0 | 94.2832 | Residential_2038_Technical_GWh_Before Competition Groups_Furnace with ECM
Residential | Res ¦ Energy Star Freezer | 2038 | Technical | GWh | Before Competition Groups | 90.473 | 0 | 0 | 22924.7577 | 0.0039465 | 40 | Residential_2038_Technical_GWh_Before Competition Groups_40 | Energy Star Freezer | 0.3947% | 0 | 90.473 | Residential_2038_Technical_GWh_Before Competition Groups_Energy Star Freezer
Residential | Res ¦ LED Downlight | 2038 | Technical | GWh | Before Competition Groups | 89.6206 | 0 | 0 | 22924.7577 | 0.0039093 | 41 | Residential_2038_Technical_GWh_Before Competition Groups_41 | LED Downlight | 0.3909% | 0 | 89.6206 | Residential_2038_Technical_GWh_Before Competition Groups_LED Downlight
Residential | Res ¦ Radiant Barrier | 2038 | Technical | GWh | Before Competition Groups | 87.5306 | 0 | 0 | 22924.7577 | 0.0038182 | 42 | Residential_2038_Technical_GWh_Before Competition Groups_42 | Radiant Barrier | 0.3818% | 0 | 87.5306 | Residential_2038_Technical_GWh_Before Competition Groups_Radiant Barrier
Residential | Res ¦ LED Parking Lot Fixture | 2038 | Technical | GWh | Before Competition Groups | 81.3868 | 0 | 0 | 22924.7577 | 0.0035502 | 43 | Residential_2038_Technical_GWh_Before Competition Groups_43 | LED Parking Lot Fixture | 0.355% | 0 | 81.3868 | Residential_2038_Technical_GWh_Before Competition Groups_LED Parking Lot Fixture
Residential | Res ¦ Heavy Duty Outdoor/Holiday Plug-in Timers | 2038 | Technical | GWh | Before Competition Groups | 79.7591 | 0 | 0 | 22924.7577 | 0.0034792 | 44 | Residential_2038_Technical_GWh_Before Competition Groups_44 | Heavy Duty Outdoor/Holiday Plug-in Timers | 0.3479% | 0 | 79.7591 | Residential_2038_Technical_GWh_Before Competition Groups_Heavy Duty Outdoor/Holiday Plug-in Timers
Residential | Res ¦ Heat Pump Water Heater | 2038 | Technical | GWh | Before Competition Groups | 74.6381 | 0 | 0 | 22924.7577 | 0.0032558 | 45 | Residential_2038_Technical_GWh_Before Competition Groups_45 | Heat Pump Water Heater | 0.3256% | 0 | 74.6381 | Residential_2038_Technical_GWh_Before Competition Groups_Heat Pump Water Heater
Residential | Res ¦ Ceiling Insulation | 2038 | Technical | GWh | Before Competition Groups | 68.5607 | 0 | 0 | 22924.7577 | 0.0029907 | 46 | Residential_2038_Technical_GWh_Before Competition Groups_46 | Ceiling Insulation | 0.2991% | 0 | 68.5607 | Residential_2038_Technical_GWh_Before Competition Groups_Ceiling Insulation
Residential | Res ¦ Tankless Water Heater | 2038 | Technical | GWh | Before Competition Groups | 67.4673 | 0 | 0 | 22924.7577 | 0.002943 | 47 | Residential_2038_Technical_GWh_Before Competition Groups_47 | Tankless Water Heater | 0.2943% | 0 | 67.4673 | Residential_2038_Technical_GWh_Before Competition Groups_Tankless Water Heater
Residential | Res ¦ Window Film | 2038 | Technical | GWh | Before Competition Groups | 67.1927 | 0 | 0 | 22924.7577 | 0.002931 | 48 | Residential_2038_Technical_GWh_Before Competition Groups_48 | Window Film | 0.2931% | 0 | 67.1927 | Residential_2038_Technical_GWh_Before Competition Groups_Window Film
Residential | Res ¦ Refrigerator Recycling | 2038 | Technical | GWh | Before Competition Groups | 64.4917 | 0 | 0 | 22924.7577 | 0.0028132 | 49 | Residential_2038_Technical_GWh_Before Competition Groups_49 | Refrigerator Recycling | 0.2813% | 0 | 64.4917 | Residential_2038_Technical_GWh_Before Competition Groups_Refrigerator Recycling
Residential | Res ¦ Clothes Drying Racks | 2038 | Technical | GWh | Before Competition Groups | 58.8902 | 0 | 0 | 22924.7577 | 0.0025688 | 50 | Residential_2038_Technical_GWh_Before Competition Groups_50 | Clothes Drying Racks | 0.2569% | 0 | 58.8902 | Residential_2038_Technical_GWh_Before Competition Groups_Clothes Drying Racks
Residential | Res ¦ Heat Recovery Ventilator | 2038 | Technical | GWh | Before Competition Groups | 56.8607 | 0 | 0 | 22924.7577 | 0.0024803 | 51 | Residential_2038_Technical_GWh_Before Competition Groups_51 | Heat Recovery Ventilator | 0.248% | 0 | 56.8607 | Residential_2038_Technical_GWh_Before Competition Groups_Heat Recovery Ventilator
Residential | Res ¦ Freezer Recycling | 2038 | Technical | GWh | Before Competition Groups | 56.5874 | 0 | 0 | 22924.7577 | 0.0024684 | 52 | Residential_2038_Technical_GWh_Before Competition Groups_52 | Freezer Recycling | 0.2468% | 0 | 56.5874 | Residential_2038_Technical_GWh_Before Competition Groups_Freezer Recycling
Residential | Res ¦ Duct Insulation | 2038 | Technical | GWh | Before Competition Groups | 56.3621 | 0 | 0 | 22924.7577 | 0.0024586 | 53 | Residential_2038_Technical_GWh_Before Competition Groups_53 | Duct Insulation | 0.2459% | 0 | 56.3621 | Residential_2038_Technical_GWh_Before Competition Groups_Duct Insulation
Residential | Res ¦ Occupancy Sensors MF | 2038 | Technical | GWh | Before Competition Groups | 52.8735 | 0 | 0 | 22924.7577 | 0.0023064 | 54 | Residential_2038_Technical_GWh_Before Competition Groups_54 | Occupancy Sensors MF | 0.2306% | 0 | 52.8735 | Residential_2038_Technical_GWh_Before Competition Groups_Occupancy Sensors MF
Residential | Res ¦ Floor Insulation | 2038 | Technical | GWh | Before Competition Groups | 45.8799 | 0 | 0 | 22924.7577 | 0.0020013 | 55 | Residential_2038_Technical_GWh_Before Competition Groups_55 | Floor Insulation | 0.2001% | 0 | 45.8799 | Residential_2038_Technical_GWh_Before Competition Groups_Floor Insulation
Residential | Res ¦ Central Lighting Control System | 2038 | Technical | GWh | Before Competition Groups | 44.8304 | 0 | 0 | 22924.7577 | 0.0019555 | 56 | Residential_2038_Technical_GWh_Before Competition Groups_56 | Central Lighting Control System | 0.1956% | 0 | 44.8304 | Residential_2038_Technical_GWh_Before Competition Groups_Central Lighting Control System
Residential | Res ¦ Dehumidifier Recycling | 2038 | Technical | GWh | Before Competition Groups | 39.2387 | 0 | 0 | 22924.7577 | 0.0017116 | 57 | Residential_2038_Technical_GWh_Before Competition Groups_57 | Dehumidifier Recycling | 0.1712% | 0 | 39.2387 | Residential_2038_Technical_GWh_Before Competition Groups_Dehumidifier Recycling
Residential | Res ¦ LED Exterior Area Lights - LED Fixture (200W) | 2038 | Technical | GWh | Before Competition Groups | 38.3472 | 0 | 0 | 22924.7577 | 0.0016727 | 58 | Residential_2038_Technical_GWh_Before Competition Groups_58 | LED Exterior Area Lights - LED Fixture (200W) | 0.1673% | 0 | 38.3472 | Residential_2038_Technical_GWh_Before Competition Groups_LED Exterior Area Lights - LED Fixture (200W)
Residential | Res ¦ Solar Water Heating System | 2038 | Technical | GWh | Before Competition Groups | 36.7805 | 0 | 0 | 22924.7577 | 0.0016044 | 59 | Residential_2038_Technical_GWh_Before Competition Groups_59 | Solar Water Heating System | 0.1604% | 0 | 36.7805 | Residential_2038_Technical_GWh_Before Competition Groups_Solar Water Heating System
Residential | Res ¦ Advanced BAS/Controllers | 2038 | Technical | GWh | Before Competition Groups | 36.0088 | 0 | 0 | 22924.7577 | 0.0015707 | 60 | Residential_2038_Technical_GWh_Before Competition Groups_60 | Advanced BAS/Controllers | 0.1571% | 0 | 36.0088 | Residential_2038_Technical_GWh_Before Competition Groups_Advanced BAS/Controllers
Residential | Res ¦ LED Tube Re-Lamp | 2038 | Technical | GWh | Before Competition Groups | 34.4242 | 0 | 0 | 22924.7577 | 0.0015016 | 61 | Residential_2038_Technical_GWh_Before Competition Groups_61 | LED Tube Re-Lamp | 0.1502% | 0 | 34.4242 | Residential_2038_Technical_GWh_Before Competition Groups_LED Tube Re-Lamp
Residential | Res ¦ High Efficiency Storage Water Heater | 2038 | Technical | GWh | Before Competition Groups | 32.5437 | 0 | 0 | 22924.7577 | 0.0014196 | 62 | Residential_2038_Technical_GWh_Before Competition Groups_62 | High Efficiency Storage Water Heater | 0.142% | 0 | 32.5437 | Residential_2038_Technical_GWh_Before Competition Groups_High Efficiency Storage Water Heater
Residential | Res ¦ Minimize Hot and Warm Clothes Wash | 2038 | Technical | GWh | Before Competition Groups | 31.4754 | 0 | 0 | 22924.7577 | 0.001373 | 63 | Residential_2038_Technical_GWh_Before Competition Groups_63 | Minimize Hot and Warm Clothes Wash | 0.1373% | 0 | 31.4754 | Residential_2038_Technical_GWh_Before Competition Groups_Minimize Hot and Warm Clothes Wash
Residential | Res ¦ Outside Air Economizer | 2038 | Technical | GWh | Before Competition Groups | 31.4744 | 0 | 0 | 22924.7577 | 0.0013729 | 64 | Residential_2038_Technical_GWh_Before Competition Groups_64 | Outside Air Economizer | 0.1373% | 0 | 31.4744 | Residential_2038_Technical_GWh_Before Competition Groups_Outside Air Economizer
Residential | Res ¦ Furnace Whistle | 2038 | Technical | GWh | Before Competition Groups | 31.007 | 0 | 0 | 22924.7577 | 0.0013526 | 65 | Residential_2038_Technical_GWh_Before Competition Groups_65 | Furnace Whistle | 0.1353% | 0 | 31.007 | Residential_2038_Technical_GWh_Before Competition Groups_Furnace Whistle
Residential | Res ¦ Energy Star Dishwasher | 2038 | Technical | GWh | Before Competition Groups | 30.6534 | 0 | 0 | 22924.7577 | 0.0013371 | 66 | Residential_2038_Technical_GWh_Before Competition Groups_66 | Energy Star Dishwasher | 0.1337% | 0 | 30.6534 | Residential_2038_Technical_GWh_Before Competition Groups_Energy Star Dishwasher
Residential | Res ¦ INTEGRAL LED TROFFERS | 2038 | Technical | GWh | Before Competition Groups | 28.9286 | 0 | 0 | 22924.7577 | 0.0012619 | 67 | Residential_2038_Technical_GWh_Before Competition Groups_67 | INTEGRAL LED TROFFERS | 0.1262% | 0 | 28.9286 | Residential_2038_Technical_GWh_Before Competition Groups_INTEGRAL LED TROFFERS
Residential | Res ¦ Early Hot Water Heater Replacement | 2038 | Technical | GWh | Before Competition Groups | 28.0863 | 0 | 0 | 22924.7577 | 0.0012252 | 68 | Residential_2038_Technical_GWh_Before Competition Groups_68 | Early Hot Water Heater Replacement | 0.1225% | 0 | 28.0863 | Residential_2038_Technical_GWh_Before Competition Groups_Early Hot Water Heater Replacement
Residential | Res ¦ Duct Insulation MF | 2038 | Technical | GWh | Before Competition Groups | 24.8644 | 0 | 0 | 22924.7577 | 0.0010846 | 69 | Residential_2038_Technical_GWh_Before Competition Groups_69 | Duct Insulation MF | 0.1085% | 0 | 24.8644 | Residential_2038_Technical_GWh_Before Competition Groups_Duct Insulation MF
Residential | Res ¦ Energy Star Dehumidifier | 2038 | Technical | GWh | Before Competition Groups | 23.0552 | 0 | 0 | 22924.7577 | 0.0010057 | 70 | Residential_2038_Technical_GWh_Before Competition Groups_70 | Energy Star Dehumidifier | 0.1006% | 0 | 23.0552 | Residential_2038_Technical_GWh_Before Competition Groups_Energy Star Dehumidifier
Residential | Res ¦ Central Air Conditioner Maintenance | 2038 | Technical | GWh | Before Competition Groups | 22.9451 | 0 | 0 | 22924.7577 | 0.0010009 | 71 | Residential_2038_Technical_GWh_Before Competition Groups_71 | Central Air Conditioner Maintenance | 0.1001% | 0 | 22.9451 | Residential_2038_Technical_GWh_Before Competition Groups_Central Air Conditioner Maintenance
Residential | Res ¦ Condensing Make Up Air Unit | 2038 | Technical | GWh | Before Competition Groups | 21.4533 | 0 | 0 | 22924.7577 | 0.00093581 | 72 | Residential_2038_Technical_GWh_Before Competition Groups_72 | Condensing Make Up Air Unit | 0.09358% | 0 | 21.4533 | Residential_2038_Technical_GWh_Before Competition Groups_Condensing Make Up Air Unit
Residential | Res ¦ High Efficiency Chiller (avg of water and air cooled) | 2038 | Technical | GWh | Before Competition Groups | 20.5682 | 0 | 0 | 22924.7577 | 0.00089721 | 73 | Residential_2038_Technical_GWh_Before Competition Groups_73 | High Efficiency Chiller (avg of water and air cooled) | 0.08972% | 0 | 20.5682 | Residential_2038_Technical_GWh_Before Competition Groups_High Efficiency Chiller (avg of water and air cooled)
Residential | Res ¦ CO Sensors for parking garage exhaust fans | 2038 | Technical | GWh | Before Competition Groups | 19.8579 | 0 | 0 | 22924.7577 | 0.00086622 | 74 | Residential_2038_Technical_GWh_Before Competition Groups_74 | CO Sensors for parking garage exhaust fans | 0.08662% | 0 | 19.8579 | Residential_2038_Technical_GWh_Before Competition Groups_CO Sensors for parking garage exhaust fans
Residential | Res ¦ Drain Water Heat Recovery | 2038 | Technical | GWh | Before Competition Groups | 18.8644 | 0 | 0 | 22924.7577 | 0.00082288 | 75 | Residential_2038_Technical_GWh_Before Competition Groups_75 | Drain Water Heat Recovery | 0.08229% | 0 | 18.8644 | Residential_2038_Technical_GWh_Before Competition Groups_Drain Water Heat Recovery
Residential | Res ¦ Demand Control Ventilation | 2038 | Technical | GWh | Before Competition Groups | 16.6073 | 0 | 0 | 22924.7577 | 0.00072443 | 76 | Residential_2038_Technical_GWh_Before Competition Groups_76 | Demand Control Ventilation | 0.07244% | 0 | 16.6073 | Residential_2038_Technical_GWh_Before Competition Groups_Demand Control Ventilation
Residential | Res ¦ ENERGY STAR LED LAMPS (REFLECTOR LAMPs/MR16/PAR 16) | 2038 | Technical | GWh | Before Competition Groups | 15.0904 | 0 | 0 | 22924.7577 | 0.00065826 | 77 | Residential_2038_Technical_GWh_Before Competition Groups_77 | ENERGY STAR LED LAMPS (REFLECTOR LAMPs/MR16/PAR 16) | 0.06583% | 0 | 15.0904 | Residential_2038_Technical_GWh_Before Competition Groups_ENERGY STAR LED LAMPS (REFLECTOR LAMPs/MR16/PAR 16)
Residential | Res ¦ Variable Frequency Drive (VFD) | 2038 | Technical | GWh | Before Competition Groups | 13.1532 | 0 | 0 | 22924.7577 | 0.00057375 | 78 | Residential_2038_Technical_GWh_Before Competition Groups_78 | Variable Frequency Drive (VFD) | 0.05738% | 0 | 13.1532 | Residential_2038_Technical_GWh_Before Competition Groups_Variable Frequency Drive (VFD)
Residential | Res ¦ Water Heater Temperature Setback | 2038 | Technical | GWh | Before Competition Groups | 9.8288 | 0 | 0 | 22924.7577 | 0.00042874 | 79 | Residential_2038_Technical_GWh_Before Competition Groups_79 | Water Heater Temperature Setback | 0.04287% | 0 | 9.8288 | Residential_2038_Technical_GWh_Before Competition Groups_Water Heater Temperature Setback
Residential | Res ¦ DHW Recirculation Systems | 2038 | Technical | GWh | Before Competition Groups | 8.874 | 0 | 0 | 22924.7577 | 0.00038709 | 80 | Residential_2038_Technical_GWh_Before Competition Groups_80 | DHW Recirculation Systems | 0.03871% | 0 | 8.874 | Residential_2038_Technical_GWh_Before Competition Groups_DHW Recirculation Systems
Residential | Res ¦ Air Source Heat Pump Maintenance | 2038 | Technical | GWh | Before Competition Groups | 8.0254 | 0 | 0 | 22924.7577 | 0.00035008 | 81 | Residential_2038_Technical_GWh_Before Competition Groups_81 | Air Source Heat Pump Maintenance | 0.03501% | 0 | 8.0254 | Residential_2038_Technical_GWh_Before Competition Groups_Air Source Heat Pump Maintenance
Residential | Res ¦ VFD on Pumps | 2038 | Technical | GWh | Before Competition Groups | 4.0447 | 0 | 0 | 22924.7577 | 0.00017644 | 82 | Residential_2038_Technical_GWh_Before Competition Groups_82 | VFD on Pumps | 0.01764% | 0 | 4.0447 | Residential_2038_Technical_GWh_Before Competition Groups_VFD on Pumps
Residential | Res ¦ ENERGY STAR LED Lamps (General Service Lamps) | 2038 | Technical | GWh | Before Competition Groups | 3.5602 | 0 | 0 | 22924.7577 | 0.0001553 | 83 | Residential_2038_Technical_GWh_Before Competition Groups_83 | ENERGY STAR LED Lamps (General Service Lamps) | 0.01553% | 0 | 3.5602 | Residential_2038_Technical_GWh_Before Competition Groups_ENERGY STAR LED Lamps (General Service Lamps)
Residential | Res ¦ HVAC Optimization | 2038 | Technical | GWh | Before Competition Groups | 3.2443 | 0 | 0 | 22924.7577 | 0.00014152 | 84 | Residential_2038_Technical_GWh_Before Competition Groups_84 | HVAC Optimization | 0.01415% | 0 | 3.2443 | Residential_2038_Technical_GWh_Before Competition Groups_HVAC Optimization
Residential | Res ¦ ECM MOTORS FOR HVAC APPLICATION (FAN-POWERED VAV BOX) | 2038 | Technical | GWh | Before Competition Groups | 3.2028 | 0 | 0 | 22924.7577 | 0.00013971 | 85 | Residential_2038_Technical_GWh_Before Competition Groups_85 | ECM MOTORS FOR HVAC APPLICATION (FAN-POWERED VAV BOX) | 0.01397% | 0 | 3.2028 | Residential_2038_Technical_GWh_Before Competition Groups_ECM MOTORS FOR HVAC APPLICATION (FAN-POWERED VAV BOX)
Residential | Res ¦ Beverage Vending Machine Controls | 2038 | Technical | GWh | Before Competition Groups | 2.2856 | 0 | 0 | 22924.7577 | 9.9702e-05 | 86 | Residential_2038_Technical_GWh_Before Competition Groups_86 | Beverage Vending Machine Controls | 0.00997% | 0 | 2.2856 | Residential_2038_Technical_GWh_Before Competition Groups_Beverage Vending Machine Controls
Residential | Res ¦ Chilled Water Optimization | 2038 | Technical | GWh | Before Competition Groups | 0.50876 | 0 | 0 | 22924.7577 | 2.2193e-05 | 87 | Residential_2038_Technical_GWh_Before Competition Groups_87 | Chilled Water Optimization | 0.002219% | 0 | 0.50876 | Residential_2038_Technical_GWh_Before Competition Groups_Chilled Water Optimization
Residential | Res ¦ Wall Insulation MF | 2038 | Technical | GWh | Before Competition Groups | 0.49938 | 0 | 0 | 22924.7577 | 2.1784e-05 | 88 | Residential_2038_Technical_GWh_Before Competition Groups_88 | Wall Insulation MF | 0.002178% | 0 | 0.49938 | Residential_2038_Technical_GWh_Before Competition Groups_Wall Insulation MF
Residential | Res ¦ LED Recessed Downlights | 2038 | Technical | GWh | Before Competition Groups | 0.15615 | 0 | 0 | 22924.7577 | 6.8112e-06 | 89 | Residential_2038_Technical_GWh_Before Competition Groups_89 | LED Recessed Downlights | 0.0006811% | 0 | 0.15615 | Residential_2038_Technical_GWh_Before Competition Groups_LED Recessed Downlights
Residential | Res ¦ LED High Bay Fixture | 2038 | Technical | GWh | Before Competition Groups | 0.13343 | 0 | 0 | 22924.7577 | 5.8205e-06 | 90 | Residential_2038_Technical_GWh_Before Competition Groups_90 | LED High Bay Fixture | 0.0005821% | 0 | 0.13343 | Residential_2038_Technical_GWh_Before Competition Groups_LED High Bay Fixture
Residential | Res ¦ Solar Water Preheat (Pools/DHW) | 2038 | Technical | GWh | Before Competition Groups | 0.12724 | 0 | 0 | 22924.7577 | 5.5505e-06 | 91 | Residential_2038_Technical_GWh_Before Competition Groups_91 | Solar Water Preheat (Pools/DHW) | 0.000555% | 0 | 0.12724 | Residential_2038_Technical_GWh_Before Competition Groups_Solar Water Preheat (Pools/DHW)
Residential | Res ¦ Photocell Controls (Outdoor) | 2038 | Technical | GWh | Before Competition Groups | 0.00016522 | 0 | 0 | 22924.7577 | 7.2069e-09 | 92 | Residential_2038_Technical_GWh_Before Competition Groups_92 | Photocell Controls (Outdoor) | 7.207e-07% | 0 | 0.00016522 | Residential_2038_Technical_GWh_Before Competition Groups_Photocell Controls (Outdoor)
Residential | Res ¦ Air Sealing | 2019 | Economic | million_m3 | Before Competition Groups | 683.9538 | 0 | 0 | 2074.9636 | 0.32962 | 1 | Residential_2019_Economic_million_m3_Before Competition Groups_1 | Air Sealing | 32.96% | 0 | 683.9538 | Residential_2019_Economic_million_m3_Before Competition Groups_Air Sealing
Residential | Res ¦ Adaptive Thermostat | 2019 | Economic | million_m3 | Before Competition Groups | 492.5816 | 0 | 0 | 2074.9636 | 0.23739 | 2 | Residential_2019_Economic_million_m3_Before Competition Groups_2 | Adaptive Thermostat | 23.74% | 0 | 492.5816 | Residential_2019_Economic_million_m3_Before Competition Groups_Adaptive Thermostat
Residential | Res ¦ Comprehensive Draft Proofing | 2019 | Economic | million_m3 | Before Competition Groups | 205.968 | 0 | 0 | 2074.9636 | 0.099263 | 3 | Residential_2019_Economic_million_m3_Before Competition Groups_3 | Comprehensive Draft Proofing | 9.926% | 0 | 205.968 | Residential_2019_Economic_million_m3_Before Competition Groups_Comprehensive Draft Proofing
Residential | Res ¦ Attic Insulation | 2019 | Economic | million_m3 | Before Competition Groups | 166.9985 | 0 | 0 | 2074.9636 | 0.080483 | 4 | Residential_2019_Economic_million_m3_Before Competition Groups_4 | Attic Insulation | 8.048% | 0 | 166.9985 | Residential_2019_Economic_million_m3_Before Competition Groups_Attic Insulation
Residential | Res ¦ Basement Wall Insulation | 2019 | Economic | million_m3 | Before Competition Groups | 138.8208 | 0 | 0 | 2074.9636 | 0.066903 | 5 | Residential_2019_Economic_million_m3_Before Competition Groups_5 | Basement Wall Insulation | 6.69% | 0 | 138.8208 | Residential_2019_Economic_million_m3_Before Competition Groups_Basement Wall Insulation
Residential | Res ¦ Advanced BAS/Controllers | 2019 | Economic | million_m3 | Before Competition Groups | 84.8354 | 0 | 0 | 2074.9636 | 0.040885 | 6 | Residential_2019_Economic_million_m3_Before Competition Groups_6 | Advanced BAS/Controllers | 4.089% | 0 | 84.8354 | Residential_2019_Economic_million_m3_Before Competition Groups_Advanced BAS/Controllers
Residential | Res ¦ Building Recommissioning, Operations and Maintenance (O&M) Improvements | 2019 | Economic | million_m3 | Before Competition Groups | 70.1048 | 0 | 0 | 2074.9636 | 0.033786 | 7 | Residential_2019_Economic_million_m3_Before Competition Groups_7 | Building Recommissioning, Operations and Maintenance (O&M) Improvements | 3.379% | 0 | 70.1048 | Residential_2019_Economic_million_m3_Before Competition Groups_Building Recommissioning, Operations and Maintenance (O&M) Improvements
Residential | Res ¦ Floor Insulation | 2019 | Economic | million_m3 | Before Competition Groups | 54.6828 | 0 | 0 | 2074.9636 | 0.026354 | 8 | Residential_2019_Economic_million_m3_Before Competition Groups_8 | Floor Insulation | 2.635% | 0 | 54.6828 | Residential_2019_Economic_million_m3_Before Competition Groups_Floor Insulation
Residential | Res ¦ Duct Insulation MF | 2019 | Economic | million_m3 | Before Competition Groups | 39.3572 | 0 | 0 | 2074.9636 | 0.018968 | 9 | Residential_2019_Economic_million_m3_Before Competition Groups_9 | Duct Insulation MF | 1.897% | 0 | 39.3572 | Residential_2019_Economic_million_m3_Before Competition Groups_Duct Insulation MF
Residential | Res ¦ Demand Control Ventilation | 2019 | Economic | million_m3 | Before Competition Groups | 38.0251 | 0 | 0 | 2074.9636 | 0.018326 | 10 | Residential_2019_Economic_million_m3_Before Competition Groups_10 | Demand Control Ventilation | 1.833% | 0 | 38.0251 | Residential_2019_Economic_million_m3_Before Competition Groups_Demand Control Ventilation
Residential | Res ¦ Duct Insulation | 2019 | Economic | million_m3 | Before Competition Groups | 37.6383 | 0 | 0 | 2074.9636 | 0.018139 | 11 | Residential_2019_Economic_million_m3_Before Competition Groups_11 | Duct Insulation | 1.814% | 0 | 37.6383 | Residential_2019_Economic_million_m3_Before Competition Groups_Duct Insulation
Residential | Res ¦ Wall Insulation | 2019 | Economic | million_m3 | Before Competition Groups | 16.877 | 0 | 0 | 2074.9636 | 0.0081336 | 12 | Residential_2019_Economic_million_m3_Before Competition Groups_12 | Wall Insulation | 0.8134% | 0 | 16.877 | Residential_2019_Economic_million_m3_Before Competition Groups_Wall Insulation
Residential | Res ¦ High Efficiency Fireplace with Pilotless Ignition | 2019 | Economic | million_m3 | Before Competition Groups | 10.0724 | 0 | 0 | 2074.9636 | 0.0048543 | 13 | Residential_2019_Economic_million_m3_Before Competition Groups_13 | High Efficiency Fireplace with Pilotless Ignition | 0.4854% | 0 | 10.0724 | Residential_2019_Economic_million_m3_Before Competition Groups_High Efficiency Fireplace with Pilotless Ignition
Residential | Res ¦ Heat Recovery Ventilator | 2019 | Economic | million_m3 | Before Competition Groups | 9.9187 | 0 | 0 | 2074.9636 | 0.0047802 | 14 | Residential_2019_Economic_million_m3_Before Competition Groups_14 | Heat Recovery Ventilator | 0.478% | 0 | 9.9187 | Residential_2019_Economic_million_m3_Before Competition Groups_Heat Recovery Ventilator
Residential | Res ¦ Wall Insulation MF | 2019 | Economic | million_m3 | Before Competition Groups | 8.5939 | 0 | 0 | 2074.9636 | 0.0041417 | 15 | Residential_2019_Economic_million_m3_Before Competition Groups_15 | Wall Insulation MF | 0.4142% | 0 | 8.5939 | Residential_2019_Economic_million_m3_Before Competition Groups_Wall Insulation MF
Residential | Res ¦ Condensing Boiler | 2019 | Economic | million_m3 | Before Competition Groups | 7.1199 | 0 | 0 | 2074.9636 | 0.0034313 | 16 | Residential_2019_Economic_million_m3_Before Competition Groups_16 | Condensing Boiler | 0.3431% | 0 | 7.1199 | Residential_2019_Economic_million_m3_Before Competition Groups_Condensing Boiler
Residential | Res ¦ Condensing Make Up Air Unit | 2019 | Economic | million_m3 | Before Competition Groups | 6.9376 | 0 | 0 | 2074.9636 | 0.0033435 | 17 | Residential_2019_Economic_million_m3_Before Competition Groups_17 | Condensing Make Up Air Unit | 0.3343% | 0 | 6.9376 | Residential_2019_Economic_million_m3_Before Competition Groups_Condensing Make Up Air Unit
Residential | Res ¦ Clothes Drying Racks | 2019 | Economic | million_m3 | Before Competition Groups | 1.3281 | 0 | 0 | 2074.9636 | 0.00064005 | 18 | Residential_2019_Economic_million_m3_Before Competition Groups_18 | Clothes Drying Racks | 0.06401% | 0 | 1.3281 | Residential_2019_Economic_million_m3_Before Competition Groups_Clothes Drying Racks
Residential | Res ¦ Minimize Hot and Warm Clothes Wash | 2019 | Economic | million_m3 | Before Competition Groups | 1.15 | 0 | 0 | 2074.9636 | 0.0005542 | 19 | Residential_2019_Economic_million_m3_Before Competition Groups_19 | Minimize Hot and Warm Clothes Wash | 0.05542% | 0 | 1.15 | Residential_2019_Economic_million_m3_Before Competition Groups_Minimize Hot and Warm Clothes Wash
Residential | Res ¦ Energy Star Clothes Washer | 2019 | Economic | million_m3 | Before Competition Groups | 0 | 0 | 0 | 2074.9636 | 0 | 20 | Residential_2019_Economic_million_m3_Before Competition Groups_20 | Energy Star Clothes Washer | 0% | 0 | 0 | Residential_2019_Economic_million_m3_Before Competition Groups_Energy Star Clothes Washer
Residential | Res ¦ High Efficiency Condensing Furnace | 2019 | Economic | million_m3 | Before Competition Groups | 0 | 0 | 0 | 2074.9636 | 0 | 21 | Residential_2019_Economic_million_m3_Before Competition Groups_21 | High Efficiency Condensing Furnace | 0% | 0 | 0 | Residential_2019_Economic_million_m3_Before Competition Groups_High Efficiency Condensing Furnace
Residential | Res ¦ Home Energy Reports | 2019 | Economic | million_m3 | Before Competition Groups | 0 | 0 | 0 | 2074.9636 | 0 | 22 | Residential_2019_Economic_million_m3_Before Competition Groups_22 | Home Energy Reports | 0% | 0 | 0 | Residential_2019_Economic_million_m3_Before Competition Groups_Home Energy Reports
Residential | Res ¦ Pool Cover | 2019 | Economic | million_m3 | Before Competition Groups | 0 | 0 | 0 | 2074.9636 | 0 | 23 | Residential_2019_Economic_million_m3_Before Competition Groups_23 | Pool Cover | 0% | 0 | 0 | Residential_2019_Economic_million_m3_Before Competition Groups_Pool Cover
Residential | Res ¦ Water Heater Temperature Setback | 2019 | Economic | million_m3 | Before Competition Groups | 0 | 0 | 0 | 2074.9636 | 0 | 24 | Residential_2019_Economic_million_m3_Before Competition Groups_24 | Water Heater Temperature Setback | 0% | 0 | 0 | Residential_2019_Economic_million_m3_Before Competition Groups_Water Heater Temperature Setback
Residential | Res ¦ Adaptive Thermostat | 2019 | SC A | million_m3 | Before Competition Groups | 4.541 | 0 | 0 | 24.2549 | 0.18722 | 1 | Residential_2019_SC A_million_m3_Before Competition Groups_1 | Adaptive Thermostat | 18.72% | 0 | 4.541 | Residential_2019_SC A_million_m3_Before Competition Groups_Adaptive Thermostat
Residential | Res ¦ Comprehensive Draft Proofing | 2019 | SC A | million_m3 | Before Competition Groups | 4.2032 | 0 | 0 | 24.2549 | 0.17329 | 2 | Residential_2019_SC A_million_m3_Before Competition Groups_2 | Comprehensive Draft Proofing | 17.33% | 0 | 4.2032 | Residential_2019_SC A_million_m3_Before Competition Groups_Comprehensive Draft Proofing
Residential | Res ¦ High Efficiency Fireplace with Pilotless Ignition | 2019 | SC A | million_m3 | Before Competition Groups | 4.1985 | 0 | 0 | 24.2549 | 0.1731 | 3 | Residential_2019_SC A_million_m3_Before Competition Groups_3 | High Efficiency Fireplace with Pilotless Ignition | 17.31% | 0 | 4.1985 | Residential_2019_SC A_million_m3_Before Competition Groups_High Efficiency Fireplace with Pilotless Ignition
Residential | Res ¦ Air Sealing | 2019 | SC A | million_m3 | Before Competition Groups | 3.3218 | 0 | 0 | 24.2549 | 0.13695 | 4 | Residential_2019_SC A_million_m3_Before Competition Groups_4 | Air Sealing | 13.7% | 0 | 3.3218 | Residential_2019_SC A_million_m3_Before Competition Groups_Air Sealing
Residential | Res ¦ Advanced BAS/Controllers | 2019 | SC A | million_m3 | Before Competition Groups | 1.7534 | 0 | 0 | 24.2549 | 0.07229 | 5 | Residential_2019_SC A_million_m3_Before Competition Groups_5 | Advanced BAS/Controllers | 7.229% | 0 | 1.7534 | Residential_2019_SC A_million_m3_Before Competition Groups_Advanced BAS/Controllers
Residential | Res ¦ Building Recommissioning, Operations and Maintenance (O&M) Improvements | 2019 | SC A | million_m3 | Before Competition Groups | 1.4489 | 0 | 0 | 24.2549 | 0.059738 | 6 | Residential_2019_SC A_million_m3_Before Competition Groups_6 | Building Recommissioning, Operations and Maintenance (O&M) Improvements | 5.974% | 0 | 1.4489 | Residential_2019_SC A_million_m3_Before Competition Groups_Building Recommissioning, Operations and Maintenance (O&M) Improvements
Residential | Res ¦ Basement Wall Insulation | 2019 | SC A | million_m3 | Before Competition Groups | 1.3663 | 0 | 0 | 24.2549 | 0.05633 | 7 | Residential_2019_SC A_million_m3_Before Competition Groups_7 | Basement Wall Insulation | 5.633% | 0 | 1.3663 | Residential_2019_SC A_million_m3_Before Competition Groups_Basement Wall Insulation
Residential | Res ¦ Attic Insulation | 2019 | SC A | million_m3 | Before Competition Groups | 1.0488 | 0 | 0 | 24.2549 | 0.043239 | 8 | Residential_2019_SC A_million_m3_Before Competition Groups_8 | Attic Insulation | 4.324% | 0 | 1.0488 | Residential_2019_SC A_million_m3_Before Competition Groups_Attic Insulation
Residential | Res ¦ Condensing Make Up Air Unit | 2019 | SC A | million_m3 | Before Competition Groups | 1.0195 | 0 | 0 | 24.2549 | 0.042032 | 9 | Residential_2019_SC A_million_m3_Before Competition Groups_9 | Condensing Make Up Air Unit | 4.203% | 0 | 1.0195 | Residential_2019_SC A_million_m3_Before Competition Groups_Condensing Make Up Air Unit
Residential | Res ¦ Demand Control Ventilation | 2019 | SC A | million_m3 | Before Competition Groups | 0.63743 | 0 | 0 | 24.2549 | 0.026281 | 10 | Residential_2019_SC A_million_m3_Before Competition Groups_10 | Demand Control Ventilation | 2.628% | 0 | 0.63743 | Residential_2019_SC A_million_m3_Before Competition Groups_Demand Control Ventilation
Residential | Res ¦ Condensing Boiler | 2019 | SC A | million_m3 | Before Competition Groups | 0.30589 | 0 | 0 | 24.2549 | 0.012612 | 11 | Residential_2019_SC A_million_m3_Before Competition Groups_11 | Condensing Boiler | 1.261% | 0 | 0.30589 | Residential_2019_SC A_million_m3_Before Competition Groups_Condensing Boiler
Residential | Res ¦ Duct Insulation MF | 2019 | SC A | million_m3 | Before Competition Groups | 0.11304 | 0 | 0 | 24.2549 | 0.0046604 | 12 | Residential_2019_SC A_million_m3_Before Competition Groups_12 | Duct Insulation MF | 0.466% | 0 | 0.11304 | Residential_2019_SC A_million_m3_Before Competition Groups_Duct Insulation MF
Residential | Res ¦ Wall Insulation MF | 2019 | SC A | million_m3 | Before Competition Groups | 0.084581 | 0 | 0 | 24.2549 | 0.0034872 | 13 | Residential_2019_SC A_million_m3_Before Competition Groups_13 | Wall Insulation MF | 0.3487% | 0 | 0.084581 | Residential_2019_SC A_million_m3_Before Competition Groups_Wall Insulation MF
Residential | Res ¦ Heat Recovery Ventilator | 2019 | SC A | million_m3 | Before Competition Groups | 0.057572 | 0 | 0 | 24.2549 | 0.0023736 | 14 | Residential_2019_SC A_million_m3_Before Competition Groups_14 | Heat Recovery Ventilator | 0.2374% | 0 | 0.057572 | Residential_2019_SC A_million_m3_Before Competition Groups_Heat Recovery Ventilator
Residential | Res ¦ Duct Insulation | 2019 | SC A | million_m3 | Before Competition Groups | 0.05301 | 0 | 0 | 24.2549 | 0.0021855 | 15 | Residential_2019_SC A_million_m3_Before Competition Groups_15 | Duct Insulation | 0.2186% | 0 | 0.05301 | Residential_2019_SC A_million_m3_Before Competition Groups_Duct Insulation
Residential | Res ¦ Floor Insulation | 2019 | SC A | million_m3 | Before Competition Groups | 0.045711 | 0 | 0 | 24.2549 | 0.0018846 | 16 | Residential_2019_SC A_million_m3_Before Competition Groups_16 | Floor Insulation | 0.1885% | 0 | 0.045711 | Residential_2019_SC A_million_m3_Before Competition Groups_Floor Insulation
Residential | Res ¦ Minimize Hot and Warm Clothes Wash | 2019 | SC A | million_m3 | Before Competition Groups | 0.042485 | 0 | 0 | 24.2549 | 0.0017516 | 17 | Residential_2019_SC A_million_m3_Before Competition Groups_17 | Minimize Hot and Warm Clothes Wash | 0.1752% | 0 | 0.042485 | Residential_2019_SC A_million_m3_Before Competition Groups_Minimize Hot and Warm Clothes Wash
Residential | Res ¦ Wall Insulation | 2019 | SC A | million_m3 | Before Competition Groups | 0.013724 | 0 | 0 | 24.2549 | 0.00056583 | 18 | Residential_2019_SC A_million_m3_Before Competition Groups_18 | Wall Insulation | 0.05658% | 0 | 0.013724 | Residential_2019_SC A_million_m3_Before Competition Groups_Wall Insulation
Residential | Res ¦ Clothes Drying Racks | 2019 | SC A | million_m3 | Before Competition Groups | 7.2712e-06 | 0 | 0 | 24.2549 | 2.9978e-07 | 19 | Residential_2019_SC A_million_m3_Before Competition Groups_19 | Clothes Drying Racks | 2.998e-05% | 0 | 7.2712e-06 | Residential_2019_SC A_million_m3_Before Competition Groups_Clothes Drying Racks
Residential | Res ¦ Energy Star Clothes Washer | 2019 | SC A | million_m3 | Before Competition Groups | 0 | 0 | 0 | 24.2549 | 0 | 20 | Residential_2019_SC A_million_m3_Before Competition Groups_20 | Energy Star Clothes Washer | 0% | 0 | 0 | Residential_2019_SC A_million_m3_Before Competition Groups_Energy Star Clothes Washer
Residential | Res ¦ High Efficiency Condensing Furnace | 2019 | SC A | million_m3 | Before Competition Groups | 0 | 0 | 0 | 24.2549 | 0 | 21 | Residential_2019_SC A_million_m3_Before Competition Groups_21 | High Efficiency Condensing Furnace | 0% | 0 | 0 | Residential_2019_SC A_million_m3_Before Competition Groups_High Efficiency Condensing Furnace
Residential | Res ¦ Home Energy Reports | 2019 | SC A | million_m3 | Before Competition Groups | 0 | 0 | 0 | 24.2549 | 0 | 22 | Residential_2019_SC A_million_m3_Before Competition Groups_22 | Home Energy Reports | 0% | 0 | 0 | Residential_2019_SC A_million_m3_Before Competition Groups_Home Energy Reports
Residential | Res ¦ Pool Cover | 2019 | SC A | million_m3 | Before Competition Groups | 0 | 0 | 0 | 24.2549 | 0 | 23 | Residential_2019_SC A_million_m3_Before Competition Groups_23 | Pool Cover | 0% | 0 | 0 | Residential_2019_SC A_million_m3_Before Competition Groups_Pool Cover
Residential | Res ¦ Water Heater Temperature Setback | 2019 | SC A | million_m3 | Before Competition Groups | 0 | 0 | 0 | 24.2549 | 0 | 24 | Residential_2019_SC A_million_m3_Before Competition Groups_24 | Water Heater Temperature Setback | 0% | 0 | 0 | Residential_2019_SC A_million_m3_Before Competition Groups_Water Heater Temperature Setback
Residential | Res ¦ Comprehensive Draft Proofing | 2019 | SC B | million_m3 | Before Competition Groups | 11.1492 | 0 | 0 | 47.4353 | 0.23504 | 1 | Residential_2019_SC B_million_m3_Before Competition Groups_1 | Comprehensive Draft Proofing | 23.5% | 0 | 11.1492 | Residential_2019_SC B_million_m3_Before Competition Groups_Comprehensive Draft Proofing
Residential | Res ¦ Adaptive Thermostat | 2019 | SC B | million_m3 | Before Competition Groups | 8.2015 | 0 | 0 | 47.4353 | 0.1729 | 2 | Residential_2019_SC B_million_m3_Before Competition Groups_2 | Adaptive Thermostat | 17.29% | 0 | 8.2015 | Residential_2019_SC B_million_m3_Before Competition Groups_Adaptive Thermostat
Residential | Res ¦ Air Sealing | 2019 | SC B | million_m3 | Before Competition Groups | 6.7299 | 0 | 0 | 47.4353 | 0.14187 | 3 | Residential_2019_SC B_million_m3_Before Competition Groups_3 | Air Sealing | 14.19% | 0 | 6.7299 | Residential_2019_SC B_million_m3_Before Competition Groups_Air Sealing
Residential | Res ¦ Advanced BAS/Controllers | 2019 | SC B | million_m3 | Before Competition Groups | 4.5921 | 0 | 0 | 47.4353 | 0.096807 | 4 | Residential_2019_SC B_million_m3_Before Competition Groups_4 | Advanced BAS/Controllers | 9.681% | 0 | 4.5921 | Residential_2019_SC B_million_m3_Before Competition Groups_Advanced BAS/Controllers
Residential | Res ¦ High Efficiency Fireplace with Pilotless Ignition | 2019 | SC B | million_m3 | Before Competition Groups | 4.198 | 0 | 0 | 47.4353 | 0.088499 | 5 | Residential_2019_SC B_million_m3_Before Competition Groups_5 | High Efficiency Fireplace with Pilotless Ignition | 8.85% | 0 | 4.198 | Residential_2019_SC B_million_m3_Before Competition Groups_High Efficiency Fireplace with Pilotless Ignition
Residential | Res ¦ Building Recommissioning, Operations and Maintenance (O&M) Improvements | 2019 | SC B | million_m3 | Before Competition Groups | 3.7948 | 0 | 0 | 47.4353 | 0.079999 | 6 | Residential_2019_SC B_million_m3_Before Competition Groups_6 | Building Recommissioning, Operations and Maintenance (O&M) Improvements | 8% | 0 | 3.7948 | Residential_2019_SC B_million_m3_Before Competition Groups_Building Recommissioning, Operations and Maintenance (O&M) Improvements
Residential | Res ¦ Demand Control Ventilation | 2019 | SC B | million_m3 | Before Competition Groups | 2.0581 | 0 | 0 | 47.4353 | 0.043388 | 7 | Residential_2019_SC B_million_m3_Before Competition Groups_7 | Demand Control Ventilation | 4.339% | 0 | 2.0581 | Residential_2019_SC B_million_m3_Before Competition Groups_Demand Control Ventilation
Residential | Res ¦ Attic Insulation | 2019 | SC B | million_m3 | Before Competition Groups | 1.6432 | 0 | 0 | 47.4353 | 0.034642 | 8 | Residential_2019_SC B_million_m3_Before Competition Groups_8 | Attic Insulation | 3.464% | 0 | 1.6432 | Residential_2019_SC B_million_m3_Before Competition Groups_Attic Insulation
Residential | Res ¦ Basement Wall Insulation | 2019 | SC B | million_m3 | Before Competition Groups | 1.3661 | 0 | 0 | 47.4353 | 0.028798 | 9 | Residential_2019_SC B_million_m3_Before Competition Groups_9 | Basement Wall Insulation | 2.88% | 0 | 1.3661 | Residential_2019_SC B_million_m3_Before Competition Groups_Basement Wall Insulation
Residential | Res ¦ Condensing Make Up Air Unit | 2019 | SC B | million_m3 | Before Competition Groups | 1.0194 | 0 | 0 | 47.4353 | 0.02149 | 10 | Residential_2019_SC B_million_m3_Before Competition Groups_10 | Condensing Make Up Air Unit | 2.149% | 0 | 1.0194 | Residential_2019_SC B_million_m3_Before Competition Groups_Condensing Make Up Air Unit
Residential | Res ¦ Condensing Boiler | 2019 | SC B | million_m3 | Before Competition Groups | 0.78435 | 0 | 0 | 47.4353 | 0.016535 | 11 | Residential_2019_SC B_million_m3_Before Competition Groups_11 | Condensing Boiler | 1.654% | 0 | 0.78435 | Residential_2019_SC B_million_m3_Before Competition Groups_Condensing Boiler
Residential | Res ¦ Floor Insulation | 2019 | SC B | million_m3 | Before Competition Groups | 0.53778 | 0 | 0 | 47.4353 | 0.011337 | 12 | Residential_2019_SC B_million_m3_Before Competition Groups_12 | Floor Insulation | 1.134% | 0 | 0.53778 | Residential_2019_SC B_million_m3_Before Competition Groups_Floor Insulation
Residential | Res ¦ Duct Insulation MF | 2019 | SC B | million_m3 | Before Competition Groups | 0.38719 | 0 | 0 | 47.4353 | 0.0081624 | 13 | Residential_2019_SC B_million_m3_Before Competition Groups_13 | Duct Insulation MF | 0.8162% | 0 | 0.38719 | Residential_2019_SC B_million_m3_Before Competition Groups_Duct Insulation MF
Residential | Res ¦ Duct Insulation | 2019 | SC B | million_m3 | Before Competition Groups | 0.3702 | 0 | 0 | 47.4353 | 0.0078044 | 14 | Residential_2019_SC B_million_m3_Before Competition Groups_14 | Duct Insulation | 0.7804% | 0 | 0.3702 | Residential_2019_SC B_million_m3_Before Competition Groups_Duct Insulation
Residential | Res ¦ Heat Recovery Ventilator | 2019 | SC B | million_m3 | Before Competition Groups | 0.23886 | 0 | 0 | 47.4353 | 0.0050355 | 15 | Residential_2019_SC B_million_m3_Before Competition Groups_15 | Heat Recovery Ventilator | 0.5035% | 0 | 0.23886 | Residential_2019_SC B_million_m3_Before Competition Groups_Heat Recovery Ventilator
Residential | Res ¦ Wall Insulation | 2019 | SC B | million_m3 | Before Competition Groups | 0.16599 | 0 | 0 | 47.4353 | 0.0034994 | 16 | Residential_2019_SC B_million_m3_Before Competition Groups_16 | Wall Insulation | 0.3499% | 0 | 0.16599 | Residential_2019_SC B_million_m3_Before Competition Groups_Wall Insulation
Residential | Res ¦ Wall Insulation MF | 2019 | SC B | million_m3 | Before Competition Groups | 0.084577 | 0 | 0 | 47.4353 | 0.001783 | 17 | Residential_2019_SC B_million_m3_Before Competition Groups_17 | Wall Insulation MF | 0.1783% | 0 | 0.084577 | Residential_2019_SC B_million_m3_Before Competition Groups_Wall Insulation MF
Residential | Res ¦ Clothes Drying Racks | 2019 | SC B | million_m3 | Before Competition Groups | 0.071703 | 0 | 0 | 47.4353 | 0.0015116 | 18 | Residential_2019_SC B_million_m3_Before Competition Groups_18 | Clothes Drying Racks | 0.1512% | 0 | 0.071703 | Residential_2019_SC B_million_m3_Before Competition Groups_Clothes Drying Racks
Residential | Res ¦ Minimize Hot and Warm Clothes Wash | 2019 | SC B | million_m3 | Before Competition Groups | 0.042485 | 0 | 0 | 47.4353 | 0.00089564 | 19 | Residential_2019_SC B_million_m3_Before Competition Groups_19 | Minimize Hot and Warm Clothes Wash | 0.08956% | 0 | 0.042485 | Residential_2019_SC B_million_m3_Before Competition Groups_Minimize Hot and Warm Clothes Wash
Residential | Res ¦ Energy Star Clothes Washer | 2019 | SC B | million_m3 | Before Competition Groups | 0 | 0 | 0 | 47.4353 | 0 | 20 | Residential_2019_SC B_million_m3_Before Competition Groups_20 | Energy Star Clothes Washer | 0% | 0 | 0 | Residential_2019_SC B_million_m3_Before Competition Groups_Energy Star Clothes Washer
Residential | Res ¦ High Efficiency Condensing Furnace | 2019 | SC B | million_m3 | Before Competition Groups | 0 | 0 | 0 | 47.4353 | 0 | 21 | Residential_2019_SC B_million_m3_Before Competition Groups_21 | High Efficiency Condensing Furnace | 0% | 0 | 0 | Residential_2019_SC B_million_m3_Before Competition Groups_High Efficiency Condensing Furnace
Residential | Res ¦ Home Energy Reports | 2019 | SC B | million_m3 | Before Competition Groups | 0 | 0 | 0 | 47.4353 | 0 | 22 | Residential_2019_SC B_million_m3_Before Competition Groups_22 | Home Energy Reports | 0% | 0 | 0 | Residential_2019_SC B_million_m3_Before Competition Groups_Home Energy Reports
Residential | Res ¦ Pool Cover | 2019 | SC B | million_m3 | Before Competition Groups | 0 | 0 | 0 | 47.4353 | 0 | 23 | Residential_2019_SC B_million_m3_Before Competition Groups_23 | Pool Cover | 0% | 0 | 0 | Residential_2019_SC B_million_m3_Before Competition Groups_Pool Cover
Residential | Res ¦ Water Heater Temperature Setback | 2019 | SC B | million_m3 | Before Competition Groups | 0 | 0 | 0 | 47.4353 | 0 | 24 | Residential_2019_SC B_million_m3_Before Competition Groups_24 | Water Heater Temperature Setback | 0% | 0 | 0 | Residential_2019_SC B_million_m3_Before Competition Groups_Water Heater Temperature Setback
Residential | Res ¦ Adaptive Thermostat | 2019 | SC C | million_m3 | Before Competition Groups | 5.261 | 0 | 0 | 26.0755 | 0.20176 | 1 | Residential_2019_SC C_million_m3_Before Competition Groups_1 | Adaptive Thermostat | 20.18% | 0 | 5.261 | Residential_2019_SC C_million_m3_Before Competition Groups_Adaptive Thermostat
Residential | Res ¦ Comprehensive Draft Proofing | 2019 | SC C | million_m3 | Before Competition Groups | 4.257 | 0 | 0 | 26.0755 | 0.16326 | 2 | Residential_2019_SC C_million_m3_Before Competition Groups_2 | Comprehensive Draft Proofing | 16.33% | 0 | 4.257 | Residential_2019_SC C_million_m3_Before Competition Groups_Comprehensive Draft Proofing
Residential | Res ¦ High Efficiency Fireplace with Pilotless Ignition | 2019 | SC C | million_m3 | Before Competition Groups | 4.1985 | 0 | 0 | 26.0755 | 0.16101 | 3 | Residential_2019_SC C_million_m3_Before Competition Groups_3 | High Efficiency Fireplace with Pilotless Ignition | 16.1% | 0 | 4.1985 | Residential_2019_SC C_million_m3_Before Competition Groups_High Efficiency Fireplace with Pilotless Ignition
Residential | Res ¦ Air Sealing | 2019 | SC C | million_m3 | Before Competition Groups | 3.8414 | 0 | 0 | 26.0755 | 0.14732 | 4 | Residential_2019_SC C_million_m3_Before Competition Groups_4 | Air Sealing | 14.73% | 0 | 3.8414 | Residential_2019_SC C_million_m3_Before Competition Groups_Air Sealing
Residential | Res ¦ Advanced BAS/Controllers | 2019 | SC C | million_m3 | Before Competition Groups | 1.7534 | 0 | 0 | 26.0755 | 0.067243 | 5 | Residential_2019_SC C_million_m3_Before Competition Groups_5 | Advanced BAS/Controllers | 6.724% | 0 | 1.7534 | Residential_2019_SC C_million_m3_Before Competition Groups_Advanced BAS/Controllers
Residential | Res ¦ Building Recommissioning, Operations and Maintenance (O&M) Improvements | 2019 | SC C | million_m3 | Before Competition Groups | 1.4489 | 0 | 0 | 26.0755 | 0.055567 | 6 | Residential_2019_SC C_million_m3_Before Competition Groups_6 | Building Recommissioning, Operations and Maintenance (O&M) Improvements | 5.557% | 0 | 1.4489 | Residential_2019_SC C_million_m3_Before Competition Groups_Building Recommissioning, Operations and Maintenance (O&M) Improvements
Residential | Res ¦ Basement Wall Insulation | 2019 | SC C | million_m3 | Before Competition Groups | 1.3663 | 0 | 0 | 26.0755 | 0.052397 | 7 | Residential_2019_SC C_million_m3_Before Competition Groups_7 | Basement Wall Insulation | 5.24% | 0 | 1.3663 | Residential_2019_SC C_million_m3_Before Competition Groups_Basement Wall Insulation
Residential | Res ¦ Attic Insulation | 2019 | SC C | million_m3 | Before Competition Groups | 1.3287 | 0 | 0 | 26.0755 | 0.050957 | 8 | Residential_2019_SC C_million_m3_Before Competition Groups_8 | Attic Insulation | 5.096% | 0 | 1.3287 | Residential_2019_SC C_million_m3_Before Competition Groups_Attic Insulation
Residential | Res ¦ Condensing Make Up Air Unit | 2019 | SC C | million_m3 | Before Competition Groups | 1.0195 | 0 | 0 | 26.0755 | 0.039097 | 9 | Residential_2019_SC C_million_m3_Before Competition Groups_9 | Condensing Make Up Air Unit | 3.91% | 0 | 1.0195 | Residential_2019_SC C_million_m3_Before Competition Groups_Condensing Make Up Air Unit
Residential | Res ¦ Demand Control Ventilation | 2019 | SC C | million_m3 | Before Competition Groups | 0.78591 | 0 | 0 | 26.0755 | 0.03014 | 10 | Residential_2019_SC C_million_m3_Before Competition Groups_10 | Demand Control Ventilation | 3.014% | 0 | 0.78591 | Residential_2019_SC C_million_m3_Before Competition Groups_Demand Control Ventilation
Residential | Res ¦ Condensing Boiler | 2019 | SC C | million_m3 | Before Competition Groups | 0.36849 | 0 | 0 | 26.0755 | 0.014132 | 11 | Residential_2019_SC C_million_m3_Before Competition Groups_11 | Condensing Boiler | 1.413% | 0 | 0.36849 | Residential_2019_SC C_million_m3_Before Competition Groups_Condensing Boiler
Residential | Res ¦ Duct Insulation MF | 2019 | SC C | million_m3 | Before Competition Groups | 0.1347 | 0 | 0 | 26.0755 | 0.0051658 | 12 | Residential_2019_SC C_million_m3_Before Competition Groups_12 | Duct Insulation MF | 0.5166% | 0 | 0.1347 | Residential_2019_SC C_million_m3_Before Competition Groups_Duct Insulation MF
Residential | Res ¦ Wall Insulation MF | 2019 | SC C | million_m3 | Before Competition Groups | 0.084581 | 0 | 0 | 26.0755 | 0.0032437 | 13 | Residential_2019_SC C_million_m3_Before Competition Groups_13 | Wall Insulation MF | 0.3244% | 0 | 0.084581 | Residential_2019_SC C_million_m3_Before Competition Groups_Wall Insulation MF
Residential | Res ¦ Heat Recovery Ventilator | 2019 | SC C | million_m3 | Before Competition Groups | 0.067775 | 0 | 0 | 26.0755 | 0.0025992 | 14 | Residential_2019_SC C_million_m3_Before Competition Groups_14 | Heat Recovery Ventilator | 0.2599% | 0 | 0.067775 | Residential_2019_SC C_million_m3_Before Competition Groups_Heat Recovery Ventilator
Residential | Res ¦ Duct Insulation | 2019 | SC C | million_m3 | Before Competition Groups | 0.054915 | 0 | 0 | 26.0755 | 0.002106 | 15 | Residential_2019_SC C_million_m3_Before Competition Groups_15 | Duct Insulation | 0.2106% | 0 | 0.054915 | Residential_2019_SC C_million_m3_Before Competition Groups_Duct Insulation
Residential | Res ¦ Floor Insulation | 2019 | SC C | million_m3 | Before Competition Groups | 0.048164 | 0 | 0 | 26.0755 | 0.0018471 | 16 | Residential_2019_SC C_million_m3_Before Competition Groups_16 | Floor Insulation | 0.1847% | 0 | 0.048164 | Residential_2019_SC C_million_m3_Before Competition Groups_Floor Insulation
Residential | Res ¦ Minimize Hot and Warm Clothes Wash | 2019 | SC C | million_m3 | Before Competition Groups | 0.042485 | 0 | 0 | 26.0755 | 0.0016293 | 17 | Residential_2019_SC C_million_m3_Before Competition Groups_17 | Minimize Hot and Warm Clothes Wash | 0.1629% | 0 | 0.042485 | Residential_2019_SC C_million_m3_Before Competition Groups_Minimize Hot and Warm Clothes Wash
Residential | Res ¦ Wall Insulation | 2019 | SC C | million_m3 | Before Competition Groups | 0.013724 | 0 | 0 | 26.0755 | 0.00052632 | 18 | Residential_2019_SC C_million_m3_Before Competition Groups_18 | Wall Insulation | 0.05263% | 0 | 0.013724 | Residential_2019_SC C_million_m3_Before Competition Groups_Wall Insulation
Residential | Res ¦ Clothes Drying Racks | 2019 | SC C | million_m3 | Before Competition Groups | 7.2712e-06 | 0 | 0 | 26.0755 | 2.7885e-07 | 19 | Residential_2019_SC C_million_m3_Before Competition Groups_19 | Clothes Drying Racks | 2.789e-05% | 0 | 7.2712e-06 | Residential_2019_SC C_million_m3_Before Competition Groups_Clothes Drying Racks
Residential | Res ¦ Energy Star Clothes Washer | 2019 | SC C | million_m3 | Before Competition Groups | 0 | 0 | 0 | 26.0755 | 0 | 20 | Residential_2019_SC C_million_m3_Before Competition Groups_20 | Energy Star Clothes Washer | 0% | 0 | 0 | Residential_2019_SC C_million_m3_Before Competition Groups_Energy Star Clothes Washer
Residential | Res ¦ High Efficiency Condensing Furnace | 2019 | SC C | million_m3 | Before Competition Groups | 0 | 0 | 0 | 26.0755 | 0 | 21 | Residential_2019_SC C_million_m3_Before Competition Groups_21 | High Efficiency Condensing Furnace | 0% | 0 | 0 | Residential_2019_SC C_million_m3_Before Competition Groups_High Efficiency Condensing Furnace
Residential | Res ¦ Home Energy Reports | 2019 | SC C | million_m3 | Before Competition Groups | 0 | 0 | 0 | 26.0755 | 0 | 22 | Residential_2019_SC C_million_m3_Before Competition Groups_22 | Home Energy Reports | 0% | 0 | 0 | Residential_2019_SC C_million_m3_Before Competition Groups_Home Energy Reports
Residential | Res ¦ Pool Cover | 2019 | SC C | million_m3 | Before Competition Groups | 0 | 0 | 0 | 26.0755 | 0 | 23 | Residential_2019_SC C_million_m3_Before Competition Groups_23 | Pool Cover | 0% | 0 | 0 | Residential_2019_SC C_million_m3_Before Competition Groups_Pool Cover
Residential | Res ¦ Water Heater Temperature Setback | 2019 | SC C | million_m3 | Before Competition Groups | 0 | 0 | 0 | 26.0755 | 0 | 24 | Residential_2019_SC C_million_m3_Before Competition Groups_24 | Water Heater Temperature Setback | 0% | 0 | 0 | Residential_2019_SC C_million_m3_Before Competition Groups_Water Heater Temperature Setback
Residential | Res ¦ Air Sealing | 2019 | Technical | million_m3 | Before Competition Groups | 683.9538 | 0 | 0 | 3288.2215 | 0.208 | 1 | Residential_2019_Technical_million_m3_Before Competition Groups_1 | Air Sealing | 20.8% | 0 | 683.9538 | Residential_2019_Technical_million_m3_Before Competition Groups_Air Sealing
Residential | Res ¦ Adaptive Thermostat | 2019 | Technical | million_m3 | Before Competition Groups | 492.5816 | 0 | 0 | 3288.2215 | 0.1498 | 2 | Residential_2019_Technical_million_m3_Before Competition Groups_2 | Adaptive Thermostat | 14.98% | 0 | 492.5816 | Residential_2019_Technical_million_m3_Before Competition Groups_Adaptive Thermostat
Residential | Res ¦ Energy Star Windows | 2019 | Technical | million_m3 | Before Competition Groups | 260.2395 | 0 | 0 | 3288.2215 | 0.079143 | 3 | Residential_2019_Technical_million_m3_Before Competition Groups_3 | Energy Star Windows | 7.914% | 0 | 260.2395 | Residential_2019_Technical_million_m3_Before Competition Groups_Energy Star Windows
Residential | Res ¦ Comprehensive Draft Proofing | 2019 | Technical | million_m3 | Before Competition Groups | 205.968 | 0 | 0 | 3288.2215 | 0.062638 | 4 | Residential_2019_Technical_million_m3_Before Competition Groups_4 | Comprehensive Draft Proofing | 6.264% | 0 | 205.968 | Residential_2019_Technical_million_m3_Before Competition Groups_Comprehensive Draft Proofing
Residential | Res ¦ Wall Insulation | 2019 | Technical | million_m3 | Before Competition Groups | 189.1149 | 0 | 0 | 3288.2215 | 0.057513 | 5 | Residential_2019_Technical_million_m3_Before Competition Groups_5 | Wall Insulation | 5.751% | 0 | 189.1149 | Residential_2019_Technical_million_m3_Before Competition Groups_Wall Insulation
Residential | Res ¦ Attic Insulation | 2019 | Technical | million_m3 | Before Competition Groups | 166.9985 | 0 | 0 | 3288.2215 | 0.050787 | 6 | Residential_2019_Technical_million_m3_Before Competition Groups_6 | Attic Insulation | 5.079% | 0 | 166.9985 | Residential_2019_Technical_million_m3_Before Competition Groups_Attic Insulation
Residential | Res ¦ DHW Recirculation Systems | 2019 | Technical | million_m3 | Before Competition Groups | 158.0002 | 0 | 0 | 3288.2215 | 0.04805 | 7 | Residential_2019_Technical_million_m3_Before Competition Groups_7 | DHW Recirculation Systems | 4.805% | 0 | 158.0002 | Residential_2019_Technical_million_m3_Before Competition Groups_DHW Recirculation Systems
Residential | Res ¦ Basement or Crawlspace Insulation | 2019 | Technical | million_m3 | Before Competition Groups | 141.859 | 0 | 0 | 3288.2215 | 0.043142 | 8 | Residential_2019_Technical_million_m3_Before Competition Groups_8 | Basement or Crawlspace Insulation | 4.314% | 0 | 141.859 | Residential_2019_Technical_million_m3_Before Competition Groups_Basement or Crawlspace Insulation
Residential | Res ¦ Basement Wall Insulation | 2019 | Technical | million_m3 | Before Competition Groups | 138.8208 | 0 | 0 | 3288.2215 | 0.042218 | 9 | Residential_2019_Technical_million_m3_Before Competition Groups_9 | Basement Wall Insulation | 4.222% | 0 | 138.8208 | Residential_2019_Technical_million_m3_Before Competition Groups_Basement Wall Insulation
Residential | Res ¦ Window Film | 2019 | Technical | million_m3 | Before Competition Groups | 97.5948 | 0 | 0 | 3288.2215 | 0.02968 | 10 | Residential_2019_Technical_million_m3_Before Competition Groups_10 | Window Film | 2.968% | 0 | 97.5948 | Residential_2019_Technical_million_m3_Before Competition Groups_Window Film
Residential | Res ¦ Furnace Tune Up | 2019 | Technical | million_m3 | Before Competition Groups | 94.3334 | 0 | 0 | 3288.2215 | 0.028688 | 11 | Residential_2019_Technical_million_m3_Before Competition Groups_11 | Furnace Tune Up | 2.869% | 0 | 94.3334 | Residential_2019_Technical_million_m3_Before Competition Groups_Furnace Tune Up
Residential | Res ¦ Advanced BAS/Controllers | 2019 | Technical | million_m3 | Before Competition Groups | 84.8354 | 0 | 0 | 3288.2215 | 0.0258 | 12 | Residential_2019_Technical_million_m3_Before Competition Groups_12 | Advanced BAS/Controllers | 2.58% | 0 | 84.8354 | Residential_2019_Technical_million_m3_Before Competition Groups_Advanced BAS/Controllers
Residential | Res ¦ Ceiling Insulation | 2019 | Technical | million_m3 | Before Competition Groups | 70.2908 | 0 | 0 | 3288.2215 | 0.021377 | 13 | Residential_2019_Technical_million_m3_Before Competition Groups_13 | Ceiling Insulation | 2.138% | 0 | 70.2908 | Residential_2019_Technical_million_m3_Before Competition Groups_Ceiling Insulation
Residential | Res ¦ Building Recommissioning, Operations and Maintenance (O&M) Improvements | 2019 | Technical | million_m3 | Before Competition Groups | 70.1048 | 0 | 0 | 3288.2215 | 0.02132 | 14 | Residential_2019_Technical_million_m3_Before Competition Groups_14 | Building Recommissioning, Operations and Maintenance (O&M) Improvements | 2.132% | 0 | 70.1048 | Residential_2019_Technical_million_m3_Before Competition Groups_Building Recommissioning, Operations and Maintenance (O&M) Improvements
Residential | Res ¦ Duct Insulation MF | 2019 | Technical | million_m3 | Before Competition Groups | 55.4776 | 0 | 0 | 3288.2215 | 0.016872 | 15 | Residential_2019_Technical_million_m3_Before Competition Groups_15 | Duct Insulation MF | 1.687% | 0 | 55.4776 | Residential_2019_Technical_million_m3_Before Competition Groups_Duct Insulation MF
Residential | Res ¦ Floor Insulation | 2019 | Technical | million_m3 | Before Competition Groups | 54.6828 | 0 | 0 | 3288.2215 | 0.01663 | 16 | Residential_2019_Technical_million_m3_Before Competition Groups_16 | Floor Insulation | 1.663% | 0 | 54.6828 | Residential_2019_Technical_million_m3_Before Competition Groups_Floor Insulation
Residential | Res ¦ Duct Insulation | 2019 | Technical | million_m3 | Before Competition Groups | 51.9716 | 0 | 0 | 3288.2215 | 0.015805 | 17 | Residential_2019_Technical_million_m3_Before Competition Groups_17 | Duct Insulation | 1.581% | 0 | 51.9716 | Residential_2019_Technical_million_m3_Before Competition Groups_Duct Insulation
Residential | Res ¦ Condensing Boiler | 2019 | Technical | million_m3 | Before Competition Groups | 45.9785 | 0 | 0 | 3288.2215 | 0.013983 | 18 | Residential_2019_Technical_million_m3_Before Competition Groups_18 | Condensing Boiler | 1.398% | 0 | 45.9785 | Residential_2019_Technical_million_m3_Before Competition Groups_Condensing Boiler
Residential | Res ¦ Demand Control Ventilation | 2019 | Technical | million_m3 | Before Competition Groups | 38.0251 | 0 | 0 | 3288.2215 | 0.011564 | 19 | Residential_2019_Technical_million_m3_Before Competition Groups_19 | Demand Control Ventilation | 1.156% | 0 | 38.0251 | Residential_2019_Technical_million_m3_Before Competition Groups_Demand Control Ventilation
Residential | Res ¦ Early Hot Water Heater Replacement | 2019 | Technical | million_m3 | Before Competition Groups | 30.9613 | 0 | 0 | 3288.2215 | 0.0094158 | 20 | Residential_2019_Technical_million_m3_Before Competition Groups_20 | Early Hot Water Heater Replacement | 0.9416% | 0 | 30.9613 | Residential_2019_Technical_million_m3_Before Competition Groups_Early Hot Water Heater Replacement
Residential | Res ¦ Drain Water Heat Recovery | 2019 | Technical | million_m3 | Before Competition Groups | 26.424 | 0 | 0 | 3288.2215 | 0.008036 | 21 | Residential_2019_Technical_million_m3_Before Competition Groups_21 | Drain Water Heat Recovery | 0.8036% | 0 | 26.424 | Residential_2019_Technical_million_m3_Before Competition Groups_Drain Water Heat Recovery
Residential | Res ¦ Condensing Storage Water Heater | 2019 | Technical | million_m3 | Before Competition Groups | 19.8811 | 0 | 0 | 3288.2215 | 0.0060462 | 22 | Residential_2019_Technical_million_m3_Before Competition Groups_22 | Condensing Storage Water Heater | 0.6046% | 0 | 19.8811 | Residential_2019_Technical_million_m3_Before Competition Groups_Condensing Storage Water Heater
Residential | Res ¦ Pool Cover | 2019 | Technical | million_m3 | Before Competition Groups | 17.316 | 0 | 0 | 3288.2215 | 0.0052661 | 23 | Residential_2019_Technical_million_m3_Before Competition Groups_23 | Pool Cover | 0.5266% | 0 | 17.316 | Residential_2019_Technical_million_m3_Before Competition Groups_Pool Cover
Residential | Res ¦ Tankless Water Heater | 2019 | Technical | million_m3 | Before Competition Groups | 16.4841 | 0 | 0 | 3288.2215 | 0.0050131 | 24 | Residential_2019_Technical_million_m3_Before Competition Groups_24 | Tankless Water Heater | 0.5013% | 0 | 16.4841 | Residential_2019_Technical_million_m3_Before Competition Groups_Tankless Water Heater
Residential | Res ¦ High Efficiency Storage Water Heater | 2019 | Technical | million_m3 | Before Competition Groups | 10.9394 | 0 | 0 | 3288.2215 | 0.0033268 | 25 | Residential_2019_Technical_million_m3_Before Competition Groups_25 | High Efficiency Storage Water Heater | 0.3327% | 0 | 10.9394 | Residential_2019_Technical_million_m3_Before Competition Groups_High Efficiency Storage Water Heater
Residential | Res ¦ High Efficiency Condensing Furnace | 2019 | Technical | million_m3 | Before Competition Groups | 10.503 | 0 | 0 | 3288.2215 | 0.0031941 | 26 | Residential_2019_Technical_million_m3_Before Competition Groups_26 | High Efficiency Condensing Furnace | 0.3194% | 0 | 10.503 | Residential_2019_Technical_million_m3_Before Competition Groups_High Efficiency Condensing Furnace
Residential | Res ¦ High Efficiency Fireplace with Pilotless Ignition | 2019 | Technical | million_m3 | Before Competition Groups | 10.0724 | 0 | 0 | 3288.2215 | 0.0030632 | 27 | Residential_2019_Technical_million_m3_Before Competition Groups_27 | High Efficiency Fireplace with Pilotless Ignition | 0.3063% | 0 | 10.0724 | Residential_2019_Technical_million_m3_Before Competition Groups_High Efficiency Fireplace with Pilotless Ignition
Residential | Res ¦ Heat Recovery Ventilator | 2019 | Technical | million_m3 | Before Competition Groups | 9.9187 | 0 | 0 | 3288.2215 | 0.0030164 | 28 | Residential_2019_Technical_million_m3_Before Competition Groups_28 | Heat Recovery Ventilator | 0.3016% | 0 | 9.9187 | Residential_2019_Technical_million_m3_Before Competition Groups_Heat Recovery Ventilator
Residential | Res ¦ Wall Insulation MF | 2019 | Technical | million_m3 | Before Competition Groups | 8.5939 | 0 | 0 | 3288.2215 | 0.0026135 | 29 | Residential_2019_Technical_million_m3_Before Competition Groups_29 | Wall Insulation MF | 0.2614% | 0 | 8.5939 | Residential_2019_Technical_million_m3_Before Competition Groups_Wall Insulation MF
Residential | Res ¦ Water Heater Temperature Setback | 2019 | Technical | million_m3 | Before Competition Groups | 7.7054 | 0 | 0 | 3288.2215 | 0.0023433 | 30 | Residential_2019_Technical_million_m3_Before Competition Groups_30 | Water Heater Temperature Setback | 0.2343% | 0 | 7.7054 | Residential_2019_Technical_million_m3_Before Competition Groups_Water Heater Temperature Setback
Residential | Res ¦ Condensing Make Up Air Unit | 2019 | Technical | million_m3 | Before Competition Groups | 6.9376 | 0 | 0 | 3288.2215 | 0.0021098 | 31 | Residential_2019_Technical_million_m3_Before Competition Groups_31 | Condensing Make Up Air Unit | 0.211% | 0 | 6.9376 | Residential_2019_Technical_million_m3_Before Competition Groups_Condensing Make Up Air Unit
Residential | Res ¦ Solar Water Heating System | 2019 | Technical | million_m3 | Before Competition Groups | 4.8572 | 0 | 0 | 3288.2215 | 0.0014771 | 32 | Residential_2019_Technical_million_m3_Before Competition Groups_32 | Solar Water Heating System | 0.1477% | 0 | 4.8572 | Residential_2019_Technical_million_m3_Before Competition Groups_Solar Water Heating System
Residential | Res ¦ Home Energy Reports | 2019 | Technical | million_m3 | Before Competition Groups | 2.0884 | 0 | 0 | 3288.2215 | 0.00063512 | 33 | Residential_2019_Technical_million_m3_Before Competition Groups_33 | Home Energy Reports | 0.06351% | 0 | 2.0884 | Residential_2019_Technical_million_m3_Before Competition Groups_Home Energy Reports
Residential | Res ¦ High Efficiency Gas Pool Heater | 2019 | Technical | million_m3 | Before Competition Groups | 1.7827 | 0 | 0 | 3288.2215 | 0.00054215 | 34 | Residential_2019_Technical_million_m3_Before Competition Groups_34 | High Efficiency Gas Pool Heater | 0.05421% | 0 | 1.7827 | Residential_2019_Technical_million_m3_Before Competition Groups_High Efficiency Gas Pool Heater
Residential | Res ¦ Clothes Drying Racks | 2019 | Technical | million_m3 | Before Competition Groups | 1.3281 | 0 | 0 | 3288.2215 | 0.00040389 | 35 | Residential_2019_Technical_million_m3_Before Competition Groups_35 | Clothes Drying Racks | 0.04039% | 0 | 1.3281 | Residential_2019_Technical_million_m3_Before Competition Groups_Clothes Drying Racks
Residential | Res ¦ Minimize Hot and Warm Clothes Wash | 2019 | Technical | million_m3 | Before Competition Groups | 1.15 | 0 | 0 | 3288.2215 | 0.00034972 | 36 | Residential_2019_Technical_million_m3_Before Competition Groups_36 | Minimize Hot and Warm Clothes Wash | 0.03497% | 0 | 1.15 | Residential_2019_Technical_million_m3_Before Competition Groups_Minimize Hot and Warm Clothes Wash
Residential | Res ¦ Energy Star Clothes Dryer | 2019 | Technical | million_m3 | Before Competition Groups | 0.19716 | 0 | 0 | 3288.2215 | 5.996e-05 | 37 | Residential_2019_Technical_million_m3_Before Competition Groups_37 | Energy Star Clothes Dryer | 0.005996% | 0 | 0.19716 | Residential_2019_Technical_million_m3_Before Competition Groups_Energy Star Clothes Dryer
Residential | Res ¦ Solar Water Preheat (Pools/DHW) | 2019 | Technical | million_m3 | Before Competition Groups | 0.13544 | 0 | 0 | 3288.2215 | 4.119e-05 | 38 | Residential_2019_Technical_million_m3_Before Competition Groups_38 | Solar Water Preheat (Pools/DHW) | 0.004119% | 0 | 0.13544 | Residential_2019_Technical_million_m3_Before Competition Groups_Solar Water Preheat (Pools/DHW)
Residential | Res ¦ Energy Star Clothes Washer | 2019 | Technical | million_m3 | Before Competition Groups | 0.11465 | 0 | 0 | 3288.2215 | 3.4867e-05 | 39 | Residential_2019_Technical_million_m3_Before Competition Groups_39 | Energy Star Clothes Washer | 0.003487% | 0 | 0.11465 | Residential_2019_Technical_million_m3_Before Competition Groups_Energy Star Clothes Washer
Residential | Res ¦ Air Sealing | 2020 | Economic | million_m3 | Before Competition Groups | 673.1474 | 0 | 0 | 2098.1863 | 0.32082 | 1 | Residential_2020_Economic_million_m3_Before Competition Groups_1 | Air Sealing | 32.08% | 0 | 673.1474 | Residential_2020_Economic_million_m3_Before Competition Groups_Air Sealing
Residential | Res ¦ Adaptive Thermostat | 2020 | Economic | million_m3 | Before Competition Groups | 493.5673 | 0 | 0 | 2098.1863 | 0.23524 | 2 | Residential_2020_Economic_million_m3_Before Competition Groups_2 | Adaptive Thermostat | 23.52% | 0 | 493.5673 | Residential_2020_Economic_million_m3_Before Competition Groups_Adaptive Thermostat
Residential | Res ¦ Comprehensive Draft Proofing | 2020 | Economic | million_m3 | Before Competition Groups | 202.7137 | 0 | 0 | 2098.1863 | 0.096614 | 3 | Residential_2020_Economic_million_m3_Before Competition Groups_3 | Comprehensive Draft Proofing | 9.661% | 0 | 202.7137 | Residential_2020_Economic_million_m3_Before Competition Groups_Comprehensive Draft Proofing
Residential | Res ¦ Attic Insulation | 2020 | Economic | million_m3 | Before Competition Groups | 164.3599 | 0 | 0 | 2098.1863 | 0.078334 | 4 | Residential_2020_Economic_million_m3_Before Competition Groups_4 | Attic Insulation | 7.833% | 0 | 164.3599 | Residential_2020_Economic_million_m3_Before Competition Groups_Attic Insulation
Residential | Res ¦ Basement Wall Insulation | 2020 | Economic | million_m3 | Before Competition Groups | 136.6274 | 0 | 0 | 2098.1863 | 0.065117 | 5 | Residential_2020_Economic_million_m3_Before Competition Groups_5 | Basement Wall Insulation | 6.512% | 0 | 136.6274 | Residential_2020_Economic_million_m3_Before Competition Groups_Basement Wall Insulation
Residential | Res ¦ Advanced BAS/Controllers | 2020 | Economic | million_m3 | Before Competition Groups | 83.495 | 0 | 0 | 2098.1863 | 0.039794 | 6 | Residential_2020_Economic_million_m3_Before Competition Groups_6 | Advanced BAS/Controllers | 3.979% | 0 | 83.495 | Residential_2020_Economic_million_m3_Before Competition Groups_Advanced BAS/Controllers
Residential | Res ¦ Building Recommissioning, Operations and Maintenance (O&M) Improvements | 2020 | Economic | million_m3 | Before Competition Groups | 68.9971 | 0 | 0 | 2098.1863 | 0.032884 | 7 | Residential_2020_Economic_million_m3_Before Competition Groups_7 | Building Recommissioning, Operations and Maintenance (O&M) Improvements | 3.288% | 0 | 68.9971 | Residential_2020_Economic_million_m3_Before Competition Groups_Building Recommissioning, Operations and Maintenance (O&M) Improvements
Residential | Res ¦ Floor Insulation | 2020 | Economic | million_m3 | Before Competition Groups | 53.8188 | 0 | 0 | 2098.1863 | 0.02565 | 8 | Residential_2020_Economic_million_m3_Before Competition Groups_8 | Floor Insulation | 2.565% | 0 | 53.8188 | Residential_2020_Economic_million_m3_Before Competition Groups_Floor Insulation
Residential | Res ¦ Duct Insulation | 2020 | Economic | million_m3 | Before Competition Groups | 40.1283 | 0 | 0 | 2098.1863 | 0.019125 | 9 | Residential_2020_Economic_million_m3_Before Competition Groups_9 | Duct Insulation | 1.913% | 0 | 40.1283 | Residential_2020_Economic_million_m3_Before Competition Groups_Duct Insulation
Residential | Res ¦ Duct Insulation MF | 2020 | Economic | million_m3 | Before Competition Groups | 38.7353 | 0 | 0 | 2098.1863 | 0.018461 | 10 | Residential_2020_Economic_million_m3_Before Competition Groups_10 | Duct Insulation MF | 1.846% | 0 | 38.7353 | Residential_2020_Economic_million_m3_Before Competition Groups_Duct Insulation MF
Residential | Res ¦ Demand Control Ventilation | 2020 | Economic | million_m3 | Before Competition Groups | 37.4243 | 0 | 0 | 2098.1863 | 0.017836 | 11 | Residential_2020_Economic_million_m3_Before Competition Groups_11 | Demand Control Ventilation | 1.784% | 0 | 37.4243 | Residential_2020_Economic_million_m3_Before Competition Groups_Demand Control Ventilation
Residential | Res ¦ Heat Recovery Ventilator | 2020 | Economic | million_m3 | Before Competition Groups | 19.8757 | 0 | 0 | 2098.1863 | 0.0094728 | 12 | Residential_2020_Economic_million_m3_Before Competition Groups_12 | Heat Recovery Ventilator | 0.9473% | 0 | 19.8757 | Residential_2020_Economic_million_m3_Before Competition Groups_Heat Recovery Ventilator
Residential | Res ¦ High Efficiency Fireplace with Pilotless Ignition | 2020 | Economic | million_m3 | Before Competition Groups | 19.8502 | 0 | 0 | 2098.1863 | 0.0094607 | 13 | Residential_2020_Economic_million_m3_Before Competition Groups_13 | High Efficiency Fireplace with Pilotless Ignition | 0.9461% | 0 | 19.8502 | Residential_2020_Economic_million_m3_Before Competition Groups_High Efficiency Fireplace with Pilotless Ignition
Residential | Res ¦ Wall Insulation | 2020 | Economic | million_m3 | Before Competition Groups | 16.6103 | 0 | 0 | 2098.1863 | 0.0079165 | 14 | Residential_2020_Economic_million_m3_Before Competition Groups_14 | Wall Insulation | 0.7917% | 0 | 16.6103 | Residential_2020_Economic_million_m3_Before Competition Groups_Wall Insulation
Residential | Res ¦ Condensing Boiler | 2020 | Economic | million_m3 | Before Competition Groups | 14.0758 | 0 | 0 | 2098.1863 | 0.0067086 | 15 | Residential_2020_Economic_million_m3_Before Competition Groups_15 | Condensing Boiler | 0.6709% | 0 | 14.0758 | Residential_2020_Economic_million_m3_Before Competition Groups_Condensing Boiler
Residential | Res ¦ Condensing Make Up Air Unit | 2020 | Economic | million_m3 | Before Competition Groups | 13.6965 | 0 | 0 | 2098.1863 | 0.0065278 | 16 | Residential_2020_Economic_million_m3_Before Competition Groups_16 | Condensing Make Up Air Unit | 0.6528% | 0 | 13.6965 | Residential_2020_Economic_million_m3_Before Competition Groups_Condensing Make Up Air Unit
Residential | Res ¦ High Efficiency Condensing Furnace | 2020 | Economic | million_m3 | Before Competition Groups | 10.1221 | 0 | 0 | 2098.1863 | 0.0048242 | 17 | Residential_2020_Economic_million_m3_Before Competition Groups_17 | High Efficiency Condensing Furnace | 0.4824% | 0 | 10.1221 | Residential_2020_Economic_million_m3_Before Competition Groups_High Efficiency Condensing Furnace
Residential | Res ¦ Wall Insulation MF | 2020 | Economic | million_m3 | Before Competition Groups | 8.4581 | 0 | 0 | 2098.1863 | 0.0040311 | 18 | Residential_2020_Economic_million_m3_Before Competition Groups_18 | Wall Insulation MF | 0.4031% | 0 | 8.4581 | Residential_2020_Economic_million_m3_Before Competition Groups_Wall Insulation MF
Residential | Res ¦ Clothes Drying Racks | 2020 | Economic | million_m3 | Before Competition Groups | 1.3071 | 0 | 0 | 2098.1863 | 0.00062297 | 19 | Residential_2020_Economic_million_m3_Before Competition Groups_19 | Clothes Drying Racks | 0.0623% | 0 | 1.3071 | Residential_2020_Economic_million_m3_Before Competition Groups_Clothes Drying Racks
Residential | Res ¦ Minimize Hot and Warm Clothes Wash | 2020 | Economic | million_m3 | Before Competition Groups | 1.1318 | 0 | 0 | 2098.1863 | 0.00053941 | 20 | Residential_2020_Economic_million_m3_Before Competition Groups_20 | Minimize Hot and Warm Clothes Wash | 0.05394% | 0 | 1.1318 | Residential_2020_Economic_million_m3_Before Competition Groups_Minimize Hot and Warm Clothes Wash
Residential | Res ¦ Home Energy Reports | 2020 | Economic | million_m3 | Before Competition Groups | 0.044024 | 0 | 0 | 2098.1863 | 2.0982e-05 | 21 | Residential_2020_Economic_million_m3_Before Competition Groups_21 | Home Energy Reports | 0.002098% | 0 | 0.044024 | Residential_2020_Economic_million_m3_Before Competition Groups_Home Energy Reports
Residential | Res ¦ Energy Star Clothes Washer | 2020 | Economic | million_m3 | Before Competition Groups | 0 | 0 | 0 | 2098.1863 | 0 | 22 | Residential_2020_Economic_million_m3_Before Competition Groups_22 | Energy Star Clothes Washer | 0% | 0 | 0 | Residential_2020_Economic_million_m3_Before Competition Groups_Energy Star Clothes Washer
Residential | Res ¦ Pool Cover | 2020 | Economic | million_m3 | Before Competition Groups | 0 | 0 | 0 | 2098.1863 | 0 | 23 | Residential_2020_Economic_million_m3_Before Competition Groups_23 | Pool Cover | 0% | 0 | 0 | Residential_2020_Economic_million_m3_Before Competition Groups_Pool Cover
Residential | Res ¦ Water Heater Temperature Setback | 2020 | Economic | million_m3 | Before Competition Groups | 0 | 0 | 0 | 2098.1863 | 0 | 24 | Residential_2020_Economic_million_m3_Before Competition Groups_24 | Water Heater Temperature Setback | 0% | 0 | 0 | Residential_2020_Economic_million_m3_Before Competition Groups_Water Heater Temperature Setback
Residential | Res ¦ Adaptive Thermostat | 2020 | SC A | million_m3 | Before Competition Groups | 9.1546 | 0 | 0 | 50.6556 | 0.18072 | 1 | Residential_2020_SC A_million_m3_Before Competition Groups_1 | Adaptive Thermostat | 18.07% | 0 | 9.1546 | Residential_2020_SC A_million_m3_Before Competition Groups_Adaptive Thermostat
Residential | Res ¦ Comprehensive Draft Proofing | 2020 | SC A | million_m3 | Before Competition Groups | 8.9379 | 0 | 0 | 50.6556 | 0.17645 | 2 | Residential_2020_SC A_million_m3_Before Competition Groups_2 | Comprehensive Draft Proofing | 17.64% | 0 | 8.9379 | Residential_2020_SC A_million_m3_Before Competition Groups_Comprehensive Draft Proofing
Residential | Res ¦ High Efficiency Fireplace with Pilotless Ignition | 2020 | SC A | million_m3 | Before Competition Groups | 8.6314 | 0 | 0 | 50.6556 | 0.17039 | 3 | Residential_2020_SC A_million_m3_Before Competition Groups_3 | High Efficiency Fireplace with Pilotless Ignition | 17.04% | 0 | 8.6314 | Residential_2020_SC A_million_m3_Before Competition Groups_High Efficiency Fireplace with Pilotless Ignition
Residential | Res ¦ Air Sealing | 2020 | SC A | million_m3 | Before Competition Groups | 6.7008 | 0 | 0 | 50.6556 | 0.13228 | 4 | Residential_2020_SC A_million_m3_Before Competition Groups_4 | Air Sealing | 13.23% | 0 | 6.7008 | Residential_2020_SC A_million_m3_Before Competition Groups_Air Sealing
Residential | Res ¦ Advanced BAS/Controllers | 2020 | SC A | million_m3 | Before Competition Groups | 3.7503 | 0 | 0 | 50.6556 | 0.074036 | 5 | Residential_2020_SC A_million_m3_Before Competition Groups_5 | Advanced BAS/Controllers | 7.404% | 0 | 3.7503 | Residential_2020_SC A_million_m3_Before Competition Groups_Advanced BAS/Controllers
Residential | Res ¦ Building Recommissioning, Operations and Maintenance (O&M) Improvements | 2020 | SC A | million_m3 | Before Competition Groups | 3.0991 | 0 | 0 | 50.6556 | 0.06118 | 6 | Residential_2020_SC A_million_m3_Before Competition Groups_6 | Building Recommissioning, Operations and Maintenance (O&M) Improvements | 6.118% | 0 | 3.0991 | Residential_2020_SC A_million_m3_Before Competition Groups_Building Recommissioning, Operations and Maintenance (O&M) Improvements
Residential | Res ¦ Basement Wall Insulation | 2020 | SC A | million_m3 | Before Competition Groups | 2.8666 | 0 | 0 | 50.6556 | 0.05659 | 7 | Residential_2020_SC A_million_m3_Before Competition Groups_7 | Basement Wall Insulation | 5.659% | 0 | 2.8666 | Residential_2020_SC A_million_m3_Before Competition Groups_Basement Wall Insulation
Residential | Res ¦ Condensing Make Up Air Unit | 2020 | SC A | million_m3 | Before Competition Groups | 2.1168 | 0 | 0 | 50.6556 | 0.041789 | 8 | Residential_2020_SC A_million_m3_Before Competition Groups_8 | Condensing Make Up Air Unit | 4.179% | 0 | 2.1168 | Residential_2020_SC A_million_m3_Before Competition Groups_Condensing Make Up Air Unit
Residential | Res ¦ Attic Insulation | 2020 | SC A | million_m3 | Before Competition Groups | 2.0855 | 0 | 0 | 50.6556 | 0.04117 | 9 | Residential_2020_SC A_million_m3_Before Competition Groups_9 | Attic Insulation | 4.117% | 0 | 2.0855 | Residential_2020_SC A_million_m3_Before Competition Groups_Attic Insulation
Residential | Res ¦ Demand Control Ventilation | 2020 | SC A | million_m3 | Before Competition Groups | 1.3188 | 0 | 0 | 50.6556 | 0.026035 | 10 | Residential_2020_SC A_million_m3_Before Competition Groups_10 | Demand Control Ventilation | 2.604% | 0 | 1.3188 | Residential_2020_SC A_million_m3_Before Competition Groups_Demand Control Ventilation
Residential | Res ¦ Condensing Boiler | 2020 | SC A | million_m3 | Before Competition Groups | 0.65759 | 0 | 0 | 50.6556 | 0.012982 | 11 | Residential_2020_SC A_million_m3_Before Competition Groups_11 | Condensing Boiler | 1.298% | 0 | 0.65759 | Residential_2020_SC A_million_m3_Before Competition Groups_Condensing Boiler
Residential | Res ¦ High Efficiency Condensing Furnace | 2020 | SC A | million_m3 | Before Competition Groups | 0.49965 | 0 | 0 | 50.6556 | 0.0098637 | 12 | Residential_2020_SC A_million_m3_Before Competition Groups_12 | High Efficiency Condensing Furnace | 0.9864% | 0 | 0.49965 | Residential_2020_SC A_million_m3_Before Competition Groups_High Efficiency Condensing Furnace
Residential | Res ¦ Duct Insulation MF | 2020 | SC A | million_m3 | Before Competition Groups | 0.22734 | 0 | 0 | 50.6556 | 0.004488 | 13 | Residential_2020_SC A_million_m3_Before Competition Groups_13 | Duct Insulation MF | 0.4488% | 0 | 0.22734 | Residential_2020_SC A_million_m3_Before Competition Groups_Duct Insulation MF
Residential | Res ¦ Wall Insulation MF | 2020 | SC A | million_m3 | Before Competition Groups | 0.17746 | 0 | 0 | 50.6556 | 0.0035033 | 14 | Residential_2020_SC A_million_m3_Before Competition Groups_14 | Wall Insulation MF | 0.3503% | 0 | 0.17746 | Residential_2020_SC A_million_m3_Before Competition Groups_Wall Insulation MF
Residential | Res ¦ Heat Recovery Ventilator | 2020 | SC A | million_m3 | Before Competition Groups | 0.11557 | 0 | 0 | 50.6556 | 0.0022816 | 15 | Residential_2020_SC A_million_m3_Before Competition Groups_15 | Heat Recovery Ventilator | 0.2282% | 0 | 0.11557 | Residential_2020_SC A_million_m3_Before Competition Groups_Heat Recovery Ventilator
Residential | Res ¦ Duct Insulation | 2020 | SC A | million_m3 | Before Competition Groups | 0.10729 | 0 | 0 | 50.6556 | 0.002118 | 16 | Residential_2020_SC A_million_m3_Before Competition Groups_16 | Duct Insulation | 0.2118% | 0 | 0.10729 | Residential_2020_SC A_million_m3_Before Competition Groups_Duct Insulation
Residential | Res ¦ Floor Insulation | 2020 | SC A | million_m3 | Before Competition Groups | 0.094814 | 0 | 0 | 50.6556 | 0.0018717 | 17 | Residential_2020_SC A_million_m3_Before Competition Groups_17 | Floor Insulation | 0.1872% | 0 | 0.094814 | Residential_2020_SC A_million_m3_Before Competition Groups_Floor Insulation
Residential | Res ¦ Minimize Hot and Warm Clothes Wash | 2020 | SC A | million_m3 | Before Competition Groups | 0.08497 | 0 | 0 | 50.6556 | 0.0016774 | 18 | Residential_2020_SC A_million_m3_Before Competition Groups_18 | Minimize Hot and Warm Clothes Wash | 0.1677% | 0 | 0.08497 | Residential_2020_SC A_million_m3_Before Competition Groups_Minimize Hot and Warm Clothes Wash
Residential | Res ¦ Wall Insulation | 2020 | SC A | million_m3 | Before Competition Groups | 0.02896 | 0 | 0 | 50.6556 | 0.00057171 | 19 | Residential_2020_SC A_million_m3_Before Competition Groups_19 | Wall Insulation | 0.05717% | 0 | 0.02896 | Residential_2020_SC A_million_m3_Before Competition Groups_Wall Insulation
Residential | Res ¦ Clothes Drying Racks | 2020 | SC A | million_m3 | Before Competition Groups | 1.8392e-05 | 0 | 0 | 50.6556 | 3.6308e-07 | 20 | Residential_2020_SC A_million_m3_Before Competition Groups_20 | Clothes Drying Racks | 3.631e-05% | 0 | 1.8392e-05 | Residential_2020_SC A_million_m3_Before Competition Groups_Clothes Drying Racks
Residential | Res ¦ Energy Star Clothes Washer | 2020 | SC A | million_m3 | Before Competition Groups | 0 | 0 | 0 | 50.6556 | 0 | 21 | Residential_2020_SC A_million_m3_Before Competition Groups_21 | Energy Star Clothes Washer | 0% | 0 | 0 | Residential_2020_SC A_million_m3_Before Competition Groups_Energy Star Clothes Washer
Residential | Res ¦ Home Energy Reports | 2020 | SC A | million_m3 | Before Competition Groups | 0 | 0 | 0 | 50.6556 | 0 | 22 | Residential_2020_SC A_million_m3_Before Competition Groups_22 | Home Energy Reports | 0% | 0 | 0 | Residential_2020_SC A_million_m3_Before Competition Groups_Home Energy Reports
Residential | Res ¦ Pool Cover | 2020 | SC A | million_m3 | Before Competition Groups | 0 | 0 | 0 | 50.6556 | 0 | 23 | Residential_2020_SC A_million_m3_Before Competition Groups_23 | Pool Cover | 0% | 0 | 0 | Residential_2020_SC A_million_m3_Before Competition Groups_Pool Cover
Residential | Res ¦ Water Heater Temperature Setback | 2020 | SC A | million_m3 | Before Competition Groups | 0 | 0 | 0 | 50.6556 | 0 | 24 | Residential_2020_SC A_million_m3_Before Competition Groups_24 | Water Heater Temperature Setback | 0% | 0 | 0 | Residential_2020_SC A_million_m3_Before Competition Groups_Water Heater Temperature Setback
Residential | Res ¦ Comprehensive Draft Proofing | 2020 | SC B | million_m3 | Before Competition Groups | 24.2043 | 0 | 0 | 105.4957 | 0.22943 | 1 | Residential_2020_SC B_million_m3_Before Competition Groups_1 | Comprehensive Draft Proofing | 22.94% | 0 | 24.2043 | Residential_2020_SC B_million_m3_Before Competition Groups_Comprehensive Draft Proofing
Residential | Res ¦ Adaptive Thermostat | 2020 | SC B | million_m3 | Before Competition Groups | 16.8835 | 0 | 0 | 105.4957 | 0.16004 | 2 | Residential_2020_SC B_million_m3_Before Competition Groups_2 | Adaptive Thermostat | 16% | 0 | 16.8835 | Residential_2020_SC B_million_m3_Before Competition Groups_Adaptive Thermostat
Residential | Res ¦ Air Sealing | 2020 | SC B | million_m3 | Before Competition Groups | 14.1199 | 0 | 0 | 105.4957 | 0.13384 | 3 | Residential_2020_SC B_million_m3_Before Competition Groups_3 | Air Sealing | 13.38% | 0 | 14.1199 | Residential_2020_SC B_million_m3_Before Competition Groups_Air Sealing
Residential | Res ¦ Advanced BAS/Controllers | 2020 | SC B | million_m3 | Before Competition Groups | 9.9692 | 0 | 0 | 105.4957 | 0.094499 | 4 | Residential_2020_SC B_million_m3_Before Competition Groups_4 | Advanced BAS/Controllers | 9.45% | 0 | 9.9692 | Residential_2020_SC B_million_m3_Before Competition Groups_Advanced BAS/Controllers
Residential | Res ¦ High Efficiency Fireplace with Pilotless Ignition | 2020 | SC B | million_m3 | Before Competition Groups | 8.8667 | 0 | 0 | 105.4957 | 0.084048 | 5 | Residential_2020_SC B_million_m3_Before Competition Groups_5 | High Efficiency Fireplace with Pilotless Ignition | 8.405% | 0 | 8.8667 | Residential_2020_SC B_million_m3_Before Competition Groups_High Efficiency Fireplace with Pilotless Ignition
Residential | Res ¦ Building Recommissioning, Operations and Maintenance (O&M) Improvements | 2020 | SC B | million_m3 | Before Competition Groups | 8.2383 | 0 | 0 | 105.4957 | 0.078092 | 6 | Residential_2020_SC B_million_m3_Before Competition Groups_6 | Building Recommissioning, Operations and Maintenance (O&M) Improvements | 7.809% | 0 | 8.2383 | Residential_2020_SC B_million_m3_Before Competition Groups_Building Recommissioning, Operations and Maintenance (O&M) Improvements
Residential | Res ¦ Demand Control Ventilation | 2020 | SC B | million_m3 | Before Competition Groups | 4.4681 | 0 | 0 | 105.4957 | 0.042353 | 7 | Residential_2020_SC B_million_m3_Before Competition Groups_7 | Demand Control Ventilation | 4.235% | 0 | 4.4681 | Residential_2020_SC B_million_m3_Before Competition Groups_Demand Control Ventilation
Residential | Res ¦ High Efficiency Condensing Furnace | 2020 | SC B | million_m3 | Before Competition Groups | 4.2518 | 0 | 0 | 105.4957 | 0.040303 | 8 | Residential_2020_SC B_million_m3_Before Competition Groups_8 | High Efficiency Condensing Furnace | 4.03% | 0 | 4.2518 | Residential_2020_SC B_million_m3_Before Competition Groups_High Efficiency Condensing Furnace
Residential | Res ¦ Attic Insulation | 2020 | SC B | million_m3 | Before Competition Groups | 3.4477 | 0 | 0 | 105.4957 | 0.03268 | 9 | Residential_2020_SC B_million_m3_Before Competition Groups_9 | Attic Insulation | 3.268% | 0 | 3.4477 | Residential_2020_SC B_million_m3_Before Competition Groups_Attic Insulation
Residential | Res ¦ Basement Wall Insulation | 2020 | SC B | million_m3 | Before Competition Groups | 2.8661 | 0 | 0 | 105.4957 | 0.027168 | 10 | Residential_2020_SC B_million_m3_Before Competition Groups_10 | Basement Wall Insulation | 2.717% | 0 | 2.8661 | Residential_2020_SC B_million_m3_Before Competition Groups_Basement Wall Insulation
Residential | Res ¦ Condensing Make Up Air Unit | 2020 | SC B | million_m3 | Before Competition Groups | 2.3467 | 0 | 0 | 105.4957 | 0.022245 | 11 | Residential_2020_SC B_million_m3_Before Competition Groups_11 | Condensing Make Up Air Unit | 2.224% | 0 | 2.3467 | Residential_2020_SC B_million_m3_Before Competition Groups_Condensing Make Up Air Unit
Residential | Res ¦ Condensing Boiler | 2020 | SC B | million_m3 | Before Competition Groups | 1.8395 | 0 | 0 | 105.4957 | 0.017436 | 12 | Residential_2020_SC B_million_m3_Before Competition Groups_12 | Condensing Boiler | 1.744% | 0 | 1.8395 | Residential_2020_SC B_million_m3_Before Competition Groups_Condensing Boiler
Residential | Res ¦ Floor Insulation | 2020 | SC B | million_m3 | Before Competition Groups | 1.1283 | 0 | 0 | 105.4957 | 0.010695 | 13 | Residential_2020_SC B_million_m3_Before Competition Groups_13 | Floor Insulation | 1.07% | 0 | 1.1283 | Residential_2020_SC B_million_m3_Before Competition Groups_Floor Insulation
Residential | Res ¦ Duct Insulation MF | 2020 | SC B | million_m3 | Before Competition Groups | 0.81235 | 0 | 0 | 105.4957 | 0.0077003 | 14 | Residential_2020_SC B_million_m3_Before Competition Groups_14 | Duct Insulation MF | 0.77% | 0 | 0.81235 | Residential_2020_SC B_million_m3_Before Competition Groups_Duct Insulation MF
Residential | Res ¦ Duct Insulation | 2020 | SC B | million_m3 | Before Competition Groups | 0.80742 | 0 | 0 | 105.4957 | 0.0076535 | 15 | Residential_2020_SC B_million_m3_Before Competition Groups_15 | Duct Insulation | 0.7654% | 0 | 0.80742 | Residential_2020_SC B_million_m3_Before Competition Groups_Duct Insulation
Residential | Res ¦ Heat Recovery Ventilator | 2020 | SC B | million_m3 | Before Competition Groups | 0.47952 | 0 | 0 | 105.4957 | 0.0045454 | 16 | Residential_2020_SC B_million_m3_Before Competition Groups_16 | Heat Recovery Ventilator | 0.4545% | 0 | 0.47952 | Residential_2020_SC B_million_m3_Before Competition Groups_Heat Recovery Ventilator
Residential | Res ¦ Wall Insulation | 2020 | SC B | million_m3 | Before Competition Groups | 0.34826 | 0 | 0 | 105.4957 | 0.0033012 | 17 | Residential_2020_SC B_million_m3_Before Competition Groups_17 | Wall Insulation | 0.3301% | 0 | 0.34826 | Residential_2020_SC B_million_m3_Before Competition Groups_Wall Insulation
Residential | Res ¦ Wall Insulation MF | 2020 | SC B | million_m3 | Before Competition Groups | 0.17745 | 0 | 0 | 105.4957 | 0.0016821 | 18 | Residential_2020_SC B_million_m3_Before Competition Groups_18 | Wall Insulation MF | 0.1682% | 0 | 0.17745 | Residential_2020_SC B_million_m3_Before Competition Groups_Wall Insulation MF
Residential | Res ¦ Clothes Drying Racks | 2020 | SC B | million_m3 | Before Competition Groups | 0.15565 | 0 | 0 | 105.4957 | 0.0014754 | 19 | Residential_2020_SC B_million_m3_Before Competition Groups_19 | Clothes Drying Racks | 0.1475% | 0 | 0.15565 | Residential_2020_SC B_million_m3_Before Competition Groups_Clothes Drying Racks
Residential | Res ¦ Minimize Hot and Warm Clothes Wash | 2020 | SC B | million_m3 | Before Competition Groups | 0.08497 | 0 | 0 | 105.4957 | 0.00080543 | 20 | Residential_2020_SC B_million_m3_Before Competition Groups_20 | Minimize Hot and Warm Clothes Wash | 0.08054% | 0 | 0.08497 | Residential_2020_SC B_million_m3_Before Competition Groups_Minimize Hot and Warm Clothes Wash
Residential | Res ¦ Energy Star Clothes Washer | 2020 | SC B | million_m3 | Before Competition Groups | 0 | 0 | 0 | 105.4957 | 0 | 21 | Residential_2020_SC B_million_m3_Before Competition Groups_21 | Energy Star Clothes Washer | 0% | 0 | 0 | Residential_2020_SC B_million_m3_Before Competition Groups_Energy Star Clothes Washer
Residential | Res ¦ Home Energy Reports | 2020 | SC B | million_m3 | Before Competition Groups | 0 | 0 | 0 | 105.4957 | 0 | 22 | Residential_2020_SC B_million_m3_Before Competition Groups_22 | Home Energy Reports | 0% | 0 | 0 | Residential_2020_SC B_million_m3_Before Competition Groups_Home Energy Reports
Residential | Res ¦ Pool Cover | 2020 | SC B | million_m3 | Before Competition Groups | 0 | 0 | 0 | 105.4957 | 0 | 23 | Residential_2020_SC B_million_m3_Before Competition Groups_23 | Pool Cover | 0% | 0 | 0 | Residential_2020_SC B_million_m3_Before Competition Groups_Pool Cover
Residential | Res ¦ Water Heater Temperature Setback | 2020 | SC B | million_m3 | Before Competition Groups | 0 | 0 | 0 | 105.4957 | 0 | 24 | Residential_2020_SC B_million_m3_Before Competition Groups_24 | Water Heater Temperature Setback | 0% | 0 | 0 | Residential_2020_SC B_million_m3_Before Competition Groups_Water Heater Temperature Setback
Residential | Res ¦ Adaptive Thermostat | 2020 | SC C | million_m3 | Before Competition Groups | 10.7657 | 0 | 0 | 55.0832 | 0.19544 | 1 | Residential_2020_SC C_million_m3_Before Competition Groups_1 | Adaptive Thermostat | 19.54% | 0 | 10.7657 | Residential_2020_SC C_million_m3_Before Competition Groups_Adaptive Thermostat
Residential | Res ¦ Comprehensive Draft Proofing | 2020 | SC C | million_m3 | Before Competition Groups | 9.1053 | 0 | 0 | 55.0832 | 0.1653 | 2 | Residential_2020_SC C_million_m3_Before Competition Groups_2 | Comprehensive Draft Proofing | 16.53% | 0 | 9.1053 | Residential_2020_SC C_million_m3_Before Competition Groups_Comprehensive Draft Proofing
Residential | Res ¦ High Efficiency Fireplace with Pilotless Ignition | 2020 | SC C | million_m3 | Before Competition Groups | 8.6314 | 0 | 0 | 55.0832 | 0.1567 | 3 | Residential_2020_SC C_million_m3_Before Competition Groups_3 | High Efficiency Fireplace with Pilotless Ignition | 15.67% | 0 | 8.6314 | Residential_2020_SC C_million_m3_Before Competition Groups_High Efficiency Fireplace with Pilotless Ignition
Residential | Res ¦ Air Sealing | 2020 | SC C | million_m3 | Before Competition Groups | 7.9695 | 0 | 0 | 55.0832 | 0.14468 | 4 | Residential_2020_SC C_million_m3_Before Competition Groups_4 | Air Sealing | 14.47% | 0 | 7.9695 | Residential_2020_SC C_million_m3_Before Competition Groups_Air Sealing
Residential | Res ¦ Advanced BAS/Controllers | 2020 | SC C | million_m3 | Before Competition Groups | 3.7503 | 0 | 0 | 55.0832 | 0.068085 | 5 | Residential_2020_SC C_million_m3_Before Competition Groups_5 | Advanced BAS/Controllers | 6.808% | 0 | 3.7503 | Residential_2020_SC C_million_m3_Before Competition Groups_Advanced BAS/Controllers
Residential | Res ¦ Building Recommissioning, Operations and Maintenance (O&M) Improvements | 2020 | SC C | million_m3 | Before Competition Groups | 3.0991 | 0 | 0 | 55.0832 | 0.056263 | 6 | Residential_2020_SC C_million_m3_Before Competition Groups_6 | Building Recommissioning, Operations and Maintenance (O&M) Improvements | 5.626% | 0 | 3.0991 | Residential_2020_SC C_million_m3_Before Competition Groups_Building Recommissioning, Operations and Maintenance (O&M) Improvements
Residential | Res ¦ Basement Wall Insulation | 2020 | SC C | million_m3 | Before Competition Groups | 2.8666 | 0 | 0 | 55.0832 | 0.052041 | 7 | Residential_2020_SC C_million_m3_Before Competition Groups_7 | Basement Wall Insulation | 5.204% | 0 | 2.8666 | Residential_2020_SC C_million_m3_Before Competition Groups_Basement Wall Insulation
Residential | Res ¦ Attic Insulation | 2020 | SC C | million_m3 | Before Competition Groups | 2.7789 | 0 | 0 | 55.0832 | 0.050449 | 8 | Residential_2020_SC C_million_m3_Before Competition Groups_8 | Attic Insulation | 5.045% | 0 | 2.7789 | Residential_2020_SC C_million_m3_Before Competition Groups_Attic Insulation
Residential | Res ¦ Condensing Make Up Air Unit | 2020 | SC C | million_m3 | Before Competition Groups | 2.1888 | 0 | 0 | 55.0832 | 0.039735 | 9 | Residential_2020_SC C_million_m3_Before Competition Groups_9 | Condensing Make Up Air Unit | 3.974% | 0 | 2.1888 | Residential_2020_SC C_million_m3_Before Competition Groups_Condensing Make Up Air Unit
Residential | Res ¦ Demand Control Ventilation | 2020 | SC C | million_m3 | Before Competition Groups | 1.681 | 0 | 0 | 55.0832 | 0.030517 | 10 | Residential_2020_SC C_million_m3_Before Competition Groups_10 | Demand Control Ventilation | 3.052% | 0 | 1.681 | Residential_2020_SC C_million_m3_Before Competition Groups_Demand Control Ventilation
Residential | Res ¦ Condensing Boiler | 2020 | SC C | million_m3 | Before Competition Groups | 0.80771 | 0 | 0 | 55.0832 | 0.014664 | 11 | Residential_2020_SC C_million_m3_Before Competition Groups_11 | Condensing Boiler | 1.466% | 0 | 0.80771 | Residential_2020_SC C_million_m3_Before Competition Groups_Condensing Boiler
Residential | Res ¦ High Efficiency Condensing Furnace | 2020 | SC C | million_m3 | Before Competition Groups | 0.51069 | 0 | 0 | 55.0832 | 0.0092713 | 12 | Residential_2020_SC C_million_m3_Before Competition Groups_12 | High Efficiency Condensing Furnace | 0.9271% | 0 | 0.51069 | Residential_2020_SC C_million_m3_Before Competition Groups_High Efficiency Condensing Furnace
Residential | Res ¦ Duct Insulation MF | 2020 | SC C | million_m3 | Before Competition Groups | 0.27981 | 0 | 0 | 55.0832 | 0.0050798 | 13 | Residential_2020_SC C_million_m3_Before Competition Groups_13 | Duct Insulation MF | 0.508% | 0 | 0.27981 | Residential_2020_SC C_million_m3_Before Competition Groups_Duct Insulation MF
Residential | Res ¦ Wall Insulation MF | 2020 | SC C | million_m3 | Before Competition Groups | 0.17746 | 0 | 0 | 55.0832 | 0.0032217 | 14 | Residential_2020_SC C_million_m3_Before Competition Groups_14 | Wall Insulation MF | 0.3222% | 0 | 0.17746 | Residential_2020_SC C_million_m3_Before Competition Groups_Wall Insulation MF
Residential | Res ¦ Heat Recovery Ventilator | 2020 | SC C | million_m3 | Before Competition Groups | 0.13606 | 0 | 0 | 55.0832 | 0.00247 | 15 | Residential_2020_SC C_million_m3_Before Competition Groups_15 | Heat Recovery Ventilator | 0.247% | 0 | 0.13606 | Residential_2020_SC C_million_m3_Before Competition Groups_Heat Recovery Ventilator
Residential | Res ¦ Duct Insulation | 2020 | SC C | million_m3 | Before Competition Groups | 0.11915 | 0 | 0 | 55.0832 | 0.0021631 | 16 | Residential_2020_SC C_million_m3_Before Competition Groups_16 | Duct Insulation | 0.2163% | 0 | 0.11915 | Residential_2020_SC C_million_m3_Before Competition Groups_Duct Insulation
Residential | Res ¦ Floor Insulation | 2020 | SC C | million_m3 | Before Competition Groups | 0.10185 | 0 | 0 | 55.0832 | 0.0018489 | 17 | Residential_2020_SC C_million_m3_Before Competition Groups_17 | Floor Insulation | 0.1849% | 0 | 0.10185 | Residential_2020_SC C_million_m3_Before Competition Groups_Floor Insulation
Residential | Res ¦ Minimize Hot and Warm Clothes Wash | 2020 | SC C | million_m3 | Before Competition Groups | 0.08497 | 0 | 0 | 55.0832 | 0.0015426 | 18 | Residential_2020_SC C_million_m3_Before Competition Groups_18 | Minimize Hot and Warm Clothes Wash | 0.1543% | 0 | 0.08497 | Residential_2020_SC C_million_m3_Before Competition Groups_Minimize Hot and Warm Clothes Wash
Residential | Res ¦ Wall Insulation | 2020 | SC C | million_m3 | Before Competition Groups | 0.02896 | 0 | 0 | 55.0832 | 0.00052575 | 19 | Residential_2020_SC C_million_m3_Before Competition Groups_19 | Wall Insulation | 0.05258% | 0 | 0.02896 | Residential_2020_SC C_million_m3_Before Competition Groups_Wall Insulation
Residential | Res ¦ Clothes Drying Racks | 2020 | SC C | million_m3 | Before Competition Groups | 1.8392e-05 | 0 | 0 | 55.0832 | 3.3389e-07 | 20 | Residential_2020_SC C_million_m3_Before Competition Groups_20 | Clothes Drying Racks | 3.339e-05% | 0 | 1.8392e-05 | Residential_2020_SC C_million_m3_Before Competition Groups_Clothes Drying Racks
Residential | Res ¦ Energy Star Clothes Washer | 2020 | SC C | million_m3 | Before Competition Groups | 0 | 0 | 0 | 55.0832 | 0 | 21 | Residential_2020_SC C_million_m3_Before Competition Groups_21 | Energy Star Clothes Washer | 0% | 0 | 0 | Residential_2020_SC C_million_m3_Before Competition Groups_Energy Star Clothes Washer
Residential | Res ¦ Home Energy Reports | 2020 | SC C | million_m3 | Before Competition Groups | 0 | 0 | 0 | 55.0832 | 0 | 22 | Residential_2020_SC C_million_m3_Before Competition Groups_22 | Home Energy Reports | 0% | 0 | 0 | Residential_2020_SC C_million_m3_Before Competition Groups_Home Energy Reports
Residential | Res ¦ Pool Cover | 2020 | SC C | million_m3 | Before Competition Groups | 0 | 0 | 0 | 55.0832 | 0 | 23 | Residential_2020_SC C_million_m3_Before Competition Groups_23 | Pool Cover | 0% | 0 | 0 | Residential_2020_SC C_million_m3_Before Competition Groups_Pool Cover
Residential | Res ¦ Water Heater Temperature Setback | 2020 | SC C | million_m3 | Before Competition Groups | 0 | 0 | 0 | 55.0832 | 0 | 24 | Residential_2020_SC C_million_m3_Before Competition Groups_24 | Water Heater Temperature Setback | 0% | 0 | 0 | Residential_2020_SC C_million_m3_Before Competition Groups_Water Heater Temperature Setback
Residential | Res ¦ Air Sealing | 2020 | Technical | million_m3 | Before Competition Groups | 673.1474 | 0 | 0 | 3346.9363 | 0.20112 | 1 | Residential_2020_Technical_million_m3_Before Competition Groups_1 | Air Sealing | 20.11% | 0 | 673.1474 | Residential_2020_Technical_million_m3_Before Competition Groups_Air Sealing
Residential | Res ¦ Adaptive Thermostat | 2020 | Technical | million_m3 | Before Competition Groups | 493.5673 | 0 | 0 | 3346.9363 | 0.14747 | 2 | Residential_2020_Technical_million_m3_Before Competition Groups_2 | Adaptive Thermostat | 14.75% | 0 | 493.5673 | Residential_2020_Technical_million_m3_Before Competition Groups_Adaptive Thermostat
Residential | Res ¦ Energy Star Windows | 2020 | Technical | million_m3 | Before Competition Groups | 256.1278 | 0 | 0 | 3346.9363 | 0.076526 | 3 | Residential_2020_Technical_million_m3_Before Competition Groups_3 | Energy Star Windows | 7.653% | 0 | 256.1278 | Residential_2020_Technical_million_m3_Before Competition Groups_Energy Star Windows
Residential | Res ¦ Comprehensive Draft Proofing | 2020 | Technical | million_m3 | Before Competition Groups | 202.7137 | 0 | 0 | 3346.9363 | 0.060567 | 4 | Residential_2020_Technical_million_m3_Before Competition Groups_4 | Comprehensive Draft Proofing | 6.057% | 0 | 202.7137 | Residential_2020_Technical_million_m3_Before Competition Groups_Comprehensive Draft Proofing
Residential | Res ¦ Wall Insulation | 2020 | Technical | million_m3 | Before Competition Groups | 186.1269 | 0 | 0 | 3346.9363 | 0.055611 | 5 | Residential_2020_Technical_million_m3_Before Competition Groups_5 | Wall Insulation | 5.561% | 0 | 186.1269 | Residential_2020_Technical_million_m3_Before Competition Groups_Wall Insulation
Residential | Res ¦ Attic Insulation | 2020 | Technical | million_m3 | Before Competition Groups | 164.3599 | 0 | 0 | 3346.9363 | 0.049108 | 6 | Residential_2020_Technical_million_m3_Before Competition Groups_6 | Attic Insulation | 4.911% | 0 | 164.3599 | Residential_2020_Technical_million_m3_Before Competition Groups_Attic Insulation
Residential | Res ¦ DHW Recirculation Systems | 2020 | Technical | million_m3 | Before Competition Groups | 155.5038 | 0 | 0 | 3346.9363 | 0.046462 | 7 | Residential_2020_Technical_million_m3_Before Competition Groups_7 | DHW Recirculation Systems | 4.646% | 0 | 155.5038 | Residential_2020_Technical_million_m3_Before Competition Groups_DHW Recirculation Systems
Residential | Res ¦ Basement or Crawlspace Insulation | 2020 | Technical | million_m3 | Before Competition Groups | 139.6177 | 0 | 0 | 3346.9363 | 0.041715 | 8 | Residential_2020_Technical_million_m3_Before Competition Groups_8 | Basement or Crawlspace Insulation | 4.172% | 0 | 139.6177 | Residential_2020_Technical_million_m3_Before Competition Groups_Basement or Crawlspace Insulation
Residential | Res ¦ Basement Wall Insulation | 2020 | Technical | million_m3 | Before Competition Groups | 136.6274 | 0 | 0 | 3346.9363 | 0.040822 | 9 | Residential_2020_Technical_million_m3_Before Competition Groups_9 | Basement Wall Insulation | 4.082% | 0 | 136.6274 | Residential_2020_Technical_million_m3_Before Competition Groups_Basement Wall Insulation
Residential | Res ¦ Window Film | 2020 | Technical | million_m3 | Before Competition Groups | 96.0528 | 0 | 0 | 3346.9363 | 0.028699 | 10 | Residential_2020_Technical_million_m3_Before Competition Groups_10 | Window Film | 2.87% | 0 | 96.0528 | Residential_2020_Technical_million_m3_Before Competition Groups_Window Film
Residential | Res ¦ Furnace Tune Up | 2020 | Technical | million_m3 | Before Competition Groups | 92.8429 | 0 | 0 | 3346.9363 | 0.02774 | 11 | Residential_2020_Technical_million_m3_Before Competition Groups_11 | Furnace Tune Up | 2.774% | 0 | 92.8429 | Residential_2020_Technical_million_m3_Before Competition Groups_Furnace Tune Up
Residential | Res ¦ Advanced BAS/Controllers | 2020 | Technical | million_m3 | Before Competition Groups | 83.495 | 0 | 0 | 3346.9363 | 0.024947 | 12 | Residential_2020_Technical_million_m3_Before Competition Groups_12 | Advanced BAS/Controllers | 2.495% | 0 | 83.495 | Residential_2020_Technical_million_m3_Before Competition Groups_Advanced BAS/Controllers
Residential | Res ¦ Ceiling Insulation | 2020 | Technical | million_m3 | Before Competition Groups | 69.1802 | 0 | 0 | 3346.9363 | 0.02067 | 13 | Residential_2020_Technical_million_m3_Before Competition Groups_13 | Ceiling Insulation | 2.067% | 0 | 69.1802 | Residential_2020_Technical_million_m3_Before Competition Groups_Ceiling Insulation
Residential | Res ¦ Building Recommissioning, Operations and Maintenance (O&M) Improvements | 2020 | Technical | million_m3 | Before Competition Groups | 68.9971 | 0 | 0 | 3346.9363 | 0.020615 | 14 | Residential_2020_Technical_million_m3_Before Competition Groups_14 | Building Recommissioning, Operations and Maintenance (O&M) Improvements | 2.062% | 0 | 68.9971 | Residential_2020_Technical_million_m3_Before Competition Groups_Building Recommissioning, Operations and Maintenance (O&M) Improvements
Residential | Res ¦ Condensing Boiler | 2020 | Technical | million_m3 | Before Competition Groups | 55.0263 | 0 | 0 | 3346.9363 | 0.016441 | 15 | Residential_2020_Technical_million_m3_Before Competition Groups_15 | Condensing Boiler | 1.644% | 0 | 55.0263 | Residential_2020_Technical_million_m3_Before Competition Groups_Condensing Boiler
Residential | Res ¦ Duct Insulation MF | 2020 | Technical | million_m3 | Before Competition Groups | 54.6011 | 0 | 0 | 3346.9363 | 0.016314 | 16 | Residential_2020_Technical_million_m3_Before Competition Groups_16 | Duct Insulation MF | 1.631% | 0 | 54.6011 | Residential_2020_Technical_million_m3_Before Competition Groups_Duct Insulation MF
Residential | Res ¦ Floor Insulation | 2020 | Technical | million_m3 | Before Competition Groups | 53.8188 | 0 | 0 | 3346.9363 | 0.01608 | 17 | Residential_2020_Technical_million_m3_Before Competition Groups_17 | Floor Insulation | 1.608% | 0 | 53.8188 | Residential_2020_Technical_million_m3_Before Competition Groups_Floor Insulation
Residential | Res ¦ Duct Insulation | 2020 | Technical | million_m3 | Before Competition Groups | 51.1504 | 0 | 0 | 3346.9363 | 0.015283 | 18 | Residential_2020_Technical_million_m3_Before Competition Groups_18 | Duct Insulation | 1.528% | 0 | 51.1504 | Residential_2020_Technical_million_m3_Before Competition Groups_Duct Insulation
Residential | Res ¦ Condensing Storage Water Heater | 2020 | Technical | million_m3 | Before Competition Groups | 38.9578 | 0 | 0 | 3346.9363 | 0.01164 | 19 | Residential_2020_Technical_million_m3_Before Competition Groups_19 | Condensing Storage Water Heater | 1.164% | 0 | 38.9578 | Residential_2020_Technical_million_m3_Before Competition Groups_Condensing Storage Water Heater
Residential | Res ¦ Demand Control Ventilation | 2020 | Technical | million_m3 | Before Competition Groups | 37.4243 | 0 | 0 | 3346.9363 | 0.011182 | 20 | Residential_2020_Technical_million_m3_Before Competition Groups_20 | Demand Control Ventilation | 1.118% | 0 | 37.4243 | Residential_2020_Technical_million_m3_Before Competition Groups_Demand Control Ventilation
Residential | Res ¦ Tankless Water Heater | 2020 | Technical | million_m3 | Before Competition Groups | 32.3158 | 0 | 0 | 3346.9363 | 0.0096553 | 21 | Residential_2020_Technical_million_m3_Before Competition Groups_21 | Tankless Water Heater | 0.9655% | 0 | 32.3158 | Residential_2020_Technical_million_m3_Before Competition Groups_Tankless Water Heater
Residential | Res ¦ Early Hot Water Heater Replacement | 2020 | Technical | million_m3 | Before Competition Groups | 30.4721 | 0 | 0 | 3346.9363 | 0.0091045 | 22 | Residential_2020_Technical_million_m3_Before Competition Groups_22 | Early Hot Water Heater Replacement | 0.9104% | 0 | 30.4721 | Residential_2020_Technical_million_m3_Before Competition Groups_Early Hot Water Heater Replacement
Residential | Res ¦ Drain Water Heat Recovery | 2020 | Technical | million_m3 | Before Competition Groups | 26.0065 | 0 | 0 | 3346.9363 | 0.0077702 | 23 | Residential_2020_Technical_million_m3_Before Competition Groups_23 | Drain Water Heat Recovery | 0.777% | 0 | 26.0065 | Residential_2020_Technical_million_m3_Before Competition Groups_Drain Water Heat Recovery
Residential | Res ¦ High Efficiency Storage Water Heater | 2020 | Technical | million_m3 | Before Competition Groups | 21.4438 | 0 | 0 | 3346.9363 | 0.006407 | 24 | Residential_2020_Technical_million_m3_Before Competition Groups_24 | High Efficiency Storage Water Heater | 0.6407% | 0 | 21.4438 | Residential_2020_Technical_million_m3_Before Competition Groups_High Efficiency Storage Water Heater
Residential | Res ¦ High Efficiency Condensing Furnace | 2020 | Technical | million_m3 | Before Competition Groups | 20.6547 | 0 | 0 | 3346.9363 | 0.0061712 | 25 | Residential_2020_Technical_million_m3_Before Competition Groups_25 | High Efficiency Condensing Furnace | 0.6171% | 0 | 20.6547 | Residential_2020_Technical_million_m3_Before Competition Groups_High Efficiency Condensing Furnace
Residential | Res ¦ Heat Recovery Ventilator | 2020 | Technical | million_m3 | Before Competition Groups | 19.8757 | 0 | 0 | 3346.9363 | 0.0059385 | 26 | Residential_2020_Technical_million_m3_Before Competition Groups_26 | Heat Recovery Ventilator | 0.5938% | 0 | 19.8757 | Residential_2020_Technical_million_m3_Before Competition Groups_Heat Recovery Ventilator
Residential | Res ¦ High Efficiency Fireplace with Pilotless Ignition | 2020 | Technical | million_m3 | Before Competition Groups | 19.8502 | 0 | 0 | 3346.9363 | 0.0059309 | 27 | Residential_2020_Technical_million_m3_Before Competition Groups_27 | High Efficiency Fireplace with Pilotless Ignition | 0.5931% | 0 | 19.8502 | Residential_2020_Technical_million_m3_Before Competition Groups_High Efficiency Fireplace with Pilotless Ignition
Residential | Res ¦ Pool Cover | 2020 | Technical | million_m3 | Before Competition Groups | 17.0424 | 0 | 0 | 3346.9363 | 0.0050919 | 28 | Residential_2020_Technical_million_m3_Before Competition Groups_28 | Pool Cover | 0.5092% | 0 | 17.0424 | Residential_2020_Technical_million_m3_Before Competition Groups_Pool Cover
Residential | Res ¦ Condensing Make Up Air Unit | 2020 | Technical | million_m3 | Before Competition Groups | 13.6965 | 0 | 0 | 3346.9363 | 0.0040922 | 29 | Residential_2020_Technical_million_m3_Before Competition Groups_29 | Condensing Make Up Air Unit | 0.4092% | 0 | 13.6965 | Residential_2020_Technical_million_m3_Before Competition Groups_Condensing Make Up Air Unit
Residential | Res ¦ Solar Water Heating System | 2020 | Technical | million_m3 | Before Competition Groups | 9.5221 | 0 | 0 | 3346.9363 | 0.002845 | 30 | Residential_2020_Technical_million_m3_Before Competition Groups_30 | Solar Water Heating System | 0.2845% | 0 | 9.5221 | Residential_2020_Technical_million_m3_Before Competition Groups_Solar Water Heating System
Residential | Res ¦ Wall Insulation MF | 2020 | Technical | million_m3 | Before Competition Groups | 8.4581 | 0 | 0 | 3346.9363 | 0.0025271 | 31 | Residential_2020_Technical_million_m3_Before Competition Groups_31 | Wall Insulation MF | 0.2527% | 0 | 8.4581 | Residential_2020_Technical_million_m3_Before Competition Groups_Wall Insulation MF
Residential | Res ¦ Water Heater Temperature Setback | 2020 | Technical | million_m3 | Before Competition Groups | 7.5836 | 0 | 0 | 3346.9363 | 0.0022658 | 32 | Residential_2020_Technical_million_m3_Before Competition Groups_32 | Water Heater Temperature Setback | 0.2266% | 0 | 7.5836 | Residential_2020_Technical_million_m3_Before Competition Groups_Water Heater Temperature Setback
Residential | Res ¦ Home Energy Reports | 2020 | Technical | million_m3 | Before Competition Groups | 4.1839 | 0 | 0 | 3346.9363 | 0.0012501 | 33 | Residential_2020_Technical_million_m3_Before Competition Groups_33 | Home Energy Reports | 0.125% | 0 | 4.1839 | Residential_2020_Technical_million_m3_Before Competition Groups_Home Energy Reports
Residential | Res ¦ High Efficiency Gas Pool Heater | 2020 | Technical | million_m3 | Before Competition Groups | 3.3107 | 0 | 0 | 3346.9363 | 0.00098918 | 34 | Residential_2020_Technical_million_m3_Before Competition Groups_34 | High Efficiency Gas Pool Heater | 0.09892% | 0 | 3.3107 | Residential_2020_Technical_million_m3_Before Competition Groups_High Efficiency Gas Pool Heater
Residential | Res ¦ Clothes Drying Racks | 2020 | Technical | million_m3 | Before Competition Groups | 1.3071 | 0 | 0 | 3346.9363 | 0.00039054 | 35 | Residential_2020_Technical_million_m3_Before Competition Groups_35 | Clothes Drying Racks | 0.03905% | 0 | 1.3071 | Residential_2020_Technical_million_m3_Before Competition Groups_Clothes Drying Racks
Residential | Res ¦ Minimize Hot and Warm Clothes Wash | 2020 | Technical | million_m3 | Before Competition Groups | 1.1318 | 0 | 0 | 3346.9363 | 0.00033815 | 36 | Residential_2020_Technical_million_m3_Before Competition Groups_36 | Minimize Hot and Warm Clothes Wash | 0.03382% | 0 | 1.1318 | Residential_2020_Technical_million_m3_Before Competition Groups_Minimize Hot and Warm Clothes Wash
Residential | Res ¦ Energy Star Clothes Dryer | 2020 | Technical | million_m3 | Before Competition Groups | 0.38759 | 0 | 0 | 3346.9363 | 0.0001158 | 37 | Residential_2020_Technical_million_m3_Before Competition Groups_37 | Energy Star Clothes Dryer | 0.01158% | 0 | 0.38759 | Residential_2020_Technical_million_m3_Before Competition Groups_Energy Star Clothes Dryer
Residential | Res ¦ Energy Star Clothes Washer | 2020 | Technical | million_m3 | Before Competition Groups | 0.22179 | 0 | 0 | 3346.9363 | 6.6265e-05 | 38 | Residential_2020_Technical_million_m3_Before Competition Groups_38 | Energy Star Clothes Washer | 0.006627% | 0 | 0.22179 | Residential_2020_Technical_million_m3_Before Competition Groups_Energy Star Clothes Washer
Residential | Res ¦ Solar Water Preheat (Pools/DHW) | 2020 | Technical | million_m3 | Before Competition Groups | 0.1333 | 0 | 0 | 3346.9363 | 3.9828e-05 | 39 | Residential_2020_Technical_million_m3_Before Competition Groups_39 | Solar Water Preheat (Pools/DHW) | 0.003983% | 0 | 0.1333 | Residential_2020_Technical_million_m3_Before Competition Groups_Solar Water Preheat (Pools/DHW)
Residential | Res ¦ Air Sealing | 2021 | Economic | million_m3 | Before Competition Groups | 662.5116 | 0 | 0 | 2136.4412 | 0.3101 | 1 | Residential_2021_Economic_million_m3_Before Competition Groups_1 | Air Sealing | 31.01% | 0 | 662.5116 | Residential_2021_Economic_million_m3_Before Competition Groups_Air Sealing
Residential | Res ¦ Adaptive Thermostat | 2021 | Economic | million_m3 | Before Competition Groups | 494.358 | 0 | 0 | 2136.4412 | 0.23139 | 2 | Residential_2021_Economic_million_m3_Before Competition Groups_2 | Adaptive Thermostat | 23.14% | 0 | 494.358 | Residential_2021_Economic_million_m3_Before Competition Groups_Adaptive Thermostat
Residential | Res ¦ Comprehensive Draft Proofing | 2021 | Economic | million_m3 | Before Competition Groups | 199.5109 | 0 | 0 | 2136.4412 | 0.093385 | 3 | Residential_2021_Economic_million_m3_Before Competition Groups_3 | Comprehensive Draft Proofing | 9.338% | 0 | 199.5109 | Residential_2021_Economic_million_m3_Before Competition Groups_Comprehensive Draft Proofing
Residential | Res ¦ Attic Insulation | 2021 | Economic | million_m3 | Before Competition Groups | 161.763 | 0 | 0 | 2136.4412 | 0.075716 | 4 | Residential_2021_Economic_million_m3_Before Competition Groups_4 | Attic Insulation | 7.572% | 0 | 161.763 | Residential_2021_Economic_million_m3_Before Competition Groups_Attic Insulation
Residential | Res ¦ Basement Wall Insulation | 2021 | Economic | million_m3 | Before Competition Groups | 134.4687 | 0 | 0 | 2136.4412 | 0.06294 | 5 | Residential_2021_Economic_million_m3_Before Competition Groups_5 | Basement Wall Insulation | 6.294% | 0 | 134.4687 | Residential_2021_Economic_million_m3_Before Competition Groups_Basement Wall Insulation
Residential | Res ¦ Advanced BAS/Controllers | 2021 | Economic | million_m3 | Before Competition Groups | 82.1757 | 0 | 0 | 2136.4412 | 0.038464 | 6 | Residential_2021_Economic_million_m3_Before Competition Groups_6 | Advanced BAS/Controllers | 3.846% | 0 | 82.1757 | Residential_2021_Economic_million_m3_Before Competition Groups_Advanced BAS/Controllers
Residential | Res ¦ Building Recommissioning, Operations and Maintenance (O&M) Improvements | 2021 | Economic | million_m3 | Before Competition Groups | 67.907 | 0 | 0 | 2136.4412 | 0.031785 | 7 | Residential_2021_Economic_million_m3_Before Competition Groups_7 | Building Recommissioning, Operations and Maintenance (O&M) Improvements | 3.179% | 0 | 67.907 | Residential_2021_Economic_million_m3_Before Competition Groups_Building Recommissioning, Operations and Maintenance (O&M) Improvements
Residential | Res ¦ Floor Insulation | 2021 | Economic | million_m3 | Before Competition Groups | 52.9685 | 0 | 0 | 2136.4412 | 0.024793 | 8 | Residential_2021_Economic_million_m3_Before Competition Groups_8 | Floor Insulation | 2.479% | 0 | 52.9685 | Residential_2021_Economic_million_m3_Before Competition Groups_Floor Insulation
Residential | Res ¦ Duct Insulation | 2021 | Economic | million_m3 | Before Competition Groups | 42.5644 | 0 | 0 | 2136.4412 | 0.019923 | 9 | Residential_2021_Economic_million_m3_Before Competition Groups_9 | Duct Insulation | 1.992% | 0 | 42.5644 | Residential_2021_Economic_million_m3_Before Competition Groups_Duct Insulation
Residential | Res ¦ Duct Insulation MF | 2021 | Economic | million_m3 | Before Competition Groups | 38.1233 | 0 | 0 | 2136.4412 | 0.017844 | 10 | Residential_2021_Economic_million_m3_Before Competition Groups_10 | Duct Insulation MF | 1.784% | 0 | 38.1233 | Residential_2021_Economic_million_m3_Before Competition Groups_Duct Insulation MF
Residential | Res ¦ Demand Control Ventilation | 2021 | Economic | million_m3 | Before Competition Groups | 36.833 | 0 | 0 | 2136.4412 | 0.01724 | 11 | Residential_2021_Economic_million_m3_Before Competition Groups_11 | Demand Control Ventilation | 1.724% | 0 | 36.833 | Residential_2021_Economic_million_m3_Before Competition Groups_Demand Control Ventilation
Residential | Res ¦ Heat Recovery Ventilator | 2021 | Economic | million_m3 | Before Competition Groups | 29.487 | 0 | 0 | 2136.4412 | 0.013802 | 12 | Residential_2021_Economic_million_m3_Before Competition Groups_12 | Heat Recovery Ventilator | 1.38% | 0 | 29.487 | Residential_2021_Economic_million_m3_Before Competition Groups_Heat Recovery Ventilator
Residential | Res ¦ High Efficiency Fireplace with Pilotless Ignition | 2021 | Economic | million_m3 | Before Competition Groups | 29.2166 | 0 | 0 | 2136.4412 | 0.013675 | 13 | Residential_2021_Economic_million_m3_Before Competition Groups_13 | High Efficiency Fireplace with Pilotless Ignition | 1.368% | 0 | 29.2166 | Residential_2021_Economic_million_m3_Before Competition Groups_High Efficiency Fireplace with Pilotless Ignition
Residential | Res ¦ Condensing Boiler | 2021 | Economic | million_m3 | Before Competition Groups | 20.7047 | 0 | 0 | 2136.4412 | 0.0096912 | 14 | Residential_2021_Economic_million_m3_Before Competition Groups_14 | Condensing Boiler | 0.9691% | 0 | 20.7047 | Residential_2021_Economic_million_m3_Before Competition Groups_Condensing Boiler
Residential | Res ¦ Condensing Make Up Air Unit | 2021 | Economic | million_m3 | Before Competition Groups | 20.144 | 0 | 0 | 2136.4412 | 0.0094288 | 15 | Residential_2021_Economic_million_m3_Before Competition Groups_15 | Condensing Make Up Air Unit | 0.9429% | 0 | 20.144 | Residential_2021_Economic_million_m3_Before Competition Groups_Condensing Make Up Air Unit
Residential | Res ¦ High Efficiency Condensing Furnace | 2021 | Economic | million_m3 | Before Competition Groups | 19.7708 | 0 | 0 | 2136.4412 | 0.0092541 | 16 | Residential_2021_Economic_million_m3_Before Competition Groups_16 | High Efficiency Condensing Furnace | 0.9254% | 0 | 19.7708 | Residential_2021_Economic_million_m3_Before Competition Groups_High Efficiency Condensing Furnace
Residential | Res ¦ Pool Cover | 2021 | Economic | million_m3 | Before Competition Groups | 16.7731 | 0 | 0 | 2136.4412 | 0.007851 | 17 | Residential_2021_Economic_million_m3_Before Competition Groups_17 | Pool Cover | 0.7851% | 0 | 16.7731 | Residential_2021_Economic_million_m3_Before Competition Groups_Pool Cover
Residential | Res ¦ Wall Insulation | 2021 | Economic | million_m3 | Before Competition Groups | 16.3479 | 0 | 0 | 2136.4412 | 0.0076519 | 18 | Residential_2021_Economic_million_m3_Before Competition Groups_18 | Wall Insulation | 0.7652% | 0 | 16.3479 | Residential_2021_Economic_million_m3_Before Competition Groups_Wall Insulation
Residential | Res ¦ Wall Insulation MF | 2021 | Economic | million_m3 | Before Competition Groups | 8.3245 | 0 | 0 | 2136.4412 | 0.0038964 | 19 | Residential_2021_Economic_million_m3_Before Competition Groups_19 | Wall Insulation MF | 0.3896% | 0 | 8.3245 | Residential_2021_Economic_million_m3_Before Competition Groups_Wall Insulation MF
Residential | Res ¦ Clothes Drying Racks | 2021 | Economic | million_m3 | Before Competition Groups | 1.2865 | 0 | 0 | 2136.4412 | 0.00060215 | 20 | Residential_2021_Economic_million_m3_Before Competition Groups_20 | Clothes Drying Racks | 0.06021% | 0 | 1.2865 | Residential_2021_Economic_million_m3_Before Competition Groups_Clothes Drying Racks
Residential | Res ¦ Minimize Hot and Warm Clothes Wash | 2021 | Economic | million_m3 | Before Competition Groups | 1.1139 | 0 | 0 | 2136.4412 | 0.00052138 | 21 | Residential_2021_Economic_million_m3_Before Competition Groups_21 | Minimize Hot and Warm Clothes Wash | 0.05214% | 0 | 1.1139 | Residential_2021_Economic_million_m3_Before Competition Groups_Minimize Hot and Warm Clothes Wash
Residential | Res ¦ Home Energy Reports | 2021 | Economic | million_m3 | Before Competition Groups | 0.088229 | 0 | 0 | 2136.4412 | 4.1297e-05 | 22 | Residential_2021_Economic_million_m3_Before Competition Groups_22 | Home Energy Reports | 0.00413% | 0 | 0.088229 | Residential_2021_Economic_million_m3_Before Competition Groups_Home Energy Reports
Residential | Res ¦ Energy Star Clothes Washer | 2021 | Economic | million_m3 | Before Competition Groups | 0 | 0 | 0 | 2136.4412 | 0 | 23 | Residential_2021_Economic_million_m3_Before Competition Groups_23 | Energy Star Clothes Washer | 0% | 0 | 0 | Residential_2021_Economic_million_m3_Before Competition Groups_Energy Star Clothes Washer
Residential | Res ¦ Water Heater Temperature Setback | 2021 | Economic | million_m3 | Before Competition Groups | 0 | 0 | 0 | 2136.4412 | 0 | 24 | Residential_2021_Economic_million_m3_Before Competition Groups_24 | Water Heater Temperature Setback | 0% | 0 | 0 | Residential_2021_Economic_million_m3_Before Competition Groups_Water Heater Temperature Setback
Residential | Res ¦ Comprehensive Draft Proofing | 2021 | SC A | million_m3 | Before Competition Groups | 14.2235 | 0 | 0 | 78.5598 | 0.18105 | 1 | Residential_2021_SC A_million_m3_Before Competition Groups_1 | Comprehensive Draft Proofing | 18.11% | 0 | 14.2235 | Residential_2021_SC A_million_m3_Before Competition Groups_Comprehensive Draft Proofing
Residential | Res ¦ Adaptive Thermostat | 2021 | SC A | million_m3 | Before Competition Groups | 13.8742 | 0 | 0 | 78.5598 | 0.17661 | 2 | Residential_2021_SC A_million_m3_Before Competition Groups_2 | Adaptive Thermostat | 17.66% | 0 | 13.8742 | Residential_2021_SC A_million_m3_Before Competition Groups_Adaptive Thermostat
Residential | Res ¦ High Efficiency Fireplace with Pilotless Ignition | 2021 | SC A | million_m3 | Before Competition Groups | 12.9517 | 0 | 0 | 78.5598 | 0.16486 | 3 | Residential_2021_SC A_million_m3_Before Competition Groups_3 | High Efficiency Fireplace with Pilotless Ignition | 16.49% | 0 | 12.9517 | Residential_2021_SC A_million_m3_Before Competition Groups_High Efficiency Fireplace with Pilotless Ignition
Residential | Res ¦ Air Sealing | 2021 | SC A | million_m3 | Before Competition Groups | 10.1216 | 0 | 0 | 78.5598 | 0.12884 | 4 | Residential_2021_SC A_million_m3_Before Competition Groups_4 | Air Sealing | 12.88% | 0 | 10.1216 | Residential_2021_SC A_million_m3_Before Competition Groups_Air Sealing
Residential | Res ¦ Advanced BAS/Controllers | 2021 | SC A | million_m3 | Before Competition Groups | 6.0084 | 0 | 0 | 78.5598 | 0.076482 | 5 | Residential_2021_SC A_million_m3_Before Competition Groups_5 | Advanced BAS/Controllers | 7.648% | 0 | 6.0084 | Residential_2021_SC A_million_m3_Before Competition Groups_Advanced BAS/Controllers
Residential | Res ¦ Building Recommissioning, Operations and Maintenance (O&M) Improvements | 2021 | SC A | million_m3 | Before Competition Groups | 4.9651 | 0 | 0 | 78.5598 | 0.063202 | 6 | Residential_2021_SC A_million_m3_Before Competition Groups_6 | Building Recommissioning, Operations and Maintenance (O&M) Improvements | 6.32% | 0 | 4.9651 | Residential_2021_SC A_million_m3_Before Competition Groups_Building Recommissioning, Operations and Maintenance (O&M) Improvements
Residential | Res ¦ Basement Wall Insulation | 2021 | SC A | million_m3 | Before Competition Groups | 4.4465 | 0 | 0 | 78.5598 | 0.0566 | 7 | Residential_2021_SC A_million_m3_Before Competition Groups_7 | Basement Wall Insulation | 5.66% | 0 | 4.4465 | Residential_2021_SC A_million_m3_Before Competition Groups_Basement Wall Insulation
Residential | Res ¦ Condensing Make Up Air Unit | 2021 | SC A | million_m3 | Before Competition Groups | 3.2887 | 0 | 0 | 78.5598 | 0.041863 | 8 | Residential_2021_SC A_million_m3_Before Competition Groups_8 | Condensing Make Up Air Unit | 4.186% | 0 | 3.2887 | Residential_2021_SC A_million_m3_Before Competition Groups_Condensing Make Up Air Unit
Residential | Res ¦ Attic Insulation | 2021 | SC A | million_m3 | Before Competition Groups | 3.0745 | 0 | 0 | 78.5598 | 0.039136 | 9 | Residential_2021_SC A_million_m3_Before Competition Groups_9 | Attic Insulation | 3.914% | 0 | 3.0745 | Residential_2021_SC A_million_m3_Before Competition Groups_Attic Insulation
Residential | Res ¦ Demand Control Ventilation | 2021 | SC A | million_m3 | Before Competition Groups | 2.0375 | 0 | 0 | 78.5598 | 0.025935 | 10 | Residential_2021_SC A_million_m3_Before Competition Groups_10 | Demand Control Ventilation | 2.594% | 0 | 2.0375 | Residential_2021_SC A_million_m3_Before Competition Groups_Demand Control Ventilation
Residential | Res ¦ High Efficiency Condensing Furnace | 2021 | SC A | million_m3 | Before Competition Groups | 1.1056 | 0 | 0 | 78.5598 | 0.014074 | 11 | Residential_2021_SC A_million_m3_Before Competition Groups_11 | High Efficiency Condensing Furnace | 1.407% | 0 | 1.1056 | Residential_2021_SC A_million_m3_Before Competition Groups_High Efficiency Condensing Furnace
Residential | Res ¦ Condensing Boiler | 2021 | SC A | million_m3 | Before Competition Groups | 1.0927 | 0 | 0 | 78.5598 | 0.013909 | 12 | Residential_2021_SC A_million_m3_Before Competition Groups_12 | Condensing Boiler | 1.391% | 0 | 1.0927 | Residential_2021_SC A_million_m3_Before Competition Groups_Condensing Boiler
Residential | Res ¦ Duct Insulation MF | 2021 | SC A | million_m3 | Before Competition Groups | 0.34382 | 0 | 0 | 78.5598 | 0.0043765 | 13 | Residential_2021_SC A_million_m3_Before Competition Groups_13 | Duct Insulation MF | 0.4377% | 0 | 0.34382 | Residential_2021_SC A_million_m3_Before Competition Groups_Duct Insulation MF
Residential | Res ¦ Wall Insulation MF | 2021 | SC A | million_m3 | Before Competition Groups | 0.2792 | 0 | 0 | 78.5598 | 0.003554 | 14 | Residential_2021_SC A_million_m3_Before Competition Groups_14 | Wall Insulation MF | 0.3554% | 0 | 0.2792 | Residential_2021_SC A_million_m3_Before Competition Groups_Wall Insulation MF
Residential | Res ¦ Heat Recovery Ventilator | 2021 | SC A | million_m3 | Before Competition Groups | 0.23413 | 0 | 0 | 78.5598 | 0.0029803 | 15 | Residential_2021_SC A_million_m3_Before Competition Groups_15 | Heat Recovery Ventilator | 0.298% | 0 | 0.23413 | Residential_2021_SC A_million_m3_Before Competition Groups_Heat Recovery Ventilator
Residential | Res ¦ Duct Insulation | 2021 | SC A | million_m3 | Before Competition Groups | 0.15175 | 0 | 0 | 78.5598 | 0.0019316 | 16 | Residential_2021_SC A_million_m3_Before Competition Groups_16 | Duct Insulation | 0.1932% | 0 | 0.15175 | Residential_2021_SC A_million_m3_Before Competition Groups_Duct Insulation
Residential | Res ¦ Floor Insulation | 2021 | SC A | million_m3 | Before Competition Groups | 0.12835 | 0 | 0 | 78.5598 | 0.0016338 | 17 | Residential_2021_SC A_million_m3_Before Competition Groups_17 | Floor Insulation | 0.1634% | 0 | 0.12835 | Residential_2021_SC A_million_m3_Before Competition Groups_Floor Insulation
Residential | Res ¦ Minimize Hot and Warm Clothes Wash | 2021 | SC A | million_m3 | Before Competition Groups | 0.12745 | 0 | 0 | 78.5598 | 0.0016224 | 18 | Residential_2021_SC A_million_m3_Before Competition Groups_18 | Minimize Hot and Warm Clothes Wash | 0.1622% | 0 | 0.12745 | Residential_2021_SC A_million_m3_Before Competition Groups_Minimize Hot and Warm Clothes Wash
Residential | Res ¦ Pool Cover | 2021 | SC A | million_m3 | Before Competition Groups | 0.058718 | 0 | 0 | 78.5598 | 0.00074743 | 19 | Residential_2021_SC A_million_m3_Before Competition Groups_19 | Pool Cover | 0.07474% | 0 | 0.058718 | Residential_2021_SC A_million_m3_Before Competition Groups_Pool Cover
Residential | Res ¦ Wall Insulation | 2021 | SC A | million_m3 | Before Competition Groups | 0.037372 | 0 | 0 | 78.5598 | 0.00047571 | 20 | Residential_2021_SC A_million_m3_Before Competition Groups_20 | Wall Insulation | 0.04757% | 0 | 0.037372 | Residential_2021_SC A_million_m3_Before Competition Groups_Wall Insulation
Residential | Res ¦ Home Energy Reports | 2021 | SC A | million_m3 | Before Competition Groups | 0.008832 | 0 | 0 | 78.5598 | 0.00011242 | 21 | Residential_2021_SC A_million_m3_Before Competition Groups_21 | Home Energy Reports | 0.01124% | 0 | 0.008832 | Residential_2021_SC A_million_m3_Before Competition Groups_Home Energy Reports
Residential | Res ¦ Clothes Drying Racks | 2021 | SC A | million_m3 | Before Competition Groups | 5.1547e-05 | 0 | 0 | 78.5598 | 6.5615e-07 | 22 | Residential_2021_SC A_million_m3_Before Competition Groups_22 | Clothes Drying Racks | 6.561e-05% | 0 | 5.1547e-05 | Residential_2021_SC A_million_m3_Before Competition Groups_Clothes Drying Racks
Residential | Res ¦ Energy Star Clothes Washer | 2021 | SC A | million_m3 | Before Competition Groups | 0 | 0 | 0 | 78.5598 | 0 | 23 | Residential_2021_SC A_million_m3_Before Competition Groups_23 | Energy Star Clothes Washer | 0% | 0 | 0 | Residential_2021_SC A_million_m3_Before Competition Groups_Energy Star Clothes Washer
Residential | Res ¦ Water Heater Temperature Setback | 2021 | SC A | million_m3 | Before Competition Groups | 0 | 0 | 0 | 78.5598 | 0 | 24 | Residential_2021_SC A_million_m3_Before Competition Groups_24 | Water Heater Temperature Setback | 0% | 0 | 0 | Residential_2021_SC A_million_m3_Before Competition Groups_Water Heater Temperature Setback
Residential | Res ¦ Comprehensive Draft Proofing | 2021 | SC B | million_m3 | Before Competition Groups | 39.0906 | 0 | 0 | 175.1296 | 0.22321 | 1 | Residential_2021_SC B_million_m3_Before Competition Groups_1 | Comprehensive Draft Proofing | 22.32% | 0 | 39.0906 | Residential_2021_SC B_million_m3_Before Competition Groups_Comprehensive Draft Proofing
Residential | Res ¦ Adaptive Thermostat | 2021 | SC B | million_m3 | Before Competition Groups | 26.2839 | 0 | 0 | 175.1296 | 0.15008 | 2 | Residential_2021_SC B_million_m3_Before Competition Groups_2 | Adaptive Thermostat | 15.01% | 0 | 26.2839 | Residential_2021_SC B_million_m3_Before Competition Groups_Adaptive Thermostat
Residential | Res ¦ Air Sealing | 2021 | SC B | million_m3 | Before Competition Groups | 22.2153 | 0 | 0 | 175.1296 | 0.12685 | 3 | Residential_2021_SC B_million_m3_Before Competition Groups_3 | Air Sealing | 12.69% | 0 | 22.2153 | Residential_2021_SC B_million_m3_Before Competition Groups_Air Sealing
Residential | Res ¦ Advanced BAS/Controllers | 2021 | SC B | million_m3 | Before Competition Groups | 16.1005 | 0 | 0 | 175.1296 | 0.091935 | 4 | Residential_2021_SC B_million_m3_Before Competition Groups_4 | Advanced BAS/Controllers | 9.193% | 0 | 16.1005 | Residential_2021_SC B_million_m3_Before Competition Groups_Advanced BAS/Controllers
Residential | Res ¦ High Efficiency Fireplace with Pilotless Ignition | 2021 | SC B | million_m3 | Before Competition Groups | 14.2688 | 0 | 0 | 175.1296 | 0.081476 | 5 | Residential_2021_SC B_million_m3_Before Competition Groups_5 | High Efficiency Fireplace with Pilotless Ignition | 8.148% | 0 | 14.2688 | Residential_2021_SC B_million_m3_Before Competition Groups_High Efficiency Fireplace with Pilotless Ignition
Residential | Res ¦ Building Recommissioning, Operations and Maintenance (O&M) Improvements | 2021 | SC B | million_m3 | Before Competition Groups | 13.3051 | 0 | 0 | 175.1296 | 0.075973 | 6 | Residential_2021_SC B_million_m3_Before Competition Groups_6 | Building Recommissioning, Operations and Maintenance (O&M) Improvements | 7.597% | 0 | 13.3051 | Residential_2021_SC B_million_m3_Before Competition Groups_Building Recommissioning, Operations and Maintenance (O&M) Improvements
Residential | Res ¦ High Efficiency Condensing Furnace | 2021 | SC B | million_m3 | Before Competition Groups | 11.191 | 0 | 0 | 175.1296 | 0.063901 | 7 | Residential_2021_SC B_million_m3_Before Competition Groups_7 | High Efficiency Condensing Furnace | 6.39% | 0 | 11.191 | Residential_2021_SC B_million_m3_Before Competition Groups_High Efficiency Condensing Furnace
Residential | Res ¦ Demand Control Ventilation | 2021 | SC B | million_m3 | Before Competition Groups | 7.2161 | 0 | 0 | 175.1296 | 0.041204 | 8 | Residential_2021_SC B_million_m3_Before Competition Groups_8 | Demand Control Ventilation | 4.12% | 0 | 7.2161 | Residential_2021_SC B_million_m3_Before Competition Groups_Demand Control Ventilation
Residential | Res ¦ Attic Insulation | 2021 | SC B | million_m3 | Before Competition Groups | 5.4243 | 0 | 0 | 175.1296 | 0.030973 | 9 | Residential_2021_SC B_million_m3_Before Competition Groups_9 | Attic Insulation | 3.097% | 0 | 5.4243 | Residential_2021_SC B_million_m3_Before Competition Groups_Attic Insulation
Residential | Res ¦ Basement Wall Insulation | 2021 | SC B | million_m3 | Before Competition Groups | 4.5093 | 0 | 0 | 175.1296 | 0.025749 | 10 | Residential_2021_SC B_million_m3_Before Competition Groups_10 | Basement Wall Insulation | 2.575% | 0 | 4.5093 | Residential_2021_SC B_million_m3_Before Competition Groups_Basement Wall Insulation
Residential | Res ¦ Condensing Make Up Air Unit | 2021 | SC B | million_m3 | Before Competition Groups | 4.2151 | 0 | 0 | 175.1296 | 0.024069 | 11 | Residential_2021_SC B_million_m3_Before Competition Groups_11 | Condensing Make Up Air Unit | 2.407% | 0 | 4.2151 | Residential_2021_SC B_million_m3_Before Competition Groups_Condensing Make Up Air Unit
Residential | Res ¦ Condensing Boiler | 2021 | SC B | million_m3 | Before Competition Groups | 3.4198 | 0 | 0 | 175.1296 | 0.019527 | 12 | Residential_2021_SC B_million_m3_Before Competition Groups_12 | Condensing Boiler | 1.953% | 0 | 3.4198 | Residential_2021_SC B_million_m3_Before Competition Groups_Condensing Boiler
Residential | Res ¦ Floor Insulation | 2021 | SC B | million_m3 | Before Competition Groups | 1.7752 | 0 | 0 | 175.1296 | 0.010136 | 13 | Residential_2021_SC B_million_m3_Before Competition Groups_13 | Floor Insulation | 1.014% | 0 | 1.7752 | Residential_2021_SC B_million_m3_Before Competition Groups_Floor Insulation
Residential | Res ¦ Heat Recovery Ventilator | 2021 | SC B | million_m3 | Before Competition Groups | 1.3304 | 0 | 0 | 175.1296 | 0.0075965 | 14 | Residential_2021_SC B_million_m3_Before Competition Groups_14 | Heat Recovery Ventilator | 0.7597% | 0 | 1.3304 | Residential_2021_SC B_million_m3_Before Competition Groups_Heat Recovery Ventilator
Residential | Res ¦ Duct Insulation | 2021 | SC B | million_m3 | Before Competition Groups | 1.3172 | 0 | 0 | 175.1296 | 0.0075213 | 15 | Residential_2021_SC B_million_m3_Before Competition Groups_15 | Duct Insulation | 0.7521% | 0 | 1.3172 | Residential_2021_SC B_million_m3_Before Competition Groups_Duct Insulation
Residential | Res ¦ Duct Insulation MF | 2021 | SC B | million_m3 | Before Competition Groups | 1.2781 | 0 | 0 | 175.1296 | 0.007298 | 16 | Residential_2021_SC B_million_m3_Before Competition Groups_16 | Duct Insulation MF | 0.7298% | 0 | 1.2781 | Residential_2021_SC B_million_m3_Before Competition Groups_Duct Insulation MF
Residential | Res ¦ Pool Cover | 2021 | SC B | million_m3 | Before Competition Groups | 0.97431 | 0 | 0 | 175.1296 | 0.0055634 | 17 | Residential_2021_SC B_million_m3_Before Competition Groups_17 | Pool Cover | 0.5563% | 0 | 0.97431 | Residential_2021_SC B_million_m3_Before Competition Groups_Pool Cover
Residential | Res ¦ Wall Insulation | 2021 | SC B | million_m3 | Before Competition Groups | 0.54793 | 0 | 0 | 175.1296 | 0.0031287 | 18 | Residential_2021_SC B_million_m3_Before Competition Groups_18 | Wall Insulation | 0.3129% | 0 | 0.54793 | Residential_2021_SC B_million_m3_Before Competition Groups_Wall Insulation
Residential | Res ¦ Wall Insulation MF | 2021 | SC B | million_m3 | Before Competition Groups | 0.27919 | 0 | 0 | 175.1296 | 0.0015942 | 19 | Residential_2021_SC B_million_m3_Before Competition Groups_19 | Wall Insulation MF | 0.1594% | 0 | 0.27919 | Residential_2021_SC B_million_m3_Before Competition Groups_Wall Insulation MF
Residential | Res ¦ Clothes Drying Racks | 2021 | SC B | million_m3 | Before Competition Groups | 0.25136 | 0 | 0 | 175.1296 | 0.0014353 | 20 | Residential_2021_SC B_million_m3_Before Competition Groups_20 | Clothes Drying Racks | 0.1435% | 0 | 0.25136 | Residential_2021_SC B_million_m3_Before Competition Groups_Clothes Drying Racks
Residential | Res ¦ Minimize Hot and Warm Clothes Wash | 2021 | SC B | million_m3 | Before Competition Groups | 0.12745 | 0 | 0 | 175.1296 | 0.00072777 | 21 | Residential_2021_SC B_million_m3_Before Competition Groups_21 | Minimize Hot and Warm Clothes Wash | 0.07278% | 0 | 0.12745 | Residential_2021_SC B_million_m3_Before Competition Groups_Minimize Hot and Warm Clothes Wash
Residential | Res ¦ Home Energy Reports | 2021 | SC B | million_m3 | Before Competition Groups | 0.008832 | 0 | 0 | 175.1296 | 5.0431e-05 | 22 | Residential_2021_SC B_million_m3_Before Competition Groups_22 | Home Energy Reports | 0.005043% | 0 | 0.008832 | Residential_2021_SC B_million_m3_Before Competition Groups_Home Energy Reports
Residential | Res ¦ Energy Star Clothes Washer | 2021 | SC B | million_m3 | Before Competition Groups | 0 | 0 | 0 | 175.1296 | 0 | 23 | Residential_2021_SC B_million_m3_Before Competition Groups_23 | Energy Star Clothes Washer | 0% | 0 | 0 | Residential_2021_SC B_million_m3_Before Competition Groups_Energy Star Clothes Washer
Residential | Res ¦ Water Heater Temperature Setback | 2021 | SC B | million_m3 | Before Competition Groups | 0 | 0 | 0 | 175.1296 | 0 | 24 | Residential_2021_SC B_million_m3_Before Competition Groups_24 | Water Heater Temperature Setback | 0% | 0 | 0 | Residential_2021_SC B_million_m3_Before Competition Groups_Water Heater Temperature Setback
Residential | Res ¦ Adaptive Thermostat | 2021 | SC C | million_m3 | Before Competition Groups | 16.5529 | 0 | 0 | 87.5861 | 0.18899 | 1 | Residential_2021_SC C_million_m3_Before Competition Groups_1 | Adaptive Thermostat | 18.9% | 0 | 16.5529 | Residential_2021_SC C_million_m3_Before Competition Groups_Adaptive Thermostat
Residential | Res ¦ Comprehensive Draft Proofing | 2021 | SC C | million_m3 | Before Competition Groups | 14.5876 | 0 | 0 | 87.5861 | 0.16655 | 2 | Residential_2021_SC C_million_m3_Before Competition Groups_2 | Comprehensive Draft Proofing | 16.66% | 0 | 14.5876 | Residential_2021_SC C_million_m3_Before Competition Groups_Comprehensive Draft Proofing
Residential | Res ¦ High Efficiency Fireplace with Pilotless Ignition | 2021 | SC C | million_m3 | Before Competition Groups | 13.4482 | 0 | 0 | 87.5861 | 0.15354 | 3 | Residential_2021_SC C_million_m3_Before Competition Groups_3 | High Efficiency Fireplace with Pilotless Ignition | 15.35% | 0 | 13.4482 | Residential_2021_SC C_million_m3_Before Competition Groups_High Efficiency Fireplace with Pilotless Ignition
Residential | Res ¦ Air Sealing | 2021 | SC C | million_m3 | Before Competition Groups | 12.4056 | 0 | 0 | 87.5861 | 0.14164 | 4 | Residential_2021_SC C_million_m3_Before Competition Groups_4 | Air Sealing | 14.16% | 0 | 12.4056 | Residential_2021_SC C_million_m3_Before Competition Groups_Air Sealing
Residential | Res ¦ Advanced BAS/Controllers | 2021 | SC C | million_m3 | Before Competition Groups | 6.0084 | 0 | 0 | 87.5861 | 0.0686 | 5 | Residential_2021_SC C_million_m3_Before Competition Groups_5 | Advanced BAS/Controllers | 6.86% | 0 | 6.0084 | Residential_2021_SC C_million_m3_Before Competition Groups_Advanced BAS/Controllers
Residential | Res ¦ Building Recommissioning, Operations and Maintenance (O&M) Improvements | 2021 | SC C | million_m3 | Before Competition Groups | 4.9651 | 0 | 0 | 87.5861 | 0.056689 | 6 | Residential_2021_SC C_million_m3_Before Competition Groups_6 | Building Recommissioning, Operations and Maintenance (O&M) Improvements | 5.669% | 0 | 4.9651 | Residential_2021_SC C_million_m3_Before Competition Groups_Building Recommissioning, Operations and Maintenance (O&M) Improvements
Residential | Res ¦ Basement Wall Insulation | 2021 | SC C | million_m3 | Before Competition Groups | 4.5101 | 0 | 0 | 87.5861 | 0.051493 | 7 | Residential_2021_SC C_million_m3_Before Competition Groups_7 | Basement Wall Insulation | 5.149% | 0 | 4.5101 | Residential_2021_SC C_million_m3_Before Competition Groups_Basement Wall Insulation
Residential | Res ¦ Attic Insulation | 2021 | SC C | million_m3 | Before Competition Groups | 4.3604 | 0 | 0 | 87.5861 | 0.049784 | 8 | Residential_2021_SC C_million_m3_Before Competition Groups_8 | Attic Insulation | 4.978% | 0 | 4.3604 | Residential_2021_SC C_million_m3_Before Competition Groups_Attic Insulation
Residential | Res ¦ Condensing Make Up Air Unit | 2021 | SC C | million_m3 | Before Competition Groups | 3.6167 | 0 | 0 | 87.5861 | 0.041293 | 9 | Residential_2021_SC C_million_m3_Before Competition Groups_9 | Condensing Make Up Air Unit | 4.129% | 0 | 3.6167 | Residential_2021_SC C_million_m3_Before Competition Groups_Condensing Make Up Air Unit
Residential | Res ¦ Demand Control Ventilation | 2021 | SC C | million_m3 | Before Competition Groups | 2.6931 | 0 | 0 | 87.5861 | 0.030748 | 10 | Residential_2021_SC C_million_m3_Before Competition Groups_10 | Demand Control Ventilation | 3.075% | 0 | 2.6931 | Residential_2021_SC C_million_m3_Before Competition Groups_Demand Control Ventilation
Residential | Res ¦ High Efficiency Condensing Furnace | 2021 | SC C | million_m3 | Before Competition Groups | 1.4125 | 0 | 0 | 87.5861 | 0.016127 | 11 | Residential_2021_SC C_million_m3_Before Competition Groups_11 | High Efficiency Condensing Furnace | 1.613% | 0 | 1.4125 | Residential_2021_SC C_million_m3_Before Competition Groups_High Efficiency Condensing Furnace
Residential | Res ¦ Condensing Boiler | 2021 | SC C | million_m3 | Before Competition Groups | 1.3862 | 0 | 0 | 87.5861 | 0.015827 | 12 | Residential_2021_SC C_million_m3_Before Competition Groups_12 | Condensing Boiler | 1.583% | 0 | 1.3862 | Residential_2021_SC C_million_m3_Before Competition Groups_Condensing Boiler
Residential | Res ¦ Duct Insulation MF | 2021 | SC C | million_m3 | Before Competition Groups | 0.43609 | 0 | 0 | 87.5861 | 0.004979 | 13 | Residential_2021_SC C_million_m3_Before Competition Groups_13 | Duct Insulation MF | 0.4979% | 0 | 0.43609 | Residential_2021_SC C_million_m3_Before Competition Groups_Duct Insulation MF
Residential | Res ¦ Heat Recovery Ventilator | 2021 | SC C | million_m3 | Before Competition Groups | 0.28361 | 0 | 0 | 87.5861 | 0.0032381 | 14 | Residential_2021_SC C_million_m3_Before Competition Groups_14 | Heat Recovery Ventilator | 0.3238% | 0 | 0.28361 | Residential_2021_SC C_million_m3_Before Competition Groups_Heat Recovery Ventilator
Residential | Res ¦ Wall Insulation MF | 2021 | SC C | million_m3 | Before Competition Groups | 0.2792 | 0 | 0 | 87.5861 | 0.0031878 | 15 | Residential_2021_SC C_million_m3_Before Competition Groups_15 | Wall Insulation MF | 0.3188% | 0 | 0.2792 | Residential_2021_SC C_million_m3_Before Competition Groups_Wall Insulation MF
Residential | Res ¦ Duct Insulation | 2021 | SC C | million_m3 | Before Competition Groups | 0.19355 | 0 | 0 | 87.5861 | 0.0022098 | 16 | Residential_2021_SC C_million_m3_Before Competition Groups_16 | Duct Insulation | 0.221% | 0 | 0.19355 | Residential_2021_SC C_million_m3_Before Competition Groups_Duct Insulation
Residential | Res ¦ Floor Insulation | 2021 | SC C | million_m3 | Before Competition Groups | 0.16219 | 0 | 0 | 87.5861 | 0.0018518 | 17 | Residential_2021_SC C_million_m3_Before Competition Groups_17 | Floor Insulation | 0.1852% | 0 | 0.16219 | Residential_2021_SC C_million_m3_Before Competition Groups_Floor Insulation
Residential | Res ¦ Minimize Hot and Warm Clothes Wash | 2021 | SC C | million_m3 | Before Competition Groups | 0.12745 | 0 | 0 | 87.5861 | 0.0014552 | 18 | Residential_2021_SC C_million_m3_Before Competition Groups_18 | Minimize Hot and Warm Clothes Wash | 0.1455% | 0 | 0.12745 | Residential_2021_SC C_million_m3_Before Competition Groups_Minimize Hot and Warm Clothes Wash
Residential | Res ¦ Pool Cover | 2021 | SC C | million_m3 | Before Competition Groups | 0.10243 | 0 | 0 | 87.5861 | 0.0011695 | 19 | Residential_2021_SC C_million_m3_Before Competition Groups_19 | Pool Cover | 0.117% | 0 | 0.10243 | Residential_2021_SC C_million_m3_Before Competition Groups_Pool Cover
Residential | Res ¦ Wall Insulation | 2021 | SC C | million_m3 | Before Competition Groups | 0.045833 | 0 | 0 | 87.5861 | 0.0005233 | 20 | Residential_2021_SC C_million_m3_Before Competition Groups_20 | Wall Insulation | 0.05233% | 0 | 0.045833 | Residential_2021_SC C_million_m3_Before Competition Groups_Wall Insulation
Residential | Res ¦ Home Energy Reports | 2021 | SC C | million_m3 | Before Competition Groups | 0.008832 | 0 | 0 | 87.5861 | 0.00010084 | 21 | Residential_2021_SC C_million_m3_Before Competition Groups_21 | Home Energy Reports | 0.01008% | 0 | 0.008832 | Residential_2021_SC C_million_m3_Before Competition Groups_Home Energy Reports
Residential | Res ¦ Clothes Drying Racks | 2021 | SC C | million_m3 | Before Competition Groups | 5.1547e-05 | 0 | 0 | 87.5861 | 5.8853e-07 | 22 | Residential_2021_SC C_million_m3_Before Competition Groups_22 | Clothes Drying Racks | 5.885e-05% | 0 | 5.1547e-05 | Residential_2021_SC C_million_m3_Before Competition Groups_Clothes Drying Racks
Residential | Res ¦ Energy Star Clothes Washer | 2021 | SC C | million_m3 | Before Competition Groups | 0 | 0 | 0 | 87.5861 | 0 | 23 | Residential_2021_SC C_million_m3_Before Competition Groups_23 | Energy Star Clothes Washer | 0% | 0 | 0 | Residential_2021_SC C_million_m3_Before Competition Groups_Energy Star Clothes Washer
Residential | Res ¦ Water Heater Temperature Setback | 2021 | SC C | million_m3 | Before Competition Groups | 0 | 0 | 0 | 87.5861 | 0 | 24 | Residential_2021_SC C_million_m3_Before Competition Groups_24 | Water Heater Temperature Setback | 0% | 0 | 0 | Residential_2021_SC C_million_m3_Before Competition Groups_Water Heater Temperature Setback
Residential | Res ¦ Air Sealing | 2021 | Technical | million_m3 | Before Competition Groups | 662.5116 | 0 | 0 | 3401.1339 | 0.19479 | 1 | Residential_2021_Technical_million_m3_Before Competition Groups_1 | Air Sealing | 19.48% | 0 | 662.5116 | Residential_2021_Technical_million_m3_Before Competition Groups_Air Sealing
Residential | Res ¦ Adaptive Thermostat | 2021 | Technical | million_m3 | Before Competition Groups | 494.358 | 0 | 0 | 3401.1339 | 0.14535 | 2 | Residential_2021_Technical_million_m3_Before Competition Groups_2 | Adaptive Thermostat | 14.54% | 0 | 494.358 | Residential_2021_Technical_million_m3_Before Competition Groups_Adaptive Thermostat
Residential | Res ¦ Energy Star Windows | 2021 | Technical | million_m3 | Before Competition Groups | 252.0809 | 0 | 0 | 3401.1339 | 0.074117 | 3 | Residential_2021_Technical_million_m3_Before Competition Groups_3 | Energy Star Windows | 7.412% | 0 | 252.0809 | Residential_2021_Technical_million_m3_Before Competition Groups_Energy Star Windows
Residential | Res ¦ Comprehensive Draft Proofing | 2021 | Technical | million_m3 | Before Competition Groups | 199.5109 | 0 | 0 | 3401.1339 | 0.05866 | 4 | Residential_2021_Technical_million_m3_Before Competition Groups_4 | Comprehensive Draft Proofing | 5.866% | 0 | 199.5109 | Residential_2021_Technical_million_m3_Before Competition Groups_Comprehensive Draft Proofing
Residential | Res ¦ Wall Insulation | 2021 | Technical | million_m3 | Before Competition Groups | 183.1861 | 0 | 0 | 3401.1339 | 0.05386 | 5 | Residential_2021_Technical_million_m3_Before Competition Groups_5 | Wall Insulation | 5.386% | 0 | 183.1861 | Residential_2021_Technical_million_m3_Before Competition Groups_Wall Insulation
Residential | Res ¦ Attic Insulation | 2021 | Technical | million_m3 | Before Competition Groups | 161.763 | 0 | 0 | 3401.1339 | 0.047561 | 6 | Residential_2021_Technical_million_m3_Before Competition Groups_6 | Attic Insulation | 4.756% | 0 | 161.763 | Residential_2021_Technical_million_m3_Before Competition Groups_Attic Insulation
Residential | Res ¦ DHW Recirculation Systems | 2021 | Technical | million_m3 | Before Competition Groups | 153.0468 | 0 | 0 | 3401.1339 | 0.044999 | 7 | Residential_2021_Technical_million_m3_Before Competition Groups_7 | DHW Recirculation Systems | 4.5% | 0 | 153.0468 | Residential_2021_Technical_million_m3_Before Competition Groups_DHW Recirculation Systems
Residential | Res ¦ Basement or Crawlspace Insulation | 2021 | Technical | million_m3 | Before Competition Groups | 137.4117 | 0 | 0 | 3401.1339 | 0.040402 | 8 | Residential_2021_Technical_million_m3_Before Competition Groups_8 | Basement or Crawlspace Insulation | 4.04% | 0 | 137.4117 | Residential_2021_Technical_million_m3_Before Competition Groups_Basement or Crawlspace Insulation
Residential | Res ¦ Basement Wall Insulation | 2021 | Technical | million_m3 | Before Competition Groups | 134.4687 | 0 | 0 | 3401.1339 | 0.039536 | 9 | Residential_2021_Technical_million_m3_Before Competition Groups_9 | Basement Wall Insulation | 3.954% | 0 | 134.4687 | Residential_2021_Technical_million_m3_Before Competition Groups_Basement Wall Insulation
Residential | Res ¦ Window Film | 2021 | Technical | million_m3 | Before Competition Groups | 94.5352 | 0 | 0 | 3401.1339 | 0.027795 | 10 | Residential_2021_Technical_million_m3_Before Competition Groups_10 | Window Film | 2.78% | 0 | 94.5352 | Residential_2021_Technical_million_m3_Before Competition Groups_Window Film
Residential | Res ¦ Furnace Tune Up | 2021 | Technical | million_m3 | Before Competition Groups | 91.376 | 0 | 0 | 3401.1339 | 0.026866 | 11 | Residential_2021_Technical_million_m3_Before Competition Groups_11 | Furnace Tune Up | 2.687% | 0 | 91.376 | Residential_2021_Technical_million_m3_Before Competition Groups_Furnace Tune Up
Residential | Res ¦ Advanced BAS/Controllers | 2021 | Technical | million_m3 | Before Competition Groups | 82.1757 | 0 | 0 | 3401.1339 | 0.024161 | 12 | Residential_2021_Technical_million_m3_Before Competition Groups_12 | Advanced BAS/Controllers | 2.416% | 0 | 82.1757 | Residential_2021_Technical_million_m3_Before Competition Groups_Advanced BAS/Controllers
Residential | Res ¦ Ceiling Insulation | 2021 | Technical | million_m3 | Before Competition Groups | 68.0871 | 0 | 0 | 3401.1339 | 0.020019 | 13 | Residential_2021_Technical_million_m3_Before Competition Groups_13 | Ceiling Insulation | 2.002% | 0 | 68.0871 | Residential_2021_Technical_million_m3_Before Competition Groups_Ceiling Insulation
Residential | Res ¦ Building Recommissioning, Operations and Maintenance (O&M) Improvements | 2021 | Technical | million_m3 | Before Competition Groups | 67.907 | 0 | 0 | 3401.1339 | 0.019966 | 14 | Residential_2021_Technical_million_m3_Before Competition Groups_14 | Building Recommissioning, Operations and Maintenance (O&M) Improvements | 1.997% | 0 | 67.907 | Residential_2021_Technical_million_m3_Before Competition Groups_Building Recommissioning, Operations and Maintenance (O&M) Improvements
Residential | Res ¦ Condensing Boiler | 2021 | Technical | million_m3 | Before Competition Groups | 63.6435 | 0 | 0 | 3401.1339 | 0.018712 | 15 | Residential_2021_Technical_million_m3_Before Competition Groups_15 | Condensing Boiler | 1.871% | 0 | 63.6435 | Residential_2021_Technical_million_m3_Before Competition Groups_Condensing Boiler
Residential | Res ¦ Condensing Storage Water Heater | 2021 | Technical | million_m3 | Before Competition Groups | 56.9469 | 0 | 0 | 3401.1339 | 0.016743 | 16 | Residential_2021_Technical_million_m3_Before Competition Groups_16 | Condensing Storage Water Heater | 1.674% | 0 | 56.9469 | Residential_2021_Technical_million_m3_Before Competition Groups_Condensing Storage Water Heater
Residential | Res ¦ Duct Insulation MF | 2021 | Technical | million_m3 | Before Competition Groups | 53.7384 | 0 | 0 | 3401.1339 | 0.0158 | 17 | Residential_2021_Technical_million_m3_Before Competition Groups_17 | Duct Insulation MF | 1.58% | 0 | 53.7384 | Residential_2021_Technical_million_m3_Before Competition Groups_Duct Insulation MF
Residential | Res ¦ Floor Insulation | 2021 | Technical | million_m3 | Before Competition Groups | 52.9685 | 0 | 0 | 3401.1339 | 0.015574 | 18 | Residential_2021_Technical_million_m3_Before Competition Groups_18 | Floor Insulation | 1.557% | 0 | 52.9685 | Residential_2021_Technical_million_m3_Before Competition Groups_Floor Insulation
Residential | Res ¦ Duct Insulation | 2021 | Technical | million_m3 | Before Competition Groups | 50.3423 | 0 | 0 | 3401.1339 | 0.014802 | 19 | Residential_2021_Technical_million_m3_Before Competition Groups_19 | Duct Insulation | 1.48% | 0 | 50.3423 | Residential_2021_Technical_million_m3_Before Competition Groups_Duct Insulation
Residential | Res ¦ Tankless Water Heater | 2021 | Technical | million_m3 | Before Competition Groups | 47.3215 | 0 | 0 | 3401.1339 | 0.013913 | 20 | Residential_2021_Technical_million_m3_Before Competition Groups_20 | Tankless Water Heater | 1.391% | 0 | 47.3215 | Residential_2021_Technical_million_m3_Before Competition Groups_Tankless Water Heater
Residential | Res ¦ Demand Control Ventilation | 2021 | Technical | million_m3 | Before Competition Groups | 36.833 | 0 | 0 | 3401.1339 | 0.01083 | 21 | Residential_2021_Technical_million_m3_Before Competition Groups_21 | Demand Control Ventilation | 1.083% | 0 | 36.833 | Residential_2021_Technical_million_m3_Before Competition Groups_Demand Control Ventilation
Residential | Res ¦ High Efficiency Storage Water Heater | 2021 | Technical | million_m3 | Before Competition Groups | 31.4014 | 0 | 0 | 3401.1339 | 0.0092326 | 22 | Residential_2021_Technical_million_m3_Before Competition Groups_22 | High Efficiency Storage Water Heater | 0.9233% | 0 | 31.4014 | Residential_2021_Technical_million_m3_Before Competition Groups_High Efficiency Storage Water Heater
Residential | Res ¦ High Efficiency Condensing Furnace | 2021 | Technical | million_m3 | Before Competition Groups | 30.3315 | 0 | 0 | 3401.1339 | 0.008918 | 23 | Residential_2021_Technical_million_m3_Before Competition Groups_23 | High Efficiency Condensing Furnace | 0.8918% | 0 | 30.3315 | Residential_2021_Technical_million_m3_Before Competition Groups_High Efficiency Condensing Furnace
Residential | Res ¦ Early Hot Water Heater Replacement | 2021 | Technical | million_m3 | Before Competition Groups | 29.9907 | 0 | 0 | 3401.1339 | 0.0088178 | 24 | Residential_2021_Technical_million_m3_Before Competition Groups_24 | Early Hot Water Heater Replacement | 0.8818% | 0 | 29.9907 | Residential_2021_Technical_million_m3_Before Competition Groups_Early Hot Water Heater Replacement
Residential | Res ¦ Heat Recovery Ventilator | 2021 | Technical | million_m3 | Before Competition Groups | 29.487 | 0 | 0 | 3401.1339 | 0.0086697 | 25 | Residential_2021_Technical_million_m3_Before Competition Groups_25 | Heat Recovery Ventilator | 0.867% | 0 | 29.487 | Residential_2021_Technical_million_m3_Before Competition Groups_Heat Recovery Ventilator
Residential | Res ¦ High Efficiency Fireplace with Pilotless Ignition | 2021 | Technical | million_m3 | Before Competition Groups | 29.2166 | 0 | 0 | 3401.1339 | 0.0085903 | 26 | Residential_2021_Technical_million_m3_Before Competition Groups_26 | High Efficiency Fireplace with Pilotless Ignition | 0.859% | 0 | 29.2166 | Residential_2021_Technical_million_m3_Before Competition Groups_High Efficiency Fireplace with Pilotless Ignition
Residential | Res ¦ Drain Water Heat Recovery | 2021 | Technical | million_m3 | Before Competition Groups | 25.5956 | 0 | 0 | 3401.1339 | 0.0075256 | 27 | Residential_2021_Technical_million_m3_Before Competition Groups_27 | Drain Water Heat Recovery | 0.7526% | 0 | 25.5956 | Residential_2021_Technical_million_m3_Before Competition Groups_Drain Water Heat Recovery
Residential | Res ¦ Condensing Make Up Air Unit | 2021 | Technical | million_m3 | Before Competition Groups | 20.144 | 0 | 0 | 3401.1339 | 0.0059227 | 28 | Residential_2021_Technical_million_m3_Before Competition Groups_28 | Condensing Make Up Air Unit | 0.5923% | 0 | 20.144 | Residential_2021_Technical_million_m3_Before Competition Groups_Condensing Make Up Air Unit
Residential | Res ¦ Pool Cover | 2021 | Technical | million_m3 | Before Competition Groups | 16.7731 | 0 | 0 | 3401.1339 | 0.0049316 | 29 | Residential_2021_Technical_million_m3_Before Competition Groups_29 | Pool Cover | 0.4932% | 0 | 16.7731 | Residential_2021_Technical_million_m3_Before Competition Groups_Pool Cover
Residential | Res ¦ Solar Water Heating System | 2021 | Technical | million_m3 | Before Competition Groups | 13.9437 | 0 | 0 | 3401.1339 | 0.0040997 | 30 | Residential_2021_Technical_million_m3_Before Competition Groups_30 | Solar Water Heating System | 0.41% | 0 | 13.9437 | Residential_2021_Technical_million_m3_Before Competition Groups_Solar Water Heating System
Residential | Res ¦ Wall Insulation MF | 2021 | Technical | million_m3 | Before Competition Groups | 8.3245 | 0 | 0 | 3401.1339 | 0.0024476 | 31 | Residential_2021_Technical_million_m3_Before Competition Groups_31 | Wall Insulation MF | 0.2448% | 0 | 8.3245 | Residential_2021_Technical_million_m3_Before Competition Groups_Wall Insulation MF
Residential | Res ¦ Water Heater Temperature Setback | 2021 | Technical | million_m3 | Before Competition Groups | 7.4638 | 0 | 0 | 3401.1339 | 0.0021945 | 32 | Residential_2021_Technical_million_m3_Before Competition Groups_32 | Water Heater Temperature Setback | 0.2195% | 0 | 7.4638 | Residential_2021_Technical_million_m3_Before Competition Groups_Water Heater Temperature Setback
Residential | Res ¦ Home Energy Reports | 2021 | Technical | million_m3 | Before Competition Groups | 6.207 | 0 | 0 | 3401.1339 | 0.001825 | 33 | Residential_2021_Technical_million_m3_Before Competition Groups_33 | Home Energy Reports | 0.1825% | 0 | 6.207 | Residential_2021_Technical_million_m3_Before Competition Groups_Home Energy Reports
Residential | Res ¦ High Efficiency Gas Pool Heater | 2021 | Technical | million_m3 | Before Competition Groups | 4.6205 | 0 | 0 | 3401.1339 | 0.0013585 | 34 | Residential_2021_Technical_million_m3_Before Competition Groups_34 | High Efficiency Gas Pool Heater | 0.1359% | 0 | 4.6205 | Residential_2021_Technical_million_m3_Before Competition Groups_High Efficiency Gas Pool Heater
Residential | Res ¦ Clothes Drying Racks | 2021 | Technical | million_m3 | Before Competition Groups | 1.2865 | 0 | 0 | 3401.1339 | 0.00037824 | 35 | Residential_2021_Technical_million_m3_Before Competition Groups_35 | Clothes Drying Racks | 0.03782% | 0 | 1.2865 | Residential_2021_Technical_million_m3_Before Competition Groups_Clothes Drying Racks
Residential | Res ¦ Minimize Hot and Warm Clothes Wash | 2021 | Technical | million_m3 | Before Competition Groups | 1.1139 | 0 | 0 | 3401.1339 | 0.00032751 | 36 | Residential_2021_Technical_million_m3_Before Competition Groups_36 | Minimize Hot and Warm Clothes Wash | 0.03275% | 0 | 1.1139 | Residential_2021_Technical_million_m3_Before Competition Groups_Minimize Hot and Warm Clothes Wash
Residential | Res ¦ Energy Star Clothes Dryer | 2021 | Technical | million_m3 | Before Competition Groups | 0.56919 | 0 | 0 | 3401.1339 | 0.00016735 | 37 | Residential_2021_Technical_million_m3_Before Competition Groups_37 | Energy Star Clothes Dryer | 0.01674% | 0 | 0.56919 | Residential_2021_Technical_million_m3_Before Competition Groups_Energy Star Clothes Dryer
Residential | Res ¦ Energy Star Clothes Washer | 2021 | Technical | million_m3 | Before Competition Groups | 0.321 | 0 | 0 | 3401.1339 | 9.438e-05 | 38 | Residential_2021_Technical_million_m3_Before Competition Groups_38 | Energy Star Clothes Washer | 0.009438% | 0 | 0.321 | Residential_2021_Technical_million_m3_Before Competition Groups_Energy Star Clothes Washer
Residential | Res ¦ Solar Water Preheat (Pools/DHW) | 2021 | Technical | million_m3 | Before Competition Groups | 0.1312 | 0 | 0 | 3401.1339 | 3.8574e-05 | 39 | Residential_2021_Technical_million_m3_Before Competition Groups_39 | Solar Water Preheat (Pools/DHW) | 0.003857% | 0 | 0.1312 | Residential_2021_Technical_million_m3_Before Competition Groups_Solar Water Preheat (Pools/DHW)
Residential | Res ¦ Air Sealing | 2022 | Economic | million_m3 | Before Competition Groups | 652.044 | 0 | 0 | 2153.2755 | 0.30281 | 1 | Residential_2022_Economic_million_m3_Before Competition Groups_1 | Air Sealing | 30.28% | 0 | 652.044 | Residential_2022_Economic_million_m3_Before Competition Groups_Air Sealing
Residential | Res ¦ Adaptive Thermostat | 2022 | Economic | million_m3 | Before Competition Groups | 494.9167 | 0 | 0 | 2153.2755 | 0.22984 | 2 | Residential_2022_Economic_million_m3_Before Competition Groups_2 | Adaptive Thermostat | 22.98% | 0 | 494.9167 | Residential_2022_Economic_million_m3_Before Competition Groups_Adaptive Thermostat
Residential | Res ¦ Comprehensive Draft Proofing | 2022 | Economic | million_m3 | Before Competition Groups | 196.3586 | 0 | 0 | 2153.2755 | 0.091191 | 3 | Residential_2022_Economic_million_m3_Before Competition Groups_3 | Comprehensive Draft Proofing | 9.119% | 0 | 196.3586 | Residential_2022_Economic_million_m3_Before Competition Groups_Comprehensive Draft Proofing
Residential | Res ¦ Attic Insulation | 2022 | Economic | million_m3 | Before Competition Groups | 159.2072 | 0 | 0 | 2153.2755 | 0.073937 | 4 | Residential_2022_Economic_million_m3_Before Competition Groups_4 | Attic Insulation | 7.394% | 0 | 159.2072 | Residential_2022_Economic_million_m3_Before Competition Groups_Attic Insulation
Residential | Res ¦ Basement Wall Insulation | 2022 | Economic | million_m3 | Before Competition Groups | 132.3441 | 0 | 0 | 2153.2755 | 0.061462 | 5 | Residential_2022_Economic_million_m3_Before Competition Groups_5 | Basement Wall Insulation | 6.146% | 0 | 132.3441 | Residential_2022_Economic_million_m3_Before Competition Groups_Basement Wall Insulation
Residential | Res ¦ Advanced BAS/Controllers | 2022 | Economic | million_m3 | Before Competition Groups | 80.8774 | 0 | 0 | 2153.2755 | 0.03756 | 6 | Residential_2022_Economic_million_m3_Before Competition Groups_6 | Advanced BAS/Controllers | 3.756% | 0 | 80.8774 | Residential_2022_Economic_million_m3_Before Competition Groups_Advanced BAS/Controllers
Residential | Res ¦ Building Recommissioning, Operations and Maintenance (O&M) Improvements | 2022 | Economic | million_m3 | Before Competition Groups | 66.834 | 0 | 0 | 2153.2755 | 0.031038 | 7 | Residential_2022_Economic_million_m3_Before Competition Groups_7 | Building Recommissioning, Operations and Maintenance (O&M) Improvements | 3.104% | 0 | 66.834 | Residential_2022_Economic_million_m3_Before Competition Groups_Building Recommissioning, Operations and Maintenance (O&M) Improvements
Residential | Res ¦ Floor Insulation | 2022 | Economic | million_m3 | Before Competition Groups | 52.1316 | 0 | 0 | 2153.2755 | 0.02421 | 8 | Residential_2022_Economic_million_m3_Before Competition Groups_8 | Floor Insulation | 2.421% | 0 | 52.1316 | Residential_2022_Economic_million_m3_Before Competition Groups_Floor Insulation
Residential | Res ¦ Duct Insulation | 2022 | Economic | million_m3 | Before Competition Groups | 41.8919 | 0 | 0 | 2153.2755 | 0.019455 | 9 | Residential_2022_Economic_million_m3_Before Competition Groups_9 | Duct Insulation | 1.945% | 0 | 41.8919 | Residential_2022_Economic_million_m3_Before Competition Groups_Duct Insulation
Residential | Res ¦ Heat Recovery Ventilator | 2022 | Economic | million_m3 | Before Competition Groups | 38.658 | 0 | 0 | 2153.2755 | 0.017953 | 10 | Residential_2022_Economic_million_m3_Before Competition Groups_10 | Heat Recovery Ventilator | 1.795% | 0 | 38.658 | Residential_2022_Economic_million_m3_Before Competition Groups_Heat Recovery Ventilator
Residential | Res ¦ High Efficiency Fireplace with Pilotless Ignition | 2022 | Economic | million_m3 | Before Competition Groups | 38.1454 | 0 | 0 | 2153.2755 | 0.017715 | 11 | Residential_2022_Economic_million_m3_Before Competition Groups_11 | High Efficiency Fireplace with Pilotless Ignition | 1.772% | 0 | 38.1454 | Residential_2022_Economic_million_m3_Before Competition Groups_High Efficiency Fireplace with Pilotless Ignition
Residential | Res ¦ Duct Insulation MF | 2022 | Economic | million_m3 | Before Competition Groups | 37.521 | 0 | 0 | 2153.2755 | 0.017425 | 12 | Residential_2022_Economic_million_m3_Before Competition Groups_12 | Duct Insulation MF | 1.743% | 0 | 37.521 | Residential_2022_Economic_million_m3_Before Competition Groups_Duct Insulation MF
Residential | Res ¦ Demand Control Ventilation | 2022 | Economic | million_m3 | Before Competition Groups | 36.251 | 0 | 0 | 2153.2755 | 0.016835 | 13 | Residential_2022_Economic_million_m3_Before Competition Groups_13 | Demand Control Ventilation | 1.684% | 0 | 36.251 | Residential_2022_Economic_million_m3_Before Competition Groups_Demand Control Ventilation
Residential | Res ¦ High Efficiency Condensing Furnace | 2022 | Economic | million_m3 | Before Competition Groups | 28.9394 | 0 | 0 | 2153.2755 | 0.01344 | 14 | Residential_2022_Economic_million_m3_Before Competition Groups_14 | High Efficiency Condensing Furnace | 1.344% | 0 | 28.9394 | Residential_2022_Economic_million_m3_Before Competition Groups_High Efficiency Condensing Furnace
Residential | Res ¦ Condensing Boiler | 2022 | Economic | million_m3 | Before Competition Groups | 26.9936 | 0 | 0 | 2153.2755 | 0.012536 | 15 | Residential_2022_Economic_million_m3_Before Competition Groups_15 | Condensing Boiler | 1.254% | 0 | 26.9936 | Residential_2022_Economic_million_m3_Before Competition Groups_Condensing Boiler
Residential | Res ¦ Condensing Make Up Air Unit | 2022 | Economic | million_m3 | Before Competition Groups | 26.2656 | 0 | 0 | 2153.2755 | 0.012198 | 16 | Residential_2022_Economic_million_m3_Before Competition Groups_16 | Condensing Make Up Air Unit | 1.22% | 0 | 26.2656 | Residential_2022_Economic_million_m3_Before Competition Groups_Condensing Make Up Air Unit
Residential | Res ¦ Pool Cover | 2022 | Economic | million_m3 | Before Competition Groups | 16.5081 | 0 | 0 | 2153.2755 | 0.0076665 | 17 | Residential_2022_Economic_million_m3_Before Competition Groups_17 | Pool Cover | 0.7667% | 0 | 16.5081 | Residential_2022_Economic_million_m3_Before Competition Groups_Pool Cover
Residential | Res ¦ Wall Insulation | 2022 | Economic | million_m3 | Before Competition Groups | 16.0896 | 0 | 0 | 2153.2755 | 0.0074721 | 18 | Residential_2022_Economic_million_m3_Before Competition Groups_18 | Wall Insulation | 0.7472% | 0 | 16.0896 | Residential_2022_Economic_million_m3_Before Competition Groups_Wall Insulation
Residential | Res ¦ Wall Insulation MF | 2022 | Economic | million_m3 | Before Competition Groups | 8.1929 | 0 | 0 | 2153.2755 | 0.0038049 | 19 | Residential_2022_Economic_million_m3_Before Competition Groups_19 | Wall Insulation MF | 0.3805% | 0 | 8.1929 | Residential_2022_Economic_million_m3_Before Competition Groups_Wall Insulation MF
Residential | Res ¦ Clothes Drying Racks | 2022 | Economic | million_m3 | Before Competition Groups | 1.2661 | 0 | 0 | 2153.2755 | 0.000588 | 20 | Residential_2022_Economic_million_m3_Before Competition Groups_20 | Clothes Drying Racks | 0.0588% | 0 | 1.2661 | Residential_2022_Economic_million_m3_Before Competition Groups_Clothes Drying Racks
Residential | Res ¦ Minimize Hot and Warm Clothes Wash | 2022 | Economic | million_m3 | Before Competition Groups | 1.0963 | 0 | 0 | 2153.2755 | 0.00050913 | 21 | Residential_2022_Economic_million_m3_Before Competition Groups_21 | Minimize Hot and Warm Clothes Wash | 0.05091% | 0 | 1.0963 | Residential_2022_Economic_million_m3_Before Competition Groups_Minimize Hot and Warm Clothes Wash
Residential | Res ¦ Home Energy Reports | 2022 | Economic | million_m3 | Before Competition Groups | 0.7429 | 0 | 0 | 2153.2755 | 0.00034501 | 22 | Residential_2022_Economic_million_m3_Before Competition Groups_22 | Home Energy Reports | 0.0345% | 0 | 0.7429 | Residential_2022_Economic_million_m3_Before Competition Groups_Home Energy Reports
Residential | Res ¦ Energy Star Clothes Washer | 2022 | Economic | million_m3 | Before Competition Groups | 0 | 0 | 0 | 2153.2755 | 0 | 23 | Residential_2022_Economic_million_m3_Before Competition Groups_23 | Energy Star Clothes Washer | 0% | 0 | 0 | Residential_2022_Economic_million_m3_Before Competition Groups_Energy Star Clothes Washer
Residential | Res ¦ Water Heater Temperature Setback | 2022 | Economic | million_m3 | Before Competition Groups | 0 | 0 | 0 | 2153.2755 | 0 | 24 | Residential_2022_Economic_million_m3_Before Competition Groups_24 | Water Heater Temperature Setback | 0% | 0 | 0 | Residential_2022_Economic_million_m3_Before Competition Groups_Water Heater Temperature Setback
Residential | Res ¦ Comprehensive Draft Proofing | 2022 | SC A | million_m3 | Before Competition Groups | 20.12 | 0 | 0 | 108.102 | 0.18612 | 1 | Residential_2022_SC A_million_m3_Before Competition Groups_1 | Comprehensive Draft Proofing | 18.61% | 0 | 20.12 | Residential_2022_SC A_million_m3_Before Competition Groups_Comprehensive Draft Proofing
Residential | Res ¦ Adaptive Thermostat | 2022 | SC A | million_m3 | Before Competition Groups | 18.7816 | 0 | 0 | 108.102 | 0.17374 | 2 | Residential_2022_SC A_million_m3_Before Competition Groups_2 | Adaptive Thermostat | 17.37% | 0 | 18.7816 | Residential_2022_SC A_million_m3_Before Competition Groups_Adaptive Thermostat
Residential | Res ¦ High Efficiency Fireplace with Pilotless Ignition | 2022 | SC A | million_m3 | Before Competition Groups | 17.0652 | 0 | 0 | 108.102 | 0.15786 | 3 | Residential_2022_SC A_million_m3_Before Competition Groups_3 | High Efficiency Fireplace with Pilotless Ignition | 15.79% | 0 | 17.0652 | Residential_2022_SC A_million_m3_Before Competition Groups_High Efficiency Fireplace with Pilotless Ignition
Residential | Res ¦ Air Sealing | 2022 | SC A | million_m3 | Before Competition Groups | 13.7075 | 0 | 0 | 108.102 | 0.1268 | 4 | Residential_2022_SC A_million_m3_Before Competition Groups_4 | Air Sealing | 12.68% | 0 | 13.7075 | Residential_2022_SC A_million_m3_Before Competition Groups_Air Sealing
Residential | Res ¦ Advanced BAS/Controllers | 2022 | SC A | million_m3 | Before Competition Groups | 8.5407 | 0 | 0 | 108.102 | 0.079006 | 5 | Residential_2022_SC A_million_m3_Before Competition Groups_5 | Advanced BAS/Controllers | 7.901% | 0 | 8.5407 | Residential_2022_SC A_million_m3_Before Competition Groups_Advanced BAS/Controllers
Residential | Res ¦ Building Recommissioning, Operations and Maintenance (O&M) Improvements | 2022 | SC A | million_m3 | Before Competition Groups | 7.0577 | 0 | 0 | 108.102 | 0.065288 | 6 | Residential_2022_SC A_million_m3_Before Competition Groups_6 | Building Recommissioning, Operations and Maintenance (O&M) Improvements | 6.529% | 0 | 7.0577 | Residential_2022_SC A_million_m3_Before Competition Groups_Building Recommissioning, Operations and Maintenance (O&M) Improvements
Residential | Res ¦ Basement Wall Insulation | 2022 | SC A | million_m3 | Before Competition Groups | 6.0115 | 0 | 0 | 108.102 | 0.055609 | 7 | Residential_2022_SC A_million_m3_Before Competition Groups_7 | Basement Wall Insulation | 5.561% | 0 | 6.0115 | Residential_2022_SC A_million_m3_Before Competition Groups_Basement Wall Insulation
Residential | Res ¦ Condensing Make Up Air Unit | 2022 | SC A | million_m3 | Before Competition Groups | 4.5856 | 0 | 0 | 108.102 | 0.042419 | 8 | Residential_2022_SC A_million_m3_Before Competition Groups_8 | Condensing Make Up Air Unit | 4.242% | 0 | 4.5856 | Residential_2022_SC A_million_m3_Before Competition Groups_Condensing Make Up Air Unit
Residential | Res ¦ Attic Insulation | 2022 | SC A | million_m3 | Before Competition Groups | 4.101 | 0 | 0 | 108.102 | 0.037936 | 9 | Residential_2022_SC A_million_m3_Before Competition Groups_9 | Attic Insulation | 3.794% | 0 | 4.101 | Residential_2022_SC A_million_m3_Before Competition Groups_Attic Insulation
Residential | Res ¦ Demand Control Ventilation | 2022 | SC A | million_m3 | Before Competition Groups | 2.8165 | 0 | 0 | 108.102 | 0.026054 | 10 | Residential_2022_SC A_million_m3_Before Competition Groups_10 | Demand Control Ventilation | 2.605% | 0 | 2.8165 | Residential_2022_SC A_million_m3_Before Competition Groups_Demand Control Ventilation
Residential | Res ¦ High Efficiency Condensing Furnace | 2022 | SC A | million_m3 | Before Competition Groups | 1.6769 | 0 | 0 | 108.102 | 0.015512 | 11 | Residential_2022_SC A_million_m3_Before Competition Groups_11 | High Efficiency Condensing Furnace | 1.551% | 0 | 1.6769 | Residential_2022_SC A_million_m3_Before Competition Groups_High Efficiency Condensing Furnace
Residential | Res ¦ Condensing Boiler | 2022 | SC A | million_m3 | Before Competition Groups | 1.6231 | 0 | 0 | 108.102 | 0.015014 | 12 | Residential_2022_SC A_million_m3_Before Competition Groups_12 | Condensing Boiler | 1.501% | 0 | 1.6231 | Residential_2022_SC A_million_m3_Before Competition Groups_Condensing Boiler
Residential | Res ¦ Duct Insulation MF | 2022 | SC A | million_m3 | Before Competition Groups | 0.46836 | 0 | 0 | 108.102 | 0.0043326 | 13 | Residential_2022_SC A_million_m3_Before Competition Groups_13 | Duct Insulation MF | 0.4333% | 0 | 0.46836 | Residential_2022_SC A_million_m3_Before Competition Groups_Duct Insulation MF
Residential | Res ¦ Heat Recovery Ventilator | 2022 | SC A | million_m3 | Before Competition Groups | 0.42723 | 0 | 0 | 108.102 | 0.0039521 | 14 | Residential_2022_SC A_million_m3_Before Competition Groups_14 | Heat Recovery Ventilator | 0.3952% | 0 | 0.42723 | Residential_2022_SC A_million_m3_Before Competition Groups_Heat Recovery Ventilator
Residential | Res ¦ Wall Insulation MF | 2022 | SC A | million_m3 | Before Competition Groups | 0.39036 | 0 | 0 | 108.102 | 0.003611 | 15 | Residential_2022_SC A_million_m3_Before Competition Groups_15 | Wall Insulation MF | 0.3611% | 0 | 0.39036 | Residential_2022_SC A_million_m3_Before Competition Groups_Wall Insulation MF
Residential | Res ¦ Duct Insulation | 2022 | SC A | million_m3 | Before Competition Groups | 0.20141 | 0 | 0 | 108.102 | 0.0018631 | 16 | Residential_2022_SC A_million_m3_Before Competition Groups_16 | Duct Insulation | 0.1863% | 0 | 0.20141 | Residential_2022_SC A_million_m3_Before Competition Groups_Duct Insulation
Residential | Res ¦ Minimize Hot and Warm Clothes Wash | 2022 | SC A | million_m3 | Before Competition Groups | 0.16994 | 0 | 0 | 108.102 | 0.001572 | 17 | Residential_2022_SC A_million_m3_Before Competition Groups_17 | Minimize Hot and Warm Clothes Wash | 0.1572% | 0 | 0.16994 | Residential_2022_SC A_million_m3_Before Competition Groups_Minimize Hot and Warm Clothes Wash
Residential | Res ¦ Floor Insulation | 2022 | SC A | million_m3 | Before Competition Groups | 0.16597 | 0 | 0 | 108.102 | 0.0015353 | 18 | Residential_2022_SC A_million_m3_Before Competition Groups_18 | Floor Insulation | 0.1535% | 0 | 0.16597 | Residential_2022_SC A_million_m3_Before Competition Groups_Floor Insulation
Residential | Res ¦ Pool Cover | 2022 | SC A | million_m3 | Before Competition Groups | 0.12311 | 0 | 0 | 108.102 | 0.0011389 | 19 | Residential_2022_SC A_million_m3_Before Competition Groups_19 | Pool Cover | 0.1139% | 0 | 0.12311 | Residential_2022_SC A_million_m3_Before Competition Groups_Pool Cover
Residential | Res ¦ Wall Insulation | 2022 | SC A | million_m3 | Before Competition Groups | 0.046667 | 0 | 0 | 108.102 | 0.00043169 | 20 | Residential_2022_SC A_million_m3_Before Competition Groups_20 | Wall Insulation | 0.04317% | 0 | 0.046667 | Residential_2022_SC A_million_m3_Before Competition Groups_Wall Insulation
Residential | Res ¦ Home Energy Reports | 2022 | SC A | million_m3 | Before Competition Groups | 0.021532 | 0 | 0 | 108.102 | 0.00019918 | 21 | Residential_2022_SC A_million_m3_Before Competition Groups_21 | Home Energy Reports | 0.01992% | 0 | 0.021532 | Residential_2022_SC A_million_m3_Before Competition Groups_Home Energy Reports
Residential | Res ¦ Clothes Drying Racks | 2022 | SC A | million_m3 | Before Competition Groups | 0.00010468 | 0 | 0 | 108.102 | 9.6833e-07 | 22 | Residential_2022_SC A_million_m3_Before Competition Groups_22 | Clothes Drying Racks | 9.683e-05% | 0 | 0.00010468 | Residential_2022_SC A_million_m3_Before Competition Groups_Clothes Drying Racks
Residential | Res ¦ Energy Star Clothes Washer | 2022 | SC A | million_m3 | Before Competition Groups | 0 | 0 | 0 | 108.102 | 0 | 23 | Residential_2022_SC A_million_m3_Before Competition Groups_23 | Energy Star Clothes Washer | 0% | 0 | 0 | Residential_2022_SC A_million_m3_Before Competition Groups_Energy Star Clothes Washer
Residential | Res ¦ Water Heater Temperature Setback | 2022 | SC A | million_m3 | Before Competition Groups | 0 | 0 | 0 | 108.102 | 0 | 24 | Residential_2022_SC A_million_m3_Before Competition Groups_24 | Water Heater Temperature Setback | 0% | 0 | 0 | Residential_2022_SC A_million_m3_Before Competition Groups_Water Heater Temperature Setback
Residential | Res ¦ Comprehensive Draft Proofing | 2022 | SC B | million_m3 | Before Competition Groups | 55.5287 | 0 | 0 | 252.5609 | 0.21986 | 1 | Residential_2022_SC B_million_m3_Before Competition Groups_1 | Comprehensive Draft Proofing | 21.99% | 0 | 55.5287 | Residential_2022_SC B_million_m3_Before Competition Groups_Comprehensive Draft Proofing
Residential | Res ¦ Adaptive Thermostat | 2022 | SC B | million_m3 | Before Competition Groups | 36.3732 | 0 | 0 | 252.5609 | 0.14402 | 2 | Residential_2022_SC B_million_m3_Before Competition Groups_2 | Adaptive Thermostat | 14.4% | 0 | 36.3732 | Residential_2022_SC B_million_m3_Before Competition Groups_Adaptive Thermostat
Residential | Res ¦ Air Sealing | 2022 | SC B | million_m3 | Before Competition Groups | 31.0595 | 0 | 0 | 252.5609 | 0.12298 | 3 | Residential_2022_SC B_million_m3_Before Competition Groups_3 | Air Sealing | 12.3% | 0 | 31.0595 | Residential_2022_SC B_million_m3_Before Competition Groups_Air Sealing
Residential | Res ¦ Advanced BAS/Controllers | 2022 | SC B | million_m3 | Before Competition Groups | 22.871 | 0 | 0 | 252.5609 | 0.090556 | 4 | Residential_2022_SC B_million_m3_Before Competition Groups_4 | Advanced BAS/Controllers | 9.056% | 0 | 22.871 | Residential_2022_SC B_million_m3_Before Competition Groups_Advanced BAS/Controllers
Residential | Res ¦ High Efficiency Fireplace with Pilotless Ignition | 2022 | SC B | million_m3 | Before Competition Groups | 20.2649 | 0 | 0 | 252.5609 | 0.080238 | 5 | Residential_2022_SC B_million_m3_Before Competition Groups_5 | High Efficiency Fireplace with Pilotless Ignition | 8.024% | 0 | 20.2649 | Residential_2022_SC B_million_m3_Before Competition Groups_High Efficiency Fireplace with Pilotless Ignition
Residential | Res ¦ Building Recommissioning, Operations and Maintenance (O&M) Improvements | 2022 | SC B | million_m3 | Before Competition Groups | 18.9001 | 0 | 0 | 252.5609 | 0.074834 | 6 | Residential_2022_SC B_million_m3_Before Competition Groups_6 | Building Recommissioning, Operations and Maintenance (O&M) Improvements | 7.483% | 0 | 18.9001 | Residential_2022_SC B_million_m3_Before Competition Groups_Building Recommissioning, Operations and Maintenance (O&M) Improvements
Residential | Res ¦ High Efficiency Condensing Furnace | 2022 | SC B | million_m3 | Before Competition Groups | 18.5075 | 0 | 0 | 252.5609 | 0.073279 | 7 | Residential_2022_SC B_million_m3_Before Competition Groups_7 | High Efficiency Condensing Furnace | 7.328% | 0 | 18.5075 | Residential_2022_SC B_million_m3_Before Competition Groups_High Efficiency Condensing Furnace
Residential | Res ¦ Demand Control Ventilation | 2022 | SC B | million_m3 | Before Competition Groups | 10.2505 | 0 | 0 | 252.5609 | 0.040586 | 8 | Residential_2022_SC B_million_m3_Before Competition Groups_8 | Demand Control Ventilation | 4.059% | 0 | 10.2505 | Residential_2022_SC B_million_m3_Before Competition Groups_Demand Control Ventilation
Residential | Res ¦ Attic Insulation | 2022 | SC B | million_m3 | Before Competition Groups | 7.5838 | 0 | 0 | 252.5609 | 0.030028 | 9 | Residential_2022_SC B_million_m3_Before Competition Groups_9 | Attic Insulation | 3.003% | 0 | 7.5838 | Residential_2022_SC B_million_m3_Before Competition Groups_Attic Insulation
Residential | Res ¦ Condensing Make Up Air Unit | 2022 | SC B | million_m3 | Before Competition Groups | 6.6314 | 0 | 0 | 252.5609 | 0.026257 | 10 | Residential_2022_SC B_million_m3_Before Competition Groups_10 | Condensing Make Up Air Unit | 2.626% | 0 | 6.6314 | Residential_2022_SC B_million_m3_Before Competition Groups_Condensing Make Up Air Unit
Residential | Res ¦ Basement Wall Insulation | 2022 | SC B | million_m3 | Before Competition Groups | 6.3046 | 0 | 0 | 252.5609 | 0.024963 | 11 | Residential_2022_SC B_million_m3_Before Competition Groups_11 | Basement Wall Insulation | 2.496% | 0 | 6.3046 | Residential_2022_SC B_million_m3_Before Competition Groups_Basement Wall Insulation
Residential | Res ¦ Condensing Boiler | 2022 | SC B | million_m3 | Before Competition Groups | 5.5414 | 0 | 0 | 252.5609 | 0.021941 | 12 | Residential_2022_SC B_million_m3_Before Competition Groups_12 | Condensing Boiler | 2.194% | 0 | 5.5414 | Residential_2022_SC B_million_m3_Before Competition Groups_Condensing Boiler
Residential | Res ¦ Heat Recovery Ventilator | 2022 | SC B | million_m3 | Before Competition Groups | 2.7924 | 0 | 0 | 252.5609 | 0.011056 | 13 | Residential_2022_SC B_million_m3_Before Competition Groups_13 | Heat Recovery Ventilator | 1.106% | 0 | 2.7924 | Residential_2022_SC B_million_m3_Before Competition Groups_Heat Recovery Ventilator
Residential | Res ¦ Floor Insulation | 2022 | SC B | million_m3 | Before Competition Groups | 2.4818 | 0 | 0 | 252.5609 | 0.0098267 | 14 | Residential_2022_SC B_million_m3_Before Competition Groups_14 | Floor Insulation | 0.9827% | 0 | 2.4818 | Residential_2022_SC B_million_m3_Before Competition Groups_Floor Insulation
Residential | Res ¦ Pool Cover | 2022 | SC B | million_m3 | Before Competition Groups | 2.104 | 0 | 0 | 252.5609 | 0.0083307 | 15 | Residential_2022_SC B_million_m3_Before Competition Groups_15 | Pool Cover | 0.8331% | 0 | 2.104 | Residential_2022_SC B_million_m3_Before Competition Groups_Pool Cover
Residential | Res ¦ Duct Insulation | 2022 | SC B | million_m3 | Before Competition Groups | 1.8744 | 0 | 0 | 252.5609 | 0.0074215 | 16 | Residential_2022_SC B_million_m3_Before Competition Groups_16 | Duct Insulation | 0.7421% | 0 | 1.8744 | Residential_2022_SC B_million_m3_Before Competition Groups_Duct Insulation
Residential | Res ¦ Duct Insulation MF | 2022 | SC B | million_m3 | Before Competition Groups | 1.7869 | 0 | 0 | 252.5609 | 0.0070751 | 17 | Residential_2022_SC B_million_m3_Before Competition Groups_17 | Duct Insulation MF | 0.7075% | 0 | 1.7869 | Residential_2022_SC B_million_m3_Before Competition Groups_Duct Insulation MF
Residential | Res ¦ Wall Insulation | 2022 | SC B | million_m3 | Before Competition Groups | 0.76605 | 0 | 0 | 252.5609 | 0.0030331 | 18 | Residential_2022_SC B_million_m3_Before Competition Groups_18 | Wall Insulation | 0.3033% | 0 | 0.76605 | Residential_2022_SC B_million_m3_Before Competition Groups_Wall Insulation
Residential | Res ¦ Wall Insulation MF | 2022 | SC B | million_m3 | Before Competition Groups | 0.39034 | 0 | 0 | 252.5609 | 0.0015455 | 19 | Residential_2022_SC B_million_m3_Before Competition Groups_19 | Wall Insulation MF | 0.1546% | 0 | 0.39034 | Residential_2022_SC B_million_m3_Before Competition Groups_Wall Insulation MF
Residential | Res ¦ Clothes Drying Racks | 2022 | SC B | million_m3 | Before Competition Groups | 0.35705 | 0 | 0 | 252.5609 | 0.0014137 | 20 | Residential_2022_SC B_million_m3_Before Competition Groups_20 | Clothes Drying Racks | 0.1414% | 0 | 0.35705 | Residential_2022_SC B_million_m3_Before Competition Groups_Clothes Drying Racks
Residential | Res ¦ Minimize Hot and Warm Clothes Wash | 2022 | SC B | million_m3 | Before Competition Groups | 0.16994 | 0 | 0 | 252.5609 | 0.00067286 | 21 | Residential_2022_SC B_million_m3_Before Competition Groups_21 | Minimize Hot and Warm Clothes Wash | 0.06729% | 0 | 0.16994 | Residential_2022_SC B_million_m3_Before Competition Groups_Minimize Hot and Warm Clothes Wash
Residential | Res ¦ Home Energy Reports | 2022 | SC B | million_m3 | Before Competition Groups | 0.021532 | 0 | 0 | 252.5609 | 8.5253e-05 | 22 | Residential_2022_SC B_million_m3_Before Competition Groups_22 | Home Energy Reports | 0.008525% | 0 | 0.021532 | Residential_2022_SC B_million_m3_Before Competition Groups_Home Energy Reports
Residential | Res ¦ Energy Star Clothes Washer | 2022 | SC B | million_m3 | Before Competition Groups | 0 | 0 | 0 | 252.5609 | 0 | 23 | Residential_2022_SC B_million_m3_Before Competition Groups_23 | Energy Star Clothes Washer | 0% | 0 | 0 | Residential_2022_SC B_million_m3_Before Competition Groups_Energy Star Clothes Washer
Residential | Res ¦ Water Heater Temperature Setback | 2022 | SC B | million_m3 | Before Competition Groups | 0 | 0 | 0 | 252.5609 | 0 | 24 | Residential_2022_SC B_million_m3_Before Competition Groups_24 | Water Heater Temperature Setback | 0% | 0 | 0 | Residential_2022_SC B_million_m3_Before Competition Groups_Water Heater Temperature Setback
Residential | Res ¦ Adaptive Thermostat | 2022 | SC C | million_m3 | Before Competition Groups | 22.7191 | 0 | 0 | 123.37 | 0.18415 | 1 | Residential_2022_SC C_million_m3_Before Competition Groups_1 | Adaptive Thermostat | 18.42% | 0 | 22.7191 | Residential_2022_SC C_million_m3_Before Competition Groups_Adaptive Thermostat
Residential | Res ¦ Comprehensive Draft Proofing | 2022 | SC C | million_m3 | Before Competition Groups | 20.7356 | 0 | 0 | 123.37 | 0.16808 | 2 | Residential_2022_SC C_million_m3_Before Competition Groups_2 | Comprehensive Draft Proofing | 16.81% | 0 | 20.7356 | Residential_2022_SC C_million_m3_Before Competition Groups_Comprehensive Draft Proofing
Residential | Res ¦ High Efficiency Fireplace with Pilotless Ignition | 2022 | SC C | million_m3 | Before Competition Groups | 18.5908 | 0 | 0 | 123.37 | 0.15069 | 3 | Residential_2022_SC C_million_m3_Before Competition Groups_3 | High Efficiency Fireplace with Pilotless Ignition | 15.07% | 0 | 18.5908 | Residential_2022_SC C_million_m3_Before Competition Groups_High Efficiency Fireplace with Pilotless Ignition
Residential | Res ¦ Air Sealing | 2022 | SC C | million_m3 | Before Competition Groups | 17.1521 | 0 | 0 | 123.37 | 0.13903 | 4 | Residential_2022_SC C_million_m3_Before Competition Groups_4 | Air Sealing | 13.9% | 0 | 17.1521 | Residential_2022_SC C_million_m3_Before Competition Groups_Air Sealing
Residential | Res ¦ Advanced BAS/Controllers | 2022 | SC C | million_m3 | Before Competition Groups | 8.5407 | 0 | 0 | 123.37 | 0.069228 | 5 | Residential_2022_SC C_million_m3_Before Competition Groups_5 | Advanced BAS/Controllers | 6.923% | 0 | 8.5407 | Residential_2022_SC C_million_m3_Before Competition Groups_Advanced BAS/Controllers
Residential | Res ¦ Building Recommissioning, Operations and Maintenance (O&M) Improvements | 2022 | SC C | million_m3 | Before Competition Groups | 7.0577 | 0 | 0 | 123.37 | 0.057208 | 6 | Residential_2022_SC C_million_m3_Before Competition Groups_6 | Building Recommissioning, Operations and Maintenance (O&M) Improvements | 5.721% | 0 | 7.0577 | Residential_2022_SC C_million_m3_Before Competition Groups_Building Recommissioning, Operations and Maintenance (O&M) Improvements
Residential | Res ¦ Basement Wall Insulation | 2022 | SC C | million_m3 | Before Competition Groups | 6.3057 | 0 | 0 | 123.37 | 0.051112 | 7 | Residential_2022_SC C_million_m3_Before Competition Groups_7 | Basement Wall Insulation | 5.111% | 0 | 6.3057 | Residential_2022_SC C_million_m3_Before Competition Groups_Basement Wall Insulation
Residential | Res ¦ Attic Insulation | 2022 | SC C | million_m3 | Before Competition Groups | 6.0787 | 0 | 0 | 123.37 | 0.049272 | 8 | Residential_2022_SC C_million_m3_Before Competition Groups_8 | Attic Insulation | 4.927% | 0 | 6.0787 | Residential_2022_SC C_million_m3_Before Competition Groups_Attic Insulation
Residential | Res ¦ Condensing Make Up Air Unit | 2022 | SC C | million_m3 | Before Competition Groups | 5.3096 | 0 | 0 | 123.37 | 0.043038 | 9 | Residential_2022_SC C_million_m3_Before Competition Groups_9 | Condensing Make Up Air Unit | 4.304% | 0 | 5.3096 | Residential_2022_SC C_million_m3_Before Competition Groups_Condensing Make Up Air Unit
Residential | Res ¦ Demand Control Ventilation | 2022 | SC C | million_m3 | Before Competition Groups | 3.8281 | 0 | 0 | 123.37 | 0.03103 | 10 | Residential_2022_SC C_million_m3_Before Competition Groups_10 | Demand Control Ventilation | 3.103% | 0 | 3.8281 | Residential_2022_SC C_million_m3_Before Competition Groups_Demand Control Ventilation
Residential | Res ¦ High Efficiency Condensing Furnace | 2022 | SC C | million_m3 | Before Competition Groups | 2.4521 | 0 | 0 | 123.37 | 0.019876 | 11 | Residential_2022_SC C_million_m3_Before Competition Groups_11 | High Efficiency Condensing Furnace | 1.988% | 0 | 2.4521 | Residential_2022_SC C_million_m3_Before Competition Groups_High Efficiency Condensing Furnace
Residential | Res ¦ Condensing Boiler | 2022 | SC C | million_m3 | Before Competition Groups | 2.1137 | 0 | 0 | 123.37 | 0.017133 | 12 | Residential_2022_SC C_million_m3_Before Competition Groups_12 | Condensing Boiler | 1.713% | 0 | 2.1137 | Residential_2022_SC C_million_m3_Before Competition Groups_Condensing Boiler
Residential | Res ¦ Duct Insulation MF | 2022 | SC C | million_m3 | Before Competition Groups | 0.60278 | 0 | 0 | 123.37 | 0.004886 | 13 | Residential_2022_SC C_million_m3_Before Competition Groups_13 | Duct Insulation MF | 0.4886% | 0 | 0.60278 | Residential_2022_SC C_million_m3_Before Competition Groups_Duct Insulation MF
Residential | Res ¦ Heat Recovery Ventilator | 2022 | SC C | million_m3 | Before Competition Groups | 0.52027 | 0 | 0 | 123.37 | 0.0042171 | 14 | Residential_2022_SC C_million_m3_Before Competition Groups_14 | Heat Recovery Ventilator | 0.4217% | 0 | 0.52027 | Residential_2022_SC C_million_m3_Before Competition Groups_Heat Recovery Ventilator
Residential | Res ¦ Wall Insulation MF | 2022 | SC C | million_m3 | Before Competition Groups | 0.39036 | 0 | 0 | 123.37 | 0.0031641 | 15 | Residential_2022_SC C_million_m3_Before Competition Groups_15 | Wall Insulation MF | 0.3164% | 0 | 0.39036 | Residential_2022_SC C_million_m3_Before Competition Groups_Wall Insulation MF
Residential | Res ¦ Duct Insulation | 2022 | SC C | million_m3 | Before Competition Groups | 0.27488 | 0 | 0 | 123.37 | 0.0022281 | 16 | Residential_2022_SC C_million_m3_Before Competition Groups_16 | Duct Insulation | 0.2228% | 0 | 0.27488 | Residential_2022_SC C_million_m3_Before Competition Groups_Duct Insulation
Residential | Res ¦ Floor Insulation | 2022 | SC C | million_m3 | Before Competition Groups | 0.22802 | 0 | 0 | 123.37 | 0.0018483 | 17 | Residential_2022_SC C_million_m3_Before Competition Groups_17 | Floor Insulation | 0.1848% | 0 | 0.22802 | Residential_2022_SC C_million_m3_Before Competition Groups_Floor Insulation
Residential | Res ¦ Pool Cover | 2022 | SC C | million_m3 | Before Competition Groups | 0.21399 | 0 | 0 | 123.37 | 0.0017345 | 18 | Residential_2022_SC C_million_m3_Before Competition Groups_18 | Pool Cover | 0.1735% | 0 | 0.21399 | Residential_2022_SC C_million_m3_Before Competition Groups_Pool Cover
Residential | Res ¦ Minimize Hot and Warm Clothes Wash | 2022 | SC C | million_m3 | Before Competition Groups | 0.16994 | 0 | 0 | 123.37 | 0.0013775 | 19 | Residential_2022_SC C_million_m3_Before Competition Groups_19 | Minimize Hot and Warm Clothes Wash | 0.1377% | 0 | 0.16994 | Residential_2022_SC C_million_m3_Before Competition Groups_Minimize Hot and Warm Clothes Wash
Residential | Res ¦ Wall Insulation | 2022 | SC C | million_m3 | Before Competition Groups | 0.064224 | 0 | 0 | 123.37 | 0.00052058 | 20 | Residential_2022_SC C_million_m3_Before Competition Groups_20 | Wall Insulation | 0.05206% | 0 | 0.064224 | Residential_2022_SC C_million_m3_Before Competition Groups_Wall Insulation
Residential | Res ¦ Home Energy Reports | 2022 | SC C | million_m3 | Before Competition Groups | 0.021532 | 0 | 0 | 123.37 | 0.00017453 | 21 | Residential_2022_SC C_million_m3_Before Competition Groups_21 | Home Energy Reports | 0.01745% | 0 | 0.021532 | Residential_2022_SC C_million_m3_Before Competition Groups_Home Energy Reports
Residential | Res ¦ Clothes Drying Racks | 2022 | SC C | million_m3 | Before Competition Groups | 0.00010468 | 0 | 0 | 123.37 | 8.485e-07 | 22 | Residential_2022_SC C_million_m3_Before Competition Groups_22 | Clothes Drying Racks | 8.485e-05% | 0 | 0.00010468 | Residential_2022_SC C_million_m3_Before Competition Groups_Clothes Drying Racks
Residential | Res ¦ Energy Star Clothes Washer | 2022 | SC C | million_m3 | Before Competition Groups | 0 | 0 | 0 | 123.37 | 0 | 23 | Residential_2022_SC C_million_m3_Before Competition Groups_23 | Energy Star Clothes Washer | 0% | 0 | 0 | Residential_2022_SC C_million_m3_Before Competition Groups_Energy Star Clothes Washer
Residential | Res ¦ Water Heater Temperature Setback | 2022 | SC C | million_m3 | Before Competition Groups | 0 | 0 | 0 | 123.37 | 0 | 24 | Residential_2022_SC C_million_m3_Before Competition Groups_24 | Water Heater Temperature Setback | 0% | 0 | 0 | Residential_2022_SC C_million_m3_Before Competition Groups_Water Heater Temperature Setback
Residential | Res ¦ Air Sealing | 2022 | Technical | million_m3 | Before Competition Groups | 652.044 | 0 | 0 | 3450.6437 | 0.18896 | 1 | Residential_2022_Technical_million_m3_Before Competition Groups_1 | Air Sealing | 18.9% | 0 | 652.044 | Residential_2022_Technical_million_m3_Before Competition Groups_Air Sealing
Residential | Res ¦ Adaptive Thermostat | 2022 | Technical | million_m3 | Before Competition Groups | 494.9167 | 0 | 0 | 3450.6437 | 0.14343 | 2 | Residential_2022_Technical_million_m3_Before Competition Groups_2 | Adaptive Thermostat | 14.34% | 0 | 494.9167 | Residential_2022_Technical_million_m3_Before Competition Groups_Adaptive Thermostat
Residential | Res ¦ Energy Star Windows | 2022 | Technical | million_m3 | Before Competition Groups | 248.0981 | 0 | 0 | 3450.6437 | 0.071899 | 3 | Residential_2022_Technical_million_m3_Before Competition Groups_3 | Energy Star Windows | 7.19% | 0 | 248.0981 | Residential_2022_Technical_million_m3_Before Competition Groups_Energy Star Windows
Residential | Res ¦ Comprehensive Draft Proofing | 2022 | Technical | million_m3 | Before Competition Groups | 196.3586 | 0 | 0 | 3450.6437 | 0.056905 | 4 | Residential_2022_Technical_million_m3_Before Competition Groups_4 | Comprehensive Draft Proofing | 5.69% | 0 | 196.3586 | Residential_2022_Technical_million_m3_Before Competition Groups_Comprehensive Draft Proofing
Residential | Res ¦ Wall Insulation | 2022 | Technical | million_m3 | Before Competition Groups | 180.2918 | 0 | 0 | 3450.6437 | 0.052249 | 5 | Residential_2022_Technical_million_m3_Before Competition Groups_5 | Wall Insulation | 5.225% | 0 | 180.2918 | Residential_2022_Technical_million_m3_Before Competition Groups_Wall Insulation
Residential | Res ¦ Attic Insulation | 2022 | Technical | million_m3 | Before Competition Groups | 159.2072 | 0 | 0 | 3450.6437 | 0.046138 | 6 | Residential_2022_Technical_million_m3_Before Competition Groups_6 | Attic Insulation | 4.614% | 0 | 159.2072 | Residential_2022_Technical_million_m3_Before Competition Groups_Attic Insulation
Residential | Res ¦ DHW Recirculation Systems | 2022 | Technical | million_m3 | Before Competition Groups | 150.6287 | 0 | 0 | 3450.6437 | 0.043652 | 7 | Residential_2022_Technical_million_m3_Before Competition Groups_7 | DHW Recirculation Systems | 4.365% | 0 | 150.6287 | Residential_2022_Technical_million_m3_Before Competition Groups_DHW Recirculation Systems
Residential | Res ¦ Basement or Crawlspace Insulation | 2022 | Technical | million_m3 | Before Competition Groups | 135.2406 | 0 | 0 | 3450.6437 | 0.039193 | 8 | Residential_2022_Technical_million_m3_Before Competition Groups_8 | Basement or Crawlspace Insulation | 3.919% | 0 | 135.2406 | Residential_2022_Technical_million_m3_Before Competition Groups_Basement or Crawlspace Insulation
Residential | Res ¦ Basement Wall Insulation | 2022 | Technical | million_m3 | Before Competition Groups | 132.3441 | 0 | 0 | 3450.6437 | 0.038353 | 9 | Residential_2022_Technical_million_m3_Before Competition Groups_9 | Basement Wall Insulation | 3.835% | 0 | 132.3441 | Residential_2022_Technical_million_m3_Before Competition Groups_Basement Wall Insulation
Residential | Res ¦ Window Film | 2022 | Technical | million_m3 | Before Competition Groups | 93.0415 | 0 | 0 | 3450.6437 | 0.026964 | 10 | Residential_2022_Technical_million_m3_Before Competition Groups_10 | Window Film | 2.696% | 0 | 93.0415 | Residential_2022_Technical_million_m3_Before Competition Groups_Window Film
Residential | Res ¦ Furnace Tune Up | 2022 | Technical | million_m3 | Before Competition Groups | 89.9323 | 0 | 0 | 3450.6437 | 0.026062 | 11 | Residential_2022_Technical_million_m3_Before Competition Groups_11 | Furnace Tune Up | 2.606% | 0 | 89.9323 | Residential_2022_Technical_million_m3_Before Competition Groups_Furnace Tune Up
Residential | Res ¦ Advanced BAS/Controllers | 2022 | Technical | million_m3 | Before Competition Groups | 80.8774 | 0 | 0 | 3450.6437 | 0.023438 | 12 | Residential_2022_Technical_million_m3_Before Competition Groups_12 | Advanced BAS/Controllers | 2.344% | 0 | 80.8774 | Residential_2022_Technical_million_m3_Before Competition Groups_Advanced BAS/Controllers
Residential | Res ¦ Condensing Storage Water Heater | 2022 | Technical | million_m3 | Before Competition Groups | 73.8526 | 0 | 0 | 3450.6437 | 0.021403 | 13 | Residential_2022_Technical_million_m3_Before Competition Groups_13 | Condensing Storage Water Heater | 2.14% | 0 | 73.8526 | Residential_2022_Technical_million_m3_Before Competition Groups_Condensing Storage Water Heater
Residential | Res ¦ Condensing Boiler | 2022 | Technical | million_m3 | Before Competition Groups | 71.8104 | 0 | 0 | 3450.6437 | 0.020811 | 14 | Residential_2022_Technical_million_m3_Before Competition Groups_14 | Condensing Boiler | 2.081% | 0 | 71.8104 | Residential_2022_Technical_million_m3_Before Competition Groups_Condensing Boiler
Residential | Res ¦ Ceiling Insulation | 2022 | Technical | million_m3 | Before Competition Groups | 67.0113 | 0 | 0 | 3450.6437 | 0.01942 | 15 | Residential_2022_Technical_million_m3_Before Competition Groups_15 | Ceiling Insulation | 1.942% | 0 | 67.0113 | Residential_2022_Technical_million_m3_Before Competition Groups_Ceiling Insulation
Residential | Res ¦ Building Recommissioning, Operations and Maintenance (O&M) Improvements | 2022 | Technical | million_m3 | Before Competition Groups | 66.834 | 0 | 0 | 3450.6437 | 0.019369 | 16 | Residential_2022_Technical_million_m3_Before Competition Groups_16 | Building Recommissioning, Operations and Maintenance (O&M) Improvements | 1.937% | 0 | 66.834 | Residential_2022_Technical_million_m3_Before Competition Groups_Building Recommissioning, Operations and Maintenance (O&M) Improvements
Residential | Res ¦ Tankless Water Heater | 2022 | Technical | million_m3 | Before Competition Groups | 61.5112 | 0 | 0 | 3450.6437 | 0.017826 | 17 | Residential_2022_Technical_million_m3_Before Competition Groups_17 | Tankless Water Heater | 1.783% | 0 | 61.5112 | Residential_2022_Technical_million_m3_Before Competition Groups_Tankless Water Heater
Residential | Res ¦ Duct Insulation MF | 2022 | Technical | million_m3 | Before Competition Groups | 52.8893 | 0 | 0 | 3450.6437 | 0.015327 | 18 | Residential_2022_Technical_million_m3_Before Competition Groups_18 | Duct Insulation MF | 1.533% | 0 | 52.8893 | Residential_2022_Technical_million_m3_Before Competition Groups_Duct Insulation MF
Residential | Res ¦ Floor Insulation | 2022 | Technical | million_m3 | Before Competition Groups | 52.1316 | 0 | 0 | 3450.6437 | 0.015108 | 19 | Residential_2022_Technical_million_m3_Before Competition Groups_19 | Floor Insulation | 1.511% | 0 | 52.1316 | Residential_2022_Technical_million_m3_Before Competition Groups_Floor Insulation
Residential | Res ¦ Duct Insulation | 2022 | Technical | million_m3 | Before Competition Groups | 49.5469 | 0 | 0 | 3450.6437 | 0.014359 | 20 | Residential_2022_Technical_million_m3_Before Competition Groups_20 | Duct Insulation | 1.436% | 0 | 49.5469 | Residential_2022_Technical_million_m3_Before Competition Groups_Duct Insulation
Residential | Res ¦ High Efficiency Storage Water Heater | 2022 | Technical | million_m3 | Before Competition Groups | 40.8196 | 0 | 0 | 3450.6437 | 0.01183 | 21 | Residential_2022_Technical_million_m3_Before Competition Groups_21 | High Efficiency Storage Water Heater | 1.183% | 0 | 40.8196 | Residential_2022_Technical_million_m3_Before Competition Groups_High Efficiency Storage Water Heater
Residential | Res ¦ High Efficiency Condensing Furnace | 2022 | Technical | million_m3 | Before Competition Groups | 39.5268 | 0 | 0 | 3450.6437 | 0.011455 | 22 | Residential_2022_Technical_million_m3_Before Competition Groups_22 | High Efficiency Condensing Furnace | 1.145% | 0 | 39.5268 | Residential_2022_Technical_million_m3_Before Competition Groups_High Efficiency Condensing Furnace
Residential | Res ¦ Heat Recovery Ventilator | 2022 | Technical | million_m3 | Before Competition Groups | 38.658 | 0 | 0 | 3450.6437 | 0.011203 | 23 | Residential_2022_Technical_million_m3_Before Competition Groups_23 | Heat Recovery Ventilator | 1.12% | 0 | 38.658 | Residential_2022_Technical_million_m3_Before Competition Groups_Heat Recovery Ventilator
Residential | Res ¦ High Efficiency Fireplace with Pilotless Ignition | 2022 | Technical | million_m3 | Before Competition Groups | 38.1454 | 0 | 0 | 3450.6437 | 0.011055 | 24 | Residential_2022_Technical_million_m3_Before Competition Groups_24 | High Efficiency Fireplace with Pilotless Ignition | 1.105% | 0 | 38.1454 | Residential_2022_Technical_million_m3_Before Competition Groups_High Efficiency Fireplace with Pilotless Ignition
Residential | Res ¦ Demand Control Ventilation | 2022 | Technical | million_m3 | Before Competition Groups | 36.251 | 0 | 0 | 3450.6437 | 0.010506 | 25 | Residential_2022_Technical_million_m3_Before Competition Groups_25 | Demand Control Ventilation | 1.051% | 0 | 36.251 | Residential_2022_Technical_million_m3_Before Competition Groups_Demand Control Ventilation
Residential | Res ¦ Early Hot Water Heater Replacement | 2022 | Technical | million_m3 | Before Competition Groups | 29.5168 | 0 | 0 | 3450.6437 | 0.008554 | 26 | Residential_2022_Technical_million_m3_Before Competition Groups_26 | Early Hot Water Heater Replacement | 0.8554% | 0 | 29.5168 | Residential_2022_Technical_million_m3_Before Competition Groups_Early Hot Water Heater Replacement
Residential | Res ¦ Condensing Make Up Air Unit | 2022 | Technical | million_m3 | Before Competition Groups | 26.2656 | 0 | 0 | 3450.6437 | 0.0076118 | 27 | Residential_2022_Technical_million_m3_Before Competition Groups_27 | Condensing Make Up Air Unit | 0.7612% | 0 | 26.2656 | Residential_2022_Technical_million_m3_Before Competition Groups_Condensing Make Up Air Unit
Residential | Res ¦ Drain Water Heat Recovery | 2022 | Technical | million_m3 | Before Competition Groups | 25.1912 | 0 | 0 | 3450.6437 | 0.0073004 | 28 | Residential_2022_Technical_million_m3_Before Competition Groups_28 | Drain Water Heat Recovery | 0.73% | 0 | 25.1912 | Residential_2022_Technical_million_m3_Before Competition Groups_Drain Water Heat Recovery
Residential | Res ¦ Solar Water Heating System | 2022 | Technical | million_m3 | Before Competition Groups | 18.1248 | 0 | 0 | 3450.6437 | 0.0052526 | 29 | Residential_2022_Technical_million_m3_Before Competition Groups_29 | Solar Water Heating System | 0.5253% | 0 | 18.1248 | Residential_2022_Technical_million_m3_Before Competition Groups_Solar Water Heating System
Residential | Res ¦ Pool Cover | 2022 | Technical | million_m3 | Before Competition Groups | 16.5081 | 0 | 0 | 3450.6437 | 0.0047841 | 30 | Residential_2022_Technical_million_m3_Before Competition Groups_30 | Pool Cover | 0.4784% | 0 | 16.5081 | Residential_2022_Technical_million_m3_Before Competition Groups_Pool Cover
Residential | Res ¦ Wall Insulation MF | 2022 | Technical | million_m3 | Before Competition Groups | 8.1929 | 0 | 0 | 3450.6437 | 0.0023743 | 31 | Residential_2022_Technical_million_m3_Before Competition Groups_31 | Wall Insulation MF | 0.2374% | 0 | 8.1929 | Residential_2022_Technical_million_m3_Before Competition Groups_Wall Insulation MF
Residential | Res ¦ Home Energy Reports | 2022 | Technical | million_m3 | Before Competition Groups | 8.1404 | 0 | 0 | 3450.6437 | 0.0023591 | 32 | Residential_2022_Technical_million_m3_Before Competition Groups_32 | Home Energy Reports | 0.2359% | 0 | 8.1404 | Residential_2022_Technical_million_m3_Before Competition Groups_Home Energy Reports
Residential | Res ¦ Water Heater Temperature Setback | 2022 | Technical | million_m3 | Before Competition Groups | 7.3459 | 0 | 0 | 3450.6437 | 0.0021288 | 33 | Residential_2022_Technical_million_m3_Before Competition Groups_33 | Water Heater Temperature Setback | 0.2129% | 0 | 7.3459 | Residential_2022_Technical_million_m3_Before Competition Groups_Water Heater Temperature Setback
Residential | Res ¦ High Efficiency Gas Pool Heater | 2022 | Technical | million_m3 | Before Competition Groups | 5.7431 | 0 | 0 | 3450.6437 | 0.0016644 | 34 | Residential_2022_Technical_million_m3_Before Competition Groups_34 | High Efficiency Gas Pool Heater | 0.1664% | 0 | 5.7431 | Residential_2022_Technical_million_m3_Before Competition Groups_High Efficiency Gas Pool Heater
Residential | Res ¦ Clothes Drying Racks | 2022 | Technical | million_m3 | Before Competition Groups | 1.2661 | 0 | 0 | 3450.6437 | 0.00036693 | 35 | Residential_2022_Technical_million_m3_Before Competition Groups_35 | Clothes Drying Racks | 0.03669% | 0 | 1.2661 | Residential_2022_Technical_million_m3_Before Competition Groups_Clothes Drying Racks
Residential | Res ¦ Minimize Hot and Warm Clothes Wash | 2022 | Technical | million_m3 | Before Competition Groups | 1.0963 | 0 | 0 | 3450.6437 | 0.00031771 | 36 | Residential_2022_Technical_million_m3_Before Competition Groups_36 | Minimize Hot and Warm Clothes Wash | 0.03177% | 0 | 1.0963 | Residential_2022_Technical_million_m3_Before Competition Groups_Minimize Hot and Warm Clothes Wash
Residential | Res ¦ Energy Star Clothes Dryer | 2022 | Technical | million_m3 | Before Competition Groups | 0.7417 | 0 | 0 | 3450.6437 | 0.00021495 | 37 | Residential_2022_Technical_million_m3_Before Competition Groups_37 | Energy Star Clothes Dryer | 0.02149% | 0 | 0.7417 | Residential_2022_Technical_million_m3_Before Competition Groups_Energy Star Clothes Dryer
Residential | Res ¦ Energy Star Clothes Washer | 2022 | Technical | million_m3 | Before Competition Groups | 0.41261 | 0 | 0 | 3450.6437 | 0.00011958 | 38 | Residential_2022_Technical_million_m3_Before Competition Groups_38 | Energy Star Clothes Washer | 0.01196% | 0 | 0.41261 | Residential_2022_Technical_million_m3_Before Competition Groups_Energy Star Clothes Washer
Residential | Res ¦ Solar Water Preheat (Pools/DHW) | 2022 | Technical | million_m3 | Before Competition Groups | 0.12912 | 0 | 0 | 3450.6437 | 3.742e-05 | 39 | Residential_2022_Technical_million_m3_Before Competition Groups_39 | Solar Water Preheat (Pools/DHW) | 0.003742% | 0 | 0.12912 | Residential_2022_Technical_million_m3_Before Competition Groups_Solar Water Preheat (Pools/DHW)
Residential | Res ¦ Air Sealing | 2023 | Economic | million_m3 | Before Competition Groups | 641.7417 | 0 | 0 | 2169.8378 | 0.29576 | 1 | Residential_2023_Economic_million_m3_Before Competition Groups_1 | Air Sealing | 29.58% | 0 | 641.7417 | Residential_2023_Economic_million_m3_Before Competition Groups_Air Sealing
Residential | Res ¦ Adaptive Thermostat | 2023 | Economic | million_m3 | Before Competition Groups | 495.4328 | 0 | 0 | 2169.8378 | 0.22833 | 2 | Residential_2023_Economic_million_m3_Before Competition Groups_2 | Adaptive Thermostat | 22.83% | 0 | 495.4328 | Residential_2023_Economic_million_m3_Before Competition Groups_Adaptive Thermostat
Residential | Res ¦ Comprehensive Draft Proofing | 2023 | Economic | million_m3 | Before Competition Groups | 193.2561 | 0 | 0 | 2169.8378 | 0.089065 | 3 | Residential_2023_Economic_million_m3_Before Competition Groups_3 | Comprehensive Draft Proofing | 8.906% | 0 | 193.2561 | Residential_2023_Economic_million_m3_Before Competition Groups_Comprehensive Draft Proofing
Residential | Res ¦ Attic Insulation | 2023 | Economic | million_m3 | Before Competition Groups | 156.6917 | 0 | 0 | 2169.8378 | 0.072214 | 4 | Residential_2023_Economic_million_m3_Before Competition Groups_4 | Attic Insulation | 7.221% | 0 | 156.6917 | Residential_2023_Economic_million_m3_Before Competition Groups_Attic Insulation
Residential | Res ¦ Basement Wall Insulation | 2023 | Economic | million_m3 | Before Competition Groups | 130.253 | 0 | 0 | 2169.8378 | 0.060029 | 5 | Residential_2023_Economic_million_m3_Before Competition Groups_5 | Basement Wall Insulation | 6.003% | 0 | 130.253 | Residential_2023_Economic_million_m3_Before Competition Groups_Basement Wall Insulation
Residential | Res ¦ Advanced BAS/Controllers | 2023 | Economic | million_m3 | Before Competition Groups | 79.5995 | 0 | 0 | 2169.8378 | 0.036685 | 6 | Residential_2023_Economic_million_m3_Before Competition Groups_6 | Advanced BAS/Controllers | 3.668% | 0 | 79.5995 | Residential_2023_Economic_million_m3_Before Competition Groups_Advanced BAS/Controllers
Residential | Res ¦ Building Recommissioning, Operations and Maintenance (O&M) Improvements | 2023 | Economic | million_m3 | Before Competition Groups | 65.7781 | 0 | 0 | 2169.8378 | 0.030315 | 7 | Residential_2023_Economic_million_m3_Before Competition Groups_7 | Building Recommissioning, Operations and Maintenance (O&M) Improvements | 3.031% | 0 | 65.7781 | Residential_2023_Economic_million_m3_Before Competition Groups_Building Recommissioning, Operations and Maintenance (O&M) Improvements
Residential | Res ¦ Floor Insulation | 2023 | Economic | million_m3 | Before Competition Groups | 51.3079 | 0 | 0 | 2169.8378 | 0.023646 | 8 | Residential_2023_Economic_million_m3_Before Competition Groups_8 | Floor Insulation | 2.365% | 0 | 51.3079 | Residential_2023_Economic_million_m3_Before Competition Groups_Floor Insulation
Residential | Res ¦ Heat Recovery Ventilator | 2023 | Economic | million_m3 | Before Competition Groups | 47.6252 | 0 | 0 | 2169.8378 | 0.021949 | 9 | Residential_2023_Economic_million_m3_Before Competition Groups_9 | Heat Recovery Ventilator | 2.195% | 0 | 47.6252 | Residential_2023_Economic_million_m3_Before Competition Groups_Heat Recovery Ventilator
Residential | Res ¦ High Efficiency Fireplace with Pilotless Ignition | 2023 | Economic | million_m3 | Before Competition Groups | 46.7374 | 0 | 0 | 2169.8378 | 0.02154 | 10 | Residential_2023_Economic_million_m3_Before Competition Groups_10 | High Efficiency Fireplace with Pilotless Ignition | 2.154% | 0 | 46.7374 | Residential_2023_Economic_million_m3_Before Competition Groups_High Efficiency Fireplace with Pilotless Ignition
Residential | Res ¦ Duct Insulation | 2023 | Economic | million_m3 | Before Competition Groups | 41.23 | 0 | 0 | 2169.8378 | 0.019001 | 11 | Residential_2023_Economic_million_m3_Before Competition Groups_11 | Duct Insulation | 1.9% | 0 | 41.23 | Residential_2023_Economic_million_m3_Before Competition Groups_Duct Insulation
Residential | Res ¦ High Efficiency Condensing Furnace | 2023 | Economic | million_m3 | Before Competition Groups | 37.7207 | 0 | 0 | 2169.8378 | 0.017384 | 12 | Residential_2023_Economic_million_m3_Before Competition Groups_12 | High Efficiency Condensing Furnace | 1.738% | 0 | 37.7207 | Residential_2023_Economic_million_m3_Before Competition Groups_High Efficiency Condensing Furnace
Residential | Res ¦ Duct Insulation MF | 2023 | Economic | million_m3 | Before Competition Groups | 36.9281 | 0 | 0 | 2169.8378 | 0.017019 | 13 | Residential_2023_Economic_million_m3_Before Competition Groups_13 | Duct Insulation MF | 1.702% | 0 | 36.9281 | Residential_2023_Economic_million_m3_Before Competition Groups_Duct Insulation MF
Residential | Res ¦ Demand Control Ventilation | 2023 | Economic | million_m3 | Before Competition Groups | 35.6782 | 0 | 0 | 2169.8378 | 0.016443 | 14 | Residential_2023_Economic_million_m3_Before Competition Groups_14 | Demand Control Ventilation | 1.644% | 0 | 35.6782 | Residential_2023_Economic_million_m3_Before Competition Groups_Demand Control Ventilation
Residential | Res ¦ Condensing Boiler | 2023 | Economic | million_m3 | Before Competition Groups | 33.0468 | 0 | 0 | 2169.8378 | 0.01523 | 15 | Residential_2023_Economic_million_m3_Before Competition Groups_15 | Condensing Boiler | 1.523% | 0 | 33.0468 | Residential_2023_Economic_million_m3_Before Competition Groups_Condensing Boiler
Residential | Res ¦ Condensing Make Up Air Unit | 2023 | Economic | million_m3 | Before Competition Groups | 32.1496 | 0 | 0 | 2169.8378 | 0.014817 | 16 | Residential_2023_Economic_million_m3_Before Competition Groups_16 | Condensing Make Up Air Unit | 1.482% | 0 | 32.1496 | Residential_2023_Economic_million_m3_Before Competition Groups_Condensing Make Up Air Unit
Residential | Res ¦ Pool Cover | 2023 | Economic | million_m3 | Before Competition Groups | 16.2473 | 0 | 0 | 2169.8378 | 0.0074878 | 17 | Residential_2023_Economic_million_m3_Before Competition Groups_17 | Pool Cover | 0.7488% | 0 | 16.2473 | Residential_2023_Economic_million_m3_Before Competition Groups_Pool Cover
Residential | Res ¦ Wall Insulation | 2023 | Economic | million_m3 | Before Competition Groups | 15.8354 | 0 | 0 | 2169.8378 | 0.0072979 | 18 | Residential_2023_Economic_million_m3_Before Competition Groups_18 | Wall Insulation | 0.7298% | 0 | 15.8354 | Residential_2023_Economic_million_m3_Before Competition Groups_Wall Insulation
Residential | Res ¦ Wall Insulation MF | 2023 | Economic | million_m3 | Before Competition Groups | 8.0635 | 0 | 0 | 2169.8378 | 0.0037162 | 19 | Residential_2023_Economic_million_m3_Before Competition Groups_19 | Wall Insulation MF | 0.3716% | 0 | 8.0635 | Residential_2023_Economic_million_m3_Before Competition Groups_Wall Insulation MF
Residential | Res ¦ Home Energy Reports | 2023 | Economic | million_m3 | Before Competition Groups | 2.1898 | 0 | 0 | 2169.8378 | 0.0010092 | 20 | Residential_2023_Economic_million_m3_Before Competition Groups_20 | Home Energy Reports | 0.1009% | 0 | 2.1898 | Residential_2023_Economic_million_m3_Before Competition Groups_Home Energy Reports
Residential | Res ¦ Clothes Drying Racks | 2023 | Economic | million_m3 | Before Competition Groups | 1.2461 | 0 | 0 | 2169.8378 | 0.00057429 | 21 | Residential_2023_Economic_million_m3_Before Competition Groups_21 | Clothes Drying Racks | 0.05743% | 0 | 1.2461 | Residential_2023_Economic_million_m3_Before Competition Groups_Clothes Drying Racks
Residential | Res ¦ Minimize Hot and Warm Clothes Wash | 2023 | Economic | million_m3 | Before Competition Groups | 1.079 | 0 | 0 | 2169.8378 | 0.00049726 | 22 | Residential_2023_Economic_million_m3_Before Competition Groups_22 | Minimize Hot and Warm Clothes Wash | 0.04973% | 0 | 1.079 | Residential_2023_Economic_million_m3_Before Competition Groups_Minimize Hot and Warm Clothes Wash
Residential | Res ¦ Energy Star Clothes Washer | 2023 | Economic | million_m3 | Before Competition Groups | 0 | 0 | 0 | 2169.8378 | 0 | 23 | Residential_2023_Economic_million_m3_Before Competition Groups_23 | Energy Star Clothes Washer | 0% | 0 | 0 | Residential_2023_Economic_million_m3_Before Competition Groups_Energy Star Clothes Washer
Residential | Res ¦ Water Heater Temperature Setback | 2023 | Economic | million_m3 | Before Competition Groups | 0 | 0 | 0 | 2169.8378 | 0 | 24 | Residential_2023_Economic_million_m3_Before Competition Groups_24 | Water Heater Temperature Setback | 0% | 0 | 0 | Residential_2023_Economic_million_m3_Before Competition Groups_Water Heater Temperature Setback
Residential | Res ¦ Comprehensive Draft Proofing | 2023 | SC A | million_m3 | Before Competition Groups | 26.6359 | 0 | 0 | 139.8404 | 0.19047 | 1 | Residential_2023_SC A_million_m3_Before Competition Groups_1 | Comprehensive Draft Proofing | 19.05% | 0 | 26.6359 | Residential_2023_SC A_million_m3_Before Competition Groups_Comprehensive Draft Proofing
Residential | Res ¦ Adaptive Thermostat | 2023 | SC A | million_m3 | Before Competition Groups | 23.9473 | 0 | 0 | 139.8404 | 0.17125 | 2 | Residential_2023_SC A_million_m3_Before Competition Groups_2 | Adaptive Thermostat | 17.12% | 0 | 23.9473 | Residential_2023_SC A_million_m3_Before Competition Groups_Adaptive Thermostat
Residential | Res ¦ High Efficiency Fireplace with Pilotless Ignition | 2023 | SC A | million_m3 | Before Competition Groups | 21.1749 | 0 | 0 | 139.8404 | 0.15142 | 3 | Residential_2023_SC A_million_m3_Before Competition Groups_3 | High Efficiency Fireplace with Pilotless Ignition | 15.14% | 0 | 21.1749 | Residential_2023_SC A_million_m3_Before Competition Groups_High Efficiency Fireplace with Pilotless Ignition
Residential | Res ¦ Air Sealing | 2023 | SC A | million_m3 | Before Competition Groups | 17.3851 | 0 | 0 | 139.8404 | 0.12432 | 4 | Residential_2023_SC A_million_m3_Before Competition Groups_4 | Air Sealing | 12.43% | 0 | 17.3851 | Residential_2023_SC A_million_m3_Before Competition Groups_Air Sealing
Residential | Res ¦ Advanced BAS/Controllers | 2023 | SC A | million_m3 | Before Competition Groups | 11.3534 | 0 | 0 | 139.8404 | 0.081188 | 5 | Residential_2023_SC A_million_m3_Before Competition Groups_5 | Advanced BAS/Controllers | 8.119% | 0 | 11.3534 | Residential_2023_SC A_million_m3_Before Competition Groups_Advanced BAS/Controllers
Residential | Res ¦ Building Recommissioning, Operations and Maintenance (O&M) Improvements | 2023 | SC A | million_m3 | Before Competition Groups | 9.382 | 0 | 0 | 139.8404 | 0.067091 | 6 | Residential_2023_SC A_million_m3_Before Competition Groups_6 | Building Recommissioning, Operations and Maintenance (O&M) Improvements | 6.709% | 0 | 9.382 | Residential_2023_SC A_million_m3_Before Competition Groups_Building Recommissioning, Operations and Maintenance (O&M) Improvements
Residential | Res ¦ Basement Wall Insulation | 2023 | SC A | million_m3 | Before Competition Groups | 7.5699 | 0 | 0 | 139.8404 | 0.054132 | 7 | Residential_2023_SC A_million_m3_Before Competition Groups_7 | Basement Wall Insulation | 5.413% | 0 | 7.5699 | Residential_2023_SC A_million_m3_Before Competition Groups_Basement Wall Insulation
Residential | Res ¦ Condensing Make Up Air Unit | 2023 | SC A | million_m3 | Before Competition Groups | 6.0795 | 0 | 0 | 139.8404 | 0.043475 | 8 | Residential_2023_SC A_million_m3_Before Competition Groups_8 | Condensing Make Up Air Unit | 4.347% | 0 | 6.0795 | Residential_2023_SC A_million_m3_Before Competition Groups_Condensing Make Up Air Unit
Residential | Res ¦ Attic Insulation | 2023 | SC A | million_m3 | Before Competition Groups | 5.1514 | 0 | 0 | 139.8404 | 0.036838 | 9 | Residential_2023_SC A_million_m3_Before Competition Groups_9 | Attic Insulation | 3.684% | 0 | 5.1514 | Residential_2023_SC A_million_m3_Before Competition Groups_Attic Insulation
Residential | Res ¦ Demand Control Ventilation | 2023 | SC A | million_m3 | Before Competition Groups | 3.653 | 0 | 0 | 139.8404 | 0.026123 | 10 | Residential_2023_SC A_million_m3_Before Competition Groups_10 | Demand Control Ventilation | 2.612% | 0 | 3.653 | Residential_2023_SC A_million_m3_Before Competition Groups_Demand Control Ventilation
Residential | Res ¦ High Efficiency Condensing Furnace | 2023 | SC A | million_m3 | Before Competition Groups | 2.2966 | 0 | 0 | 139.8404 | 0.016423 | 11 | Residential_2023_SC A_million_m3_Before Competition Groups_11 | High Efficiency Condensing Furnace | 1.642% | 0 | 2.2966 | Residential_2023_SC A_million_m3_Before Competition Groups_High Efficiency Condensing Furnace
Residential | Res ¦ Condensing Boiler | 2023 | SC A | million_m3 | Before Competition Groups | 2.2572 | 0 | 0 | 139.8404 | 0.016141 | 12 | Residential_2023_SC A_million_m3_Before Competition Groups_12 | Condensing Boiler | 1.614% | 0 | 2.2572 | Residential_2023_SC A_million_m3_Before Competition Groups_Condensing Boiler
Residential | Res ¦ Heat Recovery Ventilator | 2023 | SC A | million_m3 | Before Competition Groups | 0.71054 | 0 | 0 | 139.8404 | 0.0050811 | 13 | Residential_2023_SC A_million_m3_Before Competition Groups_13 | Heat Recovery Ventilator | 0.5081% | 0 | 0.71054 | Residential_2023_SC A_million_m3_Before Competition Groups_Heat Recovery Ventilator
Residential | Res ¦ Duct Insulation MF | 2023 | SC A | million_m3 | Before Competition Groups | 0.59538 | 0 | 0 | 139.8404 | 0.0042576 | 14 | Residential_2023_SC A_million_m3_Before Competition Groups_14 | Duct Insulation MF | 0.4258% | 0 | 0.59538 | Residential_2023_SC A_million_m3_Before Competition Groups_Duct Insulation MF
Residential | Res ¦ Wall Insulation MF | 2023 | SC A | million_m3 | Before Competition Groups | 0.51144 | 0 | 0 | 139.8404 | 0.0036573 | 15 | Residential_2023_SC A_million_m3_Before Competition Groups_15 | Wall Insulation MF | 0.3657% | 0 | 0.51144 | Residential_2023_SC A_million_m3_Before Competition Groups_Wall Insulation MF
Residential | Res ¦ Duct Insulation | 2023 | SC A | million_m3 | Before Competition Groups | 0.25274 | 0 | 0 | 139.8404 | 0.0018073 | 16 | Residential_2023_SC A_million_m3_Before Competition Groups_16 | Duct Insulation | 0.1807% | 0 | 0.25274 | Residential_2023_SC A_million_m3_Before Competition Groups_Duct Insulation
Residential | Res ¦ Home Energy Reports | 2023 | SC A | million_m3 | Before Competition Groups | 0.22345 | 0 | 0 | 139.8404 | 0.0015979 | 17 | Residential_2023_SC A_million_m3_Before Competition Groups_17 | Home Energy Reports | 0.1598% | 0 | 0.22345 | Residential_2023_SC A_million_m3_Before Competition Groups_Home Energy Reports
Residential | Res ¦ Minimize Hot and Warm Clothes Wash | 2023 | SC A | million_m3 | Before Competition Groups | 0.21242 | 0 | 0 | 139.8404 | 0.001519 | 18 | Residential_2023_SC A_million_m3_Before Competition Groups_18 | Minimize Hot and Warm Clothes Wash | 0.1519% | 0 | 0.21242 | Residential_2023_SC A_million_m3_Before Competition Groups_Minimize Hot and Warm Clothes Wash
Residential | Res ¦ Floor Insulation | 2023 | SC A | million_m3 | Before Competition Groups | 0.20388 | 0 | 0 | 139.8404 | 0.001458 | 19 | Residential_2023_SC A_million_m3_Before Competition Groups_19 | Floor Insulation | 0.1458% | 0 | 0.20388 | Residential_2023_SC A_million_m3_Before Competition Groups_Floor Insulation
Residential | Res ¦ Pool Cover | 2023 | SC A | million_m3 | Before Competition Groups | 0.18836 | 0 | 0 | 139.8404 | 0.0013469 | 20 | Residential_2023_SC A_million_m3_Before Competition Groups_20 | Pool Cover | 0.1347% | 0 | 0.18836 | Residential_2023_SC A_million_m3_Before Competition Groups_Pool Cover
Residential | Res ¦ Wall Insulation | 2023 | SC A | million_m3 | Before Competition Groups | 0.055854 | 0 | 0 | 139.8404 | 0.00039941 | 21 | Residential_2023_SC A_million_m3_Before Competition Groups_21 | Wall Insulation | 0.03994% | 0 | 0.055854 | Residential_2023_SC A_million_m3_Before Competition Groups_Wall Insulation
Residential | Res ¦ Clothes Drying Racks | 2023 | SC A | million_m3 | Before Competition Groups | 0.00015694 | 0 | 0 | 139.8404 | 1.1223e-06 | 22 | Residential_2023_SC A_million_m3_Before Competition Groups_22 | Clothes Drying Racks | 0.0001122% | 0 | 0.00015694 | Residential_2023_SC A_million_m3_Before Competition Groups_Clothes Drying Racks
Residential | Res ¦ Energy Star Clothes Washer | 2023 | SC A | million_m3 | Before Competition Groups | 0 | 0 | 0 | 139.8404 | 0 | 23 | Residential_2023_SC A_million_m3_Before Competition Groups_23 | Energy Star Clothes Washer | 0% | 0 | 0 | Residential_2023_SC A_million_m3_Before Competition Groups_Energy Star Clothes Washer
Residential | Res ¦ Water Heater Temperature Setback | 2023 | SC A | million_m3 | Before Competition Groups | 0 | 0 | 0 | 139.8404 | 0 | 24 | Residential_2023_SC A_million_m3_Before Competition Groups_24 | Water Heater Temperature Setback | 0% | 0 | 0 | Residential_2023_SC A_million_m3_Before Competition Groups_Water Heater Temperature Setback
Residential | Res ¦ Comprehensive Draft Proofing | 2023 | SC B | million_m3 | Before Competition Groups | 73.0065 | 0 | 0 | 337.0325 | 0.21662 | 1 | Residential_2023_SC B_million_m3_Before Competition Groups_1 | Comprehensive Draft Proofing | 21.66% | 0 | 73.0065 | Residential_2023_SC B_million_m3_Before Competition Groups_Comprehensive Draft Proofing
Residential | Res ¦ Adaptive Thermostat | 2023 | SC B | million_m3 | Before Competition Groups | 47.2399 | 0 | 0 | 337.0325 | 0.14016 | 2 | Residential_2023_SC B_million_m3_Before Competition Groups_2 | Adaptive Thermostat | 14.02% | 0 | 47.2399 | Residential_2023_SC B_million_m3_Before Competition Groups_Adaptive Thermostat
Residential | Res ¦ Air Sealing | 2023 | SC B | million_m3 | Before Competition Groups | 40.6927 | 0 | 0 | 337.0325 | 0.12074 | 3 | Residential_2023_SC B_million_m3_Before Competition Groups_3 | Air Sealing | 12.07% | 0 | 40.6927 | Residential_2023_SC B_million_m3_Before Competition Groups_Air Sealing
Residential | Res ¦ Advanced BAS/Controllers | 2023 | SC B | million_m3 | Before Competition Groups | 30.0696 | 0 | 0 | 337.0325 | 0.089219 | 4 | Residential_2023_SC B_million_m3_Before Competition Groups_4 | Advanced BAS/Controllers | 8.922% | 0 | 30.0696 | Residential_2023_SC B_million_m3_Before Competition Groups_Advanced BAS/Controllers
Residential | Res ¦ High Efficiency Fireplace with Pilotless Ignition | 2023 | SC B | million_m3 | Before Competition Groups | 26.7621 | 0 | 0 | 337.0325 | 0.079405 | 5 | Residential_2023_SC B_million_m3_Before Competition Groups_5 | High Efficiency Fireplace with Pilotless Ignition | 7.941% | 0 | 26.7621 | Residential_2023_SC B_million_m3_Before Competition Groups_High Efficiency Fireplace with Pilotless Ignition
Residential | Res ¦ High Efficiency Condensing Furnace | 2023 | SC B | million_m3 | Before Competition Groups | 26.0933 | 0 | 0 | 337.0325 | 0.077421 | 6 | Residential_2023_SC B_million_m3_Before Competition Groups_6 | High Efficiency Condensing Furnace | 7.742% | 0 | 26.0933 | Residential_2023_SC B_million_m3_Before Competition Groups_High Efficiency Condensing Furnace
Residential | Res ¦ Building Recommissioning, Operations and Maintenance (O&M) Improvements | 2023 | SC B | million_m3 | Before Competition Groups | 24.8489 | 0 | 0 | 337.0325 | 0.073729 | 7 | Residential_2023_SC B_million_m3_Before Competition Groups_7 | Building Recommissioning, Operations and Maintenance (O&M) Improvements | 7.373% | 0 | 24.8489 | Residential_2023_SC B_million_m3_Before Competition Groups_Building Recommissioning, Operations and Maintenance (O&M) Improvements
Residential | Res ¦ Demand Control Ventilation | 2023 | SC B | million_m3 | Before Competition Groups | 13.4769 | 0 | 0 | 337.0325 | 0.039987 | 8 | Residential_2023_SC B_million_m3_Before Competition Groups_8 | Demand Control Ventilation | 3.999% | 0 | 13.4769 | Residential_2023_SC B_million_m3_Before Competition Groups_Demand Control Ventilation
Residential | Res ¦ Attic Insulation | 2023 | SC B | million_m3 | Before Competition Groups | 9.936 | 0 | 0 | 337.0325 | 0.029481 | 9 | Residential_2023_SC B_million_m3_Before Competition Groups_9 | Attic Insulation | 2.948% | 0 | 9.936 | Residential_2023_SC B_million_m3_Before Competition Groups_Attic Insulation
Residential | Res ¦ Condensing Make Up Air Unit | 2023 | SC B | million_m3 | Before Competition Groups | 9.6069 | 0 | 0 | 337.0325 | 0.028505 | 10 | Residential_2023_SC B_million_m3_Before Competition Groups_10 | Condensing Make Up Air Unit | 2.85% | 0 | 9.6069 | Residential_2023_SC B_million_m3_Before Competition Groups_Condensing Make Up Air Unit
Residential | Res ¦ Basement Wall Insulation | 2023 | SC B | million_m3 | Before Competition Groups | 8.26 | 0 | 0 | 337.0325 | 0.024508 | 11 | Residential_2023_SC B_million_m3_Before Competition Groups_11 | Basement Wall Insulation | 2.451% | 0 | 8.26 | Residential_2023_SC B_million_m3_Before Competition Groups_Basement Wall Insulation
Residential | Res ¦ Condensing Boiler | 2023 | SC B | million_m3 | Before Competition Groups | 8.2293 | 0 | 0 | 337.0325 | 0.024417 | 12 | Residential_2023_SC B_million_m3_Before Competition Groups_12 | Condensing Boiler | 2.442% | 0 | 8.2293 | Residential_2023_SC B_million_m3_Before Competition Groups_Condensing Boiler
Residential | Res ¦ Heat Recovery Ventilator | 2023 | SC B | million_m3 | Before Competition Groups | 4.9389 | 0 | 0 | 337.0325 | 0.014654 | 13 | Residential_2023_SC B_million_m3_Before Competition Groups_13 | Heat Recovery Ventilator | 1.465% | 0 | 4.9389 | Residential_2023_SC B_million_m3_Before Competition Groups_Heat Recovery Ventilator
Residential | Res ¦ Pool Cover | 2023 | SC B | million_m3 | Before Competition Groups | 3.3768 | 0 | 0 | 337.0325 | 0.010019 | 14 | Residential_2023_SC B_million_m3_Before Competition Groups_14 | Pool Cover | 1.002% | 0 | 3.3768 | Residential_2023_SC B_million_m3_Before Competition Groups_Pool Cover
Residential | Res ¦ Floor Insulation | 2023 | SC B | million_m3 | Before Competition Groups | 3.2516 | 0 | 0 | 337.0325 | 0.0096476 | 15 | Residential_2023_SC B_million_m3_Before Competition Groups_15 | Floor Insulation | 0.9648% | 0 | 3.2516 | Residential_2023_SC B_million_m3_Before Competition Groups_Floor Insulation
Residential | Res ¦ Duct Insulation | 2023 | SC B | million_m3 | Before Competition Groups | 2.4815 | 0 | 0 | 337.0325 | 0.0073629 | 16 | Residential_2023_SC B_million_m3_Before Competition Groups_16 | Duct Insulation | 0.7363% | 0 | 2.4815 | Residential_2023_SC B_million_m3_Before Competition Groups_Duct Insulation
Residential | Res ¦ Duct Insulation MF | 2023 | SC B | million_m3 | Before Competition Groups | 2.3411 | 0 | 0 | 337.0325 | 0.0069462 | 17 | Residential_2023_SC B_million_m3_Before Competition Groups_17 | Duct Insulation MF | 0.6946% | 0 | 2.3411 | Residential_2023_SC B_million_m3_Before Competition Groups_Duct Insulation MF
Residential | Res ¦ Wall Insulation | 2023 | SC B | million_m3 | Before Competition Groups | 1.0036 | 0 | 0 | 337.0325 | 0.0029779 | 18 | Residential_2023_SC B_million_m3_Before Competition Groups_18 | Wall Insulation | 0.2978% | 0 | 1.0036 | Residential_2023_SC B_million_m3_Before Competition Groups_Wall Insulation
Residential | Res ¦ Wall Insulation MF | 2023 | SC B | million_m3 | Before Competition Groups | 0.51141 | 0 | 0 | 337.0325 | 0.0015174 | 19 | Residential_2023_SC B_million_m3_Before Competition Groups_19 | Wall Insulation MF | 0.1517% | 0 | 0.51141 | Residential_2023_SC B_million_m3_Before Competition Groups_Wall Insulation MF
Residential | Res ¦ Clothes Drying Racks | 2023 | SC B | million_m3 | Before Competition Groups | 0.46945 | 0 | 0 | 337.0325 | 0.0013929 | 20 | Residential_2023_SC B_million_m3_Before Competition Groups_20 | Clothes Drying Racks | 0.1393% | 0 | 0.46945 | Residential_2023_SC B_million_m3_Before Competition Groups_Clothes Drying Racks
Residential | Res ¦ Home Energy Reports | 2023 | SC B | million_m3 | Before Competition Groups | 0.22345 | 0 | 0 | 337.0325 | 0.00066298 | 21 | Residential_2023_SC B_million_m3_Before Competition Groups_21 | Home Energy Reports | 0.0663% | 0 | 0.22345 | Residential_2023_SC B_million_m3_Before Competition Groups_Home Energy Reports
Residential | Res ¦ Minimize Hot and Warm Clothes Wash | 2023 | SC B | million_m3 | Before Competition Groups | 0.21242 | 0 | 0 | 337.0325 | 0.00063028 | 22 | Residential_2023_SC B_million_m3_Before Competition Groups_22 | Minimize Hot and Warm Clothes Wash | 0.06303% | 0 | 0.21242 | Residential_2023_SC B_million_m3_Before Competition Groups_Minimize Hot and Warm Clothes Wash
Residential | Res ¦ Energy Star Clothes Washer | 2023 | SC B | million_m3 | Before Competition Groups | 0 | 0 | 0 | 337.0325 | 0 | 23 | Residential_2023_SC B_million_m3_Before Competition Groups_23 | Energy Star Clothes Washer | 0% | 0 | 0 | Residential_2023_SC B_million_m3_Before Competition Groups_Energy Star Clothes Washer
Residential | Res ¦ Water Heater Temperature Setback | 2023 | SC B | million_m3 | Before Competition Groups | 0 | 0 | 0 | 337.0325 | 0 | 24 | Residential_2023_SC B_million_m3_Before Competition Groups_24 | Water Heater Temperature Setback | 0% | 0 | 0 | Residential_2023_SC B_million_m3_Before Competition Groups_Water Heater Temperature Setback
Residential | Res ¦ Adaptive Thermostat | 2023 | SC C | million_m3 | Before Competition Groups | 29.2029 | 0 | 0 | 162.4948 | 0.17972 | 1 | Residential_2023_SC C_million_m3_Before Competition Groups_1 | Adaptive Thermostat | 17.97% | 0 | 29.2029 | Residential_2023_SC C_million_m3_Before Competition Groups_Adaptive Thermostat
Residential | Res ¦ Comprehensive Draft Proofing | 2023 | SC C | million_m3 | Before Competition Groups | 27.5643 | 0 | 0 | 162.4948 | 0.16963 | 2 | Residential_2023_SC C_million_m3_Before Competition Groups_2 | Comprehensive Draft Proofing | 16.96% | 0 | 27.5643 | Residential_2023_SC C_million_m3_Before Competition Groups_Comprehensive Draft Proofing
Residential | Res ¦ High Efficiency Fireplace with Pilotless Ignition | 2023 | SC C | million_m3 | Before Competition Groups | 24.0588 | 0 | 0 | 162.4948 | 0.14806 | 3 | Residential_2023_SC C_million_m3_Before Competition Groups_3 | High Efficiency Fireplace with Pilotless Ignition | 14.81% | 0 | 24.0588 | Residential_2023_SC C_million_m3_Before Competition Groups_High Efficiency Fireplace with Pilotless Ignition
Residential | Res ¦ Air Sealing | 2023 | SC C | million_m3 | Before Competition Groups | 22.1513 | 0 | 0 | 162.4948 | 0.13632 | 4 | Residential_2023_SC C_million_m3_Before Competition Groups_4 | Air Sealing | 13.63% | 0 | 22.1513 | Residential_2023_SC C_million_m3_Before Competition Groups_Air Sealing
Residential | Res ¦ Advanced BAS/Controllers | 2023 | SC C | million_m3 | Before Competition Groups | 11.3534 | 0 | 0 | 162.4948 | 0.069869 | 5 | Residential_2023_SC C_million_m3_Before Competition Groups_5 | Advanced BAS/Controllers | 6.987% | 0 | 11.3534 | Residential_2023_SC C_million_m3_Before Competition Groups_Advanced BAS/Controllers
Residential | Res ¦ Building Recommissioning, Operations and Maintenance (O&M) Improvements | 2023 | SC C | million_m3 | Before Competition Groups | 9.382 | 0 | 0 | 162.4948 | 0.057737 | 6 | Residential_2023_SC C_million_m3_Before Competition Groups_6 | Building Recommissioning, Operations and Maintenance (O&M) Improvements | 5.774% | 0 | 9.382 | Residential_2023_SC C_million_m3_Before Competition Groups_Building Recommissioning, Operations and Maintenance (O&M) Improvements
Residential | Res ¦ Basement Wall Insulation | 2023 | SC C | million_m3 | Before Competition Groups | 8.2615 | 0 | 0 | 162.4948 | 0.050841 | 7 | Residential_2023_SC C_million_m3_Before Competition Groups_7 | Basement Wall Insulation | 5.084% | 0 | 8.2615 | Residential_2023_SC C_million_m3_Before Competition Groups_Basement Wall Insulation
Residential | Res ¦ Attic Insulation | 2023 | SC C | million_m3 | Before Competition Groups | 7.9266 | 0 | 0 | 162.4948 | 0.048781 | 8 | Residential_2023_SC C_million_m3_Before Competition Groups_8 | Attic Insulation | 4.878% | 0 | 7.9266 | Residential_2023_SC C_million_m3_Before Competition Groups_Attic Insulation
Residential | Res ¦ Condensing Make Up Air Unit | 2023 | SC C | million_m3 | Before Competition Groups | 7.294 | 0 | 0 | 162.4948 | 0.044888 | 9 | Residential_2023_SC C_million_m3_Before Competition Groups_9 | Condensing Make Up Air Unit | 4.489% | 0 | 7.294 | Residential_2023_SC C_million_m3_Before Competition Groups_Condensing Make Up Air Unit
Residential | Res ¦ Demand Control Ventilation | 2023 | SC C | million_m3 | Before Competition Groups | 5.0888 | 0 | 0 | 162.4948 | 0.031317 | 10 | Residential_2023_SC C_million_m3_Before Competition Groups_10 | Demand Control Ventilation | 3.132% | 0 | 5.0888 | Residential_2023_SC C_million_m3_Before Competition Groups_Demand Control Ventilation
Residential | Res ¦ High Efficiency Condensing Furnace | 2023 | SC C | million_m3 | Before Competition Groups | 3.5638 | 0 | 0 | 162.4948 | 0.021932 | 11 | Residential_2023_SC C_million_m3_Before Competition Groups_11 | High Efficiency Condensing Furnace | 2.193% | 0 | 3.5638 | Residential_2023_SC C_million_m3_Before Competition Groups_High Efficiency Condensing Furnace
Residential | Res ¦ Condensing Boiler | 2023 | SC C | million_m3 | Before Competition Groups | 2.9963 | 0 | 0 | 162.4948 | 0.018439 | 12 | Residential_2023_SC C_million_m3_Before Competition Groups_12 | Condensing Boiler | 1.844% | 0 | 2.9963 | Residential_2023_SC C_million_m3_Before Competition Groups_Condensing Boiler
Residential | Res ¦ Heat Recovery Ventilator | 2023 | SC C | million_m3 | Before Competition Groups | 0.86379 | 0 | 0 | 162.4948 | 0.0053158 | 13 | Residential_2023_SC C_million_m3_Before Competition Groups_13 | Heat Recovery Ventilator | 0.5316% | 0 | 0.86379 | Residential_2023_SC C_million_m3_Before Competition Groups_Heat Recovery Ventilator
Residential | Res ¦ Duct Insulation MF | 2023 | SC C | million_m3 | Before Competition Groups | 0.77474 | 0 | 0 | 162.4948 | 0.0047678 | 14 | Residential_2023_SC C_million_m3_Before Competition Groups_14 | Duct Insulation MF | 0.4768% | 0 | 0.77474 | Residential_2023_SC C_million_m3_Before Competition Groups_Duct Insulation MF
Residential | Res ¦ Wall Insulation MF | 2023 | SC C | million_m3 | Before Competition Groups | 0.51144 | 0 | 0 | 162.4948 | 0.0031474 | 15 | Residential_2023_SC C_million_m3_Before Competition Groups_15 | Wall Insulation MF | 0.3147% | 0 | 0.51144 | Residential_2023_SC C_million_m3_Before Competition Groups_Wall Insulation MF
Residential | Res ¦ Duct Insulation | 2023 | SC C | million_m3 | Before Competition Groups | 0.35896 | 0 | 0 | 162.4948 | 0.002209 | 16 | Residential_2023_SC C_million_m3_Before Competition Groups_16 | Duct Insulation | 0.2209% | 0 | 0.35896 | Residential_2023_SC C_million_m3_Before Competition Groups_Duct Insulation
Residential | Res ¦ Pool Cover | 2023 | SC C | million_m3 | Before Competition Groups | 0.32904 | 0 | 0 | 162.4948 | 0.0020249 | 17 | Residential_2023_SC C_million_m3_Before Competition Groups_17 | Pool Cover | 0.2025% | 0 | 0.32904 | Residential_2023_SC C_million_m3_Before Competition Groups_Pool Cover
Residential | Res ¦ Floor Insulation | 2023 | SC C | million_m3 | Before Competition Groups | 0.2946 | 0 | 0 | 162.4948 | 0.001813 | 18 | Residential_2023_SC C_million_m3_Before Competition Groups_18 | Floor Insulation | 0.1813% | 0 | 0.2946 | Residential_2023_SC C_million_m3_Before Competition Groups_Floor Insulation
Residential | Res ¦ Home Energy Reports | 2023 | SC C | million_m3 | Before Competition Groups | 0.22345 | 0 | 0 | 162.4948 | 0.0013751 | 19 | Residential_2023_SC C_million_m3_Before Competition Groups_19 | Home Energy Reports | 0.1375% | 0 | 0.22345 | Residential_2023_SC C_million_m3_Before Competition Groups_Home Energy Reports
Residential | Res ¦ Minimize Hot and Warm Clothes Wash | 2023 | SC C | million_m3 | Before Competition Groups | 0.21242 | 0 | 0 | 162.4948 | 0.0013073 | 20 | Residential_2023_SC C_million_m3_Before Competition Groups_20 | Minimize Hot and Warm Clothes Wash | 0.1307% | 0 | 0.21242 | Residential_2023_SC C_million_m3_Before Competition Groups_Minimize Hot and Warm Clothes Wash
Residential | Res ¦ Wall Insulation | 2023 | SC C | million_m3 | Before Competition Groups | 0.082531 | 0 | 0 | 162.4948 | 0.0005079 | 21 | Residential_2023_SC C_million_m3_Before Competition Groups_21 | Wall Insulation | 0.05079% | 0 | 0.082531 | Residential_2023_SC C_million_m3_Before Competition Groups_Wall Insulation
Residential | Res ¦ Clothes Drying Racks | 2023 | SC C | million_m3 | Before Competition Groups | 0.00015694 | 0 | 0 | 162.4948 | 9.658e-07 | 22 | Residential_2023_SC C_million_m3_Before Competition Groups_22 | Clothes Drying Racks | 9.658e-05% | 0 | 0.00015694 | Residential_2023_SC C_million_m3_Before Competition Groups_Clothes Drying Racks
Residential | Res ¦ Energy Star Clothes Washer | 2023 | SC C | million_m3 | Before Competition Groups | 0 | 0 | 0 | 162.4948 | 0 | 23 | Residential_2023_SC C_million_m3_Before Competition Groups_23 | Energy Star Clothes Washer | 0% | 0 | 0 | Residential_2023_SC C_million_m3_Before Competition Groups_Energy Star Clothes Washer
Residential | Res ¦ Water Heater Temperature Setback | 2023 | SC C | million_m3 | Before Competition Groups | 0 | 0 | 0 | 162.4948 | 0 | 24 | Residential_2023_SC C_million_m3_Before Competition Groups_24 | Water Heater Temperature Setback | 0% | 0 | 0 | Residential_2023_SC C_million_m3_Before Competition Groups_Water Heater Temperature Setback
Residential | Res ¦ Air Sealing | 2023 | Technical | million_m3 | Before Competition Groups | 641.7417 | 0 | 0 | 3496.9145 | 0.18352 | 1 | Residential_2023_Technical_million_m3_Before Competition Groups_1 | Air Sealing | 18.35% | 0 | 641.7417 | Residential_2023_Technical_million_m3_Before Competition Groups_Air Sealing
Residential | Res ¦ Adaptive Thermostat | 2023 | Technical | million_m3 | Before Competition Groups | 495.4328 | 0 | 0 | 3496.9145 | 0.14168 | 2 | Residential_2023_Technical_million_m3_Before Competition Groups_2 | Adaptive Thermostat | 14.17% | 0 | 495.4328 | Residential_2023_Technical_million_m3_Before Competition Groups_Adaptive Thermostat
Residential | Res ¦ Energy Star Windows | 2023 | Technical | million_m3 | Before Competition Groups | 244.1781 | 0 | 0 | 3496.9145 | 0.069827 | 3 | Residential_2023_Technical_million_m3_Before Competition Groups_3 | Energy Star Windows | 6.983% | 0 | 244.1781 | Residential_2023_Technical_million_m3_Before Competition Groups_Energy Star Windows
Residential | Res ¦ Comprehensive Draft Proofing | 2023 | Technical | million_m3 | Before Competition Groups | 193.2561 | 0 | 0 | 3496.9145 | 0.055265 | 4 | Residential_2023_Technical_million_m3_Before Competition Groups_4 | Comprehensive Draft Proofing | 5.526% | 0 | 193.2561 | Residential_2023_Technical_million_m3_Before Competition Groups_Comprehensive Draft Proofing
Residential | Res ¦ Wall Insulation | 2023 | Technical | million_m3 | Before Competition Groups | 177.4431 | 0 | 0 | 3496.9145 | 0.050743 | 5 | Residential_2023_Technical_million_m3_Before Competition Groups_5 | Wall Insulation | 5.074% | 0 | 177.4431 | Residential_2023_Technical_million_m3_Before Competition Groups_Wall Insulation
Residential | Res ¦ Attic Insulation | 2023 | Technical | million_m3 | Before Competition Groups | 156.6917 | 0 | 0 | 3496.9145 | 0.044809 | 6 | Residential_2023_Technical_million_m3_Before Competition Groups_6 | Attic Insulation | 4.481% | 0 | 156.6917 | Residential_2023_Technical_million_m3_Before Competition Groups_Attic Insulation
Residential | Res ¦ DHW Recirculation Systems | 2023 | Technical | million_m3 | Before Competition Groups | 148.2487 | 0 | 0 | 3496.9145 | 0.042394 | 7 | Residential_2023_Technical_million_m3_Before Competition Groups_7 | DHW Recirculation Systems | 4.239% | 0 | 148.2487 | Residential_2023_Technical_million_m3_Before Competition Groups_DHW Recirculation Systems
Residential | Res ¦ Basement or Crawlspace Insulation | 2023 | Technical | million_m3 | Before Competition Groups | 133.1038 | 0 | 0 | 3496.9145 | 0.038063 | 8 | Residential_2023_Technical_million_m3_Before Competition Groups_8 | Basement or Crawlspace Insulation | 3.806% | 0 | 133.1038 | Residential_2023_Technical_million_m3_Before Competition Groups_Basement or Crawlspace Insulation
Residential | Res ¦ Basement Wall Insulation | 2023 | Technical | million_m3 | Before Competition Groups | 130.253 | 0 | 0 | 3496.9145 | 0.037248 | 9 | Residential_2023_Technical_million_m3_Before Competition Groups_9 | Basement Wall Insulation | 3.725% | 0 | 130.253 | Residential_2023_Technical_million_m3_Before Competition Groups_Basement Wall Insulation
Residential | Res ¦ Window Film | 2023 | Technical | million_m3 | Before Competition Groups | 91.5715 | 0 | 0 | 3496.9145 | 0.026186 | 10 | Residential_2023_Technical_million_m3_Before Competition Groups_10 | Window Film | 2.619% | 0 | 91.5715 | Residential_2023_Technical_million_m3_Before Competition Groups_Window Film
Residential | Res ¦ Condensing Storage Water Heater | 2023 | Technical | million_m3 | Before Competition Groups | 89.9084 | 0 | 0 | 3496.9145 | 0.025711 | 11 | Residential_2023_Technical_million_m3_Before Competition Groups_11 | Condensing Storage Water Heater | 2.571% | 0 | 89.9084 | Residential_2023_Technical_million_m3_Before Competition Groups_Condensing Storage Water Heater
Residential | Res ¦ Furnace Tune Up | 2023 | Technical | million_m3 | Before Competition Groups | 88.5114 | 0 | 0 | 3496.9145 | 0.025311 | 12 | Residential_2023_Technical_million_m3_Before Competition Groups_12 | Furnace Tune Up | 2.531% | 0 | 88.5114 | Residential_2023_Technical_million_m3_Before Competition Groups_Furnace Tune Up
Residential | Res ¦ Condensing Boiler | 2023 | Technical | million_m3 | Before Competition Groups | 79.6547 | 0 | 0 | 3496.9145 | 0.022779 | 13 | Residential_2023_Technical_million_m3_Before Competition Groups_13 | Condensing Boiler | 2.278% | 0 | 79.6547 | Residential_2023_Technical_million_m3_Before Competition Groups_Condensing Boiler
Residential | Res ¦ Advanced BAS/Controllers | 2023 | Technical | million_m3 | Before Competition Groups | 79.5995 | 0 | 0 | 3496.9145 | 0.022763 | 14 | Residential_2023_Technical_million_m3_Before Competition Groups_14 | Advanced BAS/Controllers | 2.276% | 0 | 79.5995 | Residential_2023_Technical_million_m3_Before Competition Groups_Advanced BAS/Controllers
Residential | Res ¦ Tankless Water Heater | 2023 | Technical | million_m3 | Before Competition Groups | 75.0448 | 0 | 0 | 3496.9145 | 0.02146 | 15 | Residential_2023_Technical_million_m3_Before Competition Groups_15 | Tankless Water Heater | 2.146% | 0 | 75.0448 | Residential_2023_Technical_million_m3_Before Competition Groups_Tankless Water Heater
Residential | Res ¦ Ceiling Insulation | 2023 | Technical | million_m3 | Before Competition Groups | 65.9526 | 0 | 0 | 3496.9145 | 0.01886 | 16 | Residential_2023_Technical_million_m3_Before Competition Groups_16 | Ceiling Insulation | 1.886% | 0 | 65.9526 | Residential_2023_Technical_million_m3_Before Competition Groups_Ceiling Insulation
Residential | Res ¦ Building Recommissioning, Operations and Maintenance (O&M) Improvements | 2023 | Technical | million_m3 | Before Competition Groups | 65.7781 | 0 | 0 | 3496.9145 | 0.01881 | 17 | Residential_2023_Technical_million_m3_Before Competition Groups_17 | Building Recommissioning, Operations and Maintenance (O&M) Improvements | 1.881% | 0 | 65.7781 | Residential_2023_Technical_million_m3_Before Competition Groups_Building Recommissioning, Operations and Maintenance (O&M) Improvements
Residential | Res ¦ Duct Insulation MF | 2023 | Technical | million_m3 | Before Competition Groups | 52.0537 | 0 | 0 | 3496.9145 | 0.014886 | 18 | Residential_2023_Technical_million_m3_Before Competition Groups_18 | Duct Insulation MF | 1.489% | 0 | 52.0537 | Residential_2023_Technical_million_m3_Before Competition Groups_Duct Insulation MF
Residential | Res ¦ Floor Insulation | 2023 | Technical | million_m3 | Before Competition Groups | 51.3079 | 0 | 0 | 3496.9145 | 0.014672 | 19 | Residential_2023_Technical_million_m3_Before Competition Groups_19 | Floor Insulation | 1.467% | 0 | 51.3079 | Residential_2023_Technical_million_m3_Before Competition Groups_Floor Insulation
Residential | Res ¦ High Efficiency Storage Water Heater | 2023 | Technical | million_m3 | Before Competition Groups | 49.8029 | 0 | 0 | 3496.9145 | 0.014242 | 20 | Residential_2023_Technical_million_m3_Before Competition Groups_20 | High Efficiency Storage Water Heater | 1.424% | 0 | 49.8029 | Residential_2023_Technical_million_m3_Before Competition Groups_High Efficiency Storage Water Heater
Residential | Res ¦ Duct Insulation | 2023 | Technical | million_m3 | Before Competition Groups | 48.764 | 0 | 0 | 3496.9145 | 0.013945 | 21 | Residential_2023_Technical_million_m3_Before Competition Groups_21 | Duct Insulation | 1.394% | 0 | 48.764 | Residential_2023_Technical_million_m3_Before Competition Groups_Duct Insulation
Residential | Res ¦ High Efficiency Condensing Furnace | 2023 | Technical | million_m3 | Before Competition Groups | 48.3335 | 0 | 0 | 3496.9145 | 0.013822 | 22 | Residential_2023_Technical_million_m3_Before Competition Groups_22 | High Efficiency Condensing Furnace | 1.382% | 0 | 48.3335 | Residential_2023_Technical_million_m3_Before Competition Groups_High Efficiency Condensing Furnace
Residential | Res ¦ Heat Recovery Ventilator | 2023 | Technical | million_m3 | Before Competition Groups | 47.6252 | 0 | 0 | 3496.9145 | 0.013619 | 23 | Residential_2023_Technical_million_m3_Before Competition Groups_23 | Heat Recovery Ventilator | 1.362% | 0 | 47.6252 | Residential_2023_Technical_million_m3_Before Competition Groups_Heat Recovery Ventilator
Residential | Res ¦ High Efficiency Fireplace with Pilotless Ignition | 2023 | Technical | million_m3 | Before Competition Groups | 46.7374 | 0 | 0 | 3496.9145 | 0.013365 | 24 | Residential_2023_Technical_million_m3_Before Competition Groups_24 | High Efficiency Fireplace with Pilotless Ignition | 1.337% | 0 | 46.7374 | Residential_2023_Technical_million_m3_Before Competition Groups_High Efficiency Fireplace with Pilotless Ignition
Residential | Res ¦ Demand Control Ventilation | 2023 | Technical | million_m3 | Before Competition Groups | 35.6782 | 0 | 0 | 3496.9145 | 0.010203 | 25 | Residential_2023_Technical_million_m3_Before Competition Groups_25 | Demand Control Ventilation | 1.02% | 0 | 35.6782 | Residential_2023_Technical_million_m3_Before Competition Groups_Demand Control Ventilation
Residential | Res ¦ Condensing Make Up Air Unit | 2023 | Technical | million_m3 | Before Competition Groups | 32.1496 | 0 | 0 | 3496.9145 | 0.0091937 | 26 | Residential_2023_Technical_million_m3_Before Competition Groups_26 | Condensing Make Up Air Unit | 0.9194% | 0 | 32.1496 | Residential_2023_Technical_million_m3_Before Competition Groups_Condensing Make Up Air Unit
Residential | Res ¦ Early Hot Water Heater Replacement | 2023 | Technical | million_m3 | Before Competition Groups | 29.0504 | 0 | 0 | 3496.9145 | 0.0083074 | 27 | Residential_2023_Technical_million_m3_Before Competition Groups_27 | Early Hot Water Heater Replacement | 0.8307% | 0 | 29.0504 | Residential_2023_Technical_million_m3_Before Competition Groups_Early Hot Water Heater Replacement
Residential | Res ¦ Drain Water Heat Recovery | 2023 | Technical | million_m3 | Before Competition Groups | 24.7932 | 0 | 0 | 3496.9145 | 0.00709 | 28 | Residential_2023_Technical_million_m3_Before Competition Groups_28 | Drain Water Heat Recovery | 0.709% | 0 | 24.7932 | Residential_2023_Technical_million_m3_Before Competition Groups_Drain Water Heat Recovery
Residential | Res ¦ Solar Water Heating System | 2023 | Technical | million_m3 | Before Competition Groups | 22.1125 | 0 | 0 | 3496.9145 | 0.0063234 | 29 | Residential_2023_Technical_million_m3_Before Competition Groups_29 | Solar Water Heating System | 0.6323% | 0 | 22.1125 | Residential_2023_Technical_million_m3_Before Competition Groups_Solar Water Heating System
Residential | Res ¦ Pool Cover | 2023 | Technical | million_m3 | Before Competition Groups | 16.2473 | 0 | 0 | 3496.9145 | 0.0046462 | 30 | Residential_2023_Technical_million_m3_Before Competition Groups_30 | Pool Cover | 0.4646% | 0 | 16.2473 | Residential_2023_Technical_million_m3_Before Competition Groups_Pool Cover
Residential | Res ¦ Home Energy Reports | 2023 | Technical | million_m3 | Before Competition Groups | 10.0327 | 0 | 0 | 3496.9145 | 0.002869 | 31 | Residential_2023_Technical_million_m3_Before Competition Groups_31 | Home Energy Reports | 0.2869% | 0 | 10.0327 | Residential_2023_Technical_million_m3_Before Competition Groups_Home Energy Reports
Residential | Res ¦ Wall Insulation MF | 2023 | Technical | million_m3 | Before Competition Groups | 8.0635 | 0 | 0 | 3496.9145 | 0.0023059 | 32 | Residential_2023_Technical_million_m3_Before Competition Groups_32 | Wall Insulation MF | 0.2306% | 0 | 8.0635 | Residential_2023_Technical_million_m3_Before Competition Groups_Wall Insulation MF
Residential | Res ¦ Water Heater Temperature Setback | 2023 | Technical | million_m3 | Before Competition Groups | 7.2298 | 0 | 0 | 3496.9145 | 0.0020675 | 33 | Residential_2023_Technical_million_m3_Before Competition Groups_33 | Water Heater Temperature Setback | 0.2067% | 0 | 7.2298 | Residential_2023_Technical_million_m3_Before Competition Groups_Water Heater Temperature Setback
Residential | Res ¦ High Efficiency Gas Pool Heater | 2023 | Technical | million_m3 | Before Competition Groups | 6.7053 | 0 | 0 | 3496.9145 | 0.0019175 | 34 | Residential_2023_Technical_million_m3_Before Competition Groups_34 | High Efficiency Gas Pool Heater | 0.1918% | 0 | 6.7053 | Residential_2023_Technical_million_m3_Before Competition Groups_High Efficiency Gas Pool Heater
Residential | Res ¦ Clothes Drying Racks | 2023 | Technical | million_m3 | Before Competition Groups | 1.2461 | 0 | 0 | 3496.9145 | 0.00035635 | 35 | Residential_2023_Technical_million_m3_Before Competition Groups_35 | Clothes Drying Racks | 0.03563% | 0 | 1.2461 | Residential_2023_Technical_million_m3_Before Competition Groups_Clothes Drying Racks
Residential | Res ¦ Minimize Hot and Warm Clothes Wash | 2023 | Technical | million_m3 | Before Competition Groups | 1.079 | 0 | 0 | 3496.9145 | 0.00030855 | 36 | Residential_2023_Technical_million_m3_Before Competition Groups_36 | Minimize Hot and Warm Clothes Wash | 0.03086% | 0 | 1.079 | Residential_2023_Technical_million_m3_Before Competition Groups_Minimize Hot and Warm Clothes Wash
Residential | Res ¦ Energy Star Clothes Dryer | 2023 | Technical | million_m3 | Before Competition Groups | 0.90724 | 0 | 0 | 3496.9145 | 0.00025944 | 37 | Residential_2023_Technical_million_m3_Before Competition Groups_37 | Energy Star Clothes Dryer | 0.02594% | 0 | 0.90724 | Residential_2023_Technical_million_m3_Before Competition Groups_Energy Star Clothes Dryer
Residential | Res ¦ Energy Star Clothes Washer | 2023 | Technical | million_m3 | Before Competition Groups | 0.49795 | 0 | 0 | 3496.9145 | 0.0001424 | 38 | Residential_2023_Technical_million_m3_Before Competition Groups_38 | Energy Star Clothes Washer | 0.01424% | 0 | 0.49795 | Residential_2023_Technical_million_m3_Before Competition Groups_Energy Star Clothes Washer
Residential | Res ¦ Solar Water Preheat (Pools/DHW) | 2023 | Technical | million_m3 | Before Competition Groups | 0.12708 | 0 | 0 | 3496.9145 | 3.6341e-05 | 39 | Residential_2023_Technical_million_m3_Before Competition Groups_39 | Solar Water Preheat (Pools/DHW) | 0.003634% | 0 | 0.12708 | Residential_2023_Technical_million_m3_Before Competition Groups_Solar Water Preheat (Pools/DHW)
Residential | Res ¦ Air Sealing | 2024 | Economic | million_m3 | Before Competition Groups | 631.6022 | 0 | 0 | 2185.2503 | 0.28903 | 1 | Residential_2024_Economic_million_m3_Before Competition Groups_1 | Air Sealing | 28.9% | 0 | 631.6022 | Residential_2024_Economic_million_m3_Before Competition Groups_Air Sealing
Residential | Res ¦ Adaptive Thermostat | 2024 | Economic | million_m3 | Before Competition Groups | 495.7634 | 0 | 0 | 2185.2503 | 0.22687 | 2 | Residential_2024_Economic_million_m3_Before Competition Groups_2 | Adaptive Thermostat | 22.69% | 0 | 495.7634 | Residential_2024_Economic_million_m3_Before Competition Groups_Adaptive Thermostat
Residential | Res ¦ Comprehensive Draft Proofing | 2024 | Economic | million_m3 | Before Competition Groups | 190.2027 | 0 | 0 | 2185.2503 | 0.087039 | 3 | Residential_2024_Economic_million_m3_Before Competition Groups_3 | Comprehensive Draft Proofing | 8.704% | 0 | 190.2027 | Residential_2024_Economic_million_m3_Before Competition Groups_Comprehensive Draft Proofing
Residential | Res ¦ Attic Insulation | 2024 | Economic | million_m3 | Before Competition Groups | 154.216 | 0 | 0 | 2185.2503 | 0.070571 | 4 | Residential_2024_Economic_million_m3_Before Competition Groups_4 | Attic Insulation | 7.057% | 0 | 154.216 | Residential_2024_Economic_million_m3_Before Competition Groups_Attic Insulation
Residential | Res ¦ Basement Wall Insulation | 2024 | Economic | million_m3 | Before Competition Groups | 128.195 | 0 | 0 | 2185.2503 | 0.058664 | 5 | Residential_2024_Economic_million_m3_Before Competition Groups_5 | Basement Wall Insulation | 5.866% | 0 | 128.195 | Residential_2024_Economic_million_m3_Before Competition Groups_Basement Wall Insulation
Residential | Res ¦ Advanced BAS/Controllers | 2024 | Economic | million_m3 | Before Competition Groups | 78.3418 | 0 | 0 | 2185.2503 | 0.03585 | 6 | Residential_2024_Economic_million_m3_Before Competition Groups_6 | Advanced BAS/Controllers | 3.585% | 0 | 78.3418 | Residential_2024_Economic_million_m3_Before Competition Groups_Advanced BAS/Controllers
Residential | Res ¦ Building Recommissioning, Operations and Maintenance (O&M) Improvements | 2024 | Economic | million_m3 | Before Competition Groups | 64.7388 | 0 | 0 | 2185.2503 | 0.029625 | 7 | Residential_2024_Economic_million_m3_Before Competition Groups_7 | Building Recommissioning, Operations and Maintenance (O&M) Improvements | 2.963% | 0 | 64.7388 | Residential_2024_Economic_million_m3_Before Competition Groups_Building Recommissioning, Operations and Maintenance (O&M) Improvements
Residential | Res ¦ Heat Recovery Ventilator | 2024 | Economic | million_m3 | Before Competition Groups | 56.2497 | 0 | 0 | 2185.2503 | 0.025741 | 8 | Residential_2024_Economic_million_m3_Before Competition Groups_8 | Heat Recovery Ventilator | 2.574% | 0 | 56.2497 | Residential_2024_Economic_million_m3_Before Competition Groups_Heat Recovery Ventilator
Residential | Res ¦ High Efficiency Fireplace with Pilotless Ignition | 2024 | Economic | million_m3 | Before Competition Groups | 54.9541 | 0 | 0 | 2185.2503 | 0.025148 | 9 | Residential_2024_Economic_million_m3_Before Competition Groups_9 | High Efficiency Fireplace with Pilotless Ignition | 2.515% | 0 | 54.9541 | Residential_2024_Economic_million_m3_Before Competition Groups_High Efficiency Fireplace with Pilotless Ignition
Residential | Res ¦ Floor Insulation | 2024 | Economic | million_m3 | Before Competition Groups | 50.4973 | 0 | 0 | 2185.2503 | 0.023108 | 10 | Residential_2024_Economic_million_m3_Before Competition Groups_10 | Floor Insulation | 2.311% | 0 | 50.4973 | Residential_2024_Economic_million_m3_Before Competition Groups_Floor Insulation
Residential | Res ¦ High Efficiency Condensing Furnace | 2024 | Economic | million_m3 | Before Competition Groups | 46.0822 | 0 | 0 | 2185.2503 | 0.021088 | 11 | Residential_2024_Economic_million_m3_Before Competition Groups_11 | High Efficiency Condensing Furnace | 2.109% | 0 | 46.0822 | Residential_2024_Economic_million_m3_Before Competition Groups_High Efficiency Condensing Furnace
Residential | Res ¦ Duct Insulation | 2024 | Economic | million_m3 | Before Competition Groups | 40.9758 | 0 | 0 | 2185.2503 | 0.018751 | 12 | Residential_2024_Economic_million_m3_Before Competition Groups_12 | Duct Insulation | 1.875% | 0 | 40.9758 | Residential_2024_Economic_million_m3_Before Competition Groups_Duct Insulation
Residential | Res ¦ Condensing Boiler | 2024 | Economic | million_m3 | Before Competition Groups | 38.8296 | 0 | 0 | 2185.2503 | 0.017769 | 13 | Residential_2024_Economic_million_m3_Before Competition Groups_13 | Condensing Boiler | 1.777% | 0 | 38.8296 | Residential_2024_Economic_million_m3_Before Competition Groups_Condensing Boiler
Residential | Res ¦ Condensing Make Up Air Unit | 2024 | Economic | million_m3 | Before Competition Groups | 37.7567 | 0 | 0 | 2185.2503 | 0.017278 | 14 | Residential_2024_Economic_million_m3_Before Competition Groups_14 | Condensing Make Up Air Unit | 1.728% | 0 | 37.7567 | Residential_2024_Economic_million_m3_Before Competition Groups_Condensing Make Up Air Unit
Residential | Res ¦ Duct Insulation MF | 2024 | Economic | million_m3 | Before Competition Groups | 36.3447 | 0 | 0 | 2185.2503 | 0.016632 | 15 | Residential_2024_Economic_million_m3_Before Competition Groups_15 | Duct Insulation MF | 1.663% | 0 | 36.3447 | Residential_2024_Economic_million_m3_Before Competition Groups_Duct Insulation MF
Residential | Res ¦ Demand Control Ventilation | 2024 | Economic | million_m3 | Before Competition Groups | 35.1145 | 0 | 0 | 2185.2503 | 0.016069 | 16 | Residential_2024_Economic_million_m3_Before Competition Groups_16 | Demand Control Ventilation | 1.607% | 0 | 35.1145 | Residential_2024_Economic_million_m3_Before Competition Groups_Demand Control Ventilation
Residential | Res ¦ Pool Cover | 2024 | Economic | million_m3 | Before Competition Groups | 15.9906 | 0 | 0 | 2185.2503 | 0.0073175 | 17 | Residential_2024_Economic_million_m3_Before Competition Groups_17 | Pool Cover | 0.7317% | 0 | 15.9906 | Residential_2024_Economic_million_m3_Before Competition Groups_Pool Cover
Residential | Res ¦ Wall Insulation | 2024 | Economic | million_m3 | Before Competition Groups | 15.5852 | 0 | 0 | 2185.2503 | 0.007132 | 18 | Residential_2024_Economic_million_m3_Before Competition Groups_18 | Wall Insulation | 0.7132% | 0 | 15.5852 | Residential_2024_Economic_million_m3_Before Competition Groups_Wall Insulation
Residential | Res ¦ Wall Insulation MF | 2024 | Economic | million_m3 | Before Competition Groups | 7.9361 | 0 | 0 | 2185.2503 | 0.0036317 | 19 | Residential_2024_Economic_million_m3_Before Competition Groups_19 | Wall Insulation MF | 0.3632% | 0 | 7.9361 | Residential_2024_Economic_million_m3_Before Competition Groups_Wall Insulation MF
Residential | Res ¦ Home Energy Reports | 2024 | Economic | million_m3 | Before Competition Groups | 3.5859 | 0 | 0 | 2185.2503 | 0.0016409 | 20 | Residential_2024_Economic_million_m3_Before Competition Groups_20 | Home Energy Reports | 0.1641% | 0 | 3.5859 | Residential_2024_Economic_million_m3_Before Competition Groups_Home Energy Reports
Residential | Res ¦ Clothes Drying Racks | 2024 | Economic | million_m3 | Before Competition Groups | 1.2264 | 0 | 0 | 2185.2503 | 0.00056123 | 21 | Residential_2024_Economic_million_m3_Before Competition Groups_21 | Clothes Drying Racks | 0.05612% | 0 | 1.2264 | Residential_2024_Economic_million_m3_Before Competition Groups_Clothes Drying Racks
Residential | Res ¦ Minimize Hot and Warm Clothes Wash | 2024 | Economic | million_m3 | Before Competition Groups | 1.0619 | 0 | 0 | 2185.2503 | 0.00048595 | 22 | Residential_2024_Economic_million_m3_Before Competition Groups_22 | Minimize Hot and Warm Clothes Wash | 0.0486% | 0 | 1.0619 | Residential_2024_Economic_million_m3_Before Competition Groups_Minimize Hot and Warm Clothes Wash
Residential | Res ¦ Energy Star Clothes Washer | 2024 | Economic | million_m3 | Before Competition Groups | 0 | 0 | 0 | 2185.2503 | 0 | 23 | Residential_2024_Economic_million_m3_Before Competition Groups_23 | Energy Star Clothes Washer | 0% | 0 | 0 | Residential_2024_Economic_million_m3_Before Competition Groups_Energy Star Clothes Washer
Residential | Res ¦ Water Heater Temperature Setback | 2024 | Economic | million_m3 | Before Competition Groups | 0 | 0 | 0 | 2185.2503 | 0 | 24 | Residential_2024_Economic_million_m3_Before Competition Groups_24 | Water Heater Temperature Setback | 0% | 0 | 0 | Residential_2024_Economic_million_m3_Before Competition Groups_Water Heater Temperature Setback
Residential | Res ¦ Comprehensive Draft Proofing | 2024 | SC A | million_m3 | Before Competition Groups | 33.7314 | 0 | 0 | 173.418 | 0.19451 | 1 | Residential_2024_SC A_million_m3_Before Competition Groups_1 | Comprehensive Draft Proofing | 19.45% | 0 | 33.7314 | Residential_2024_SC A_million_m3_Before Competition Groups_Comprehensive Draft Proofing
Residential | Res ¦ Adaptive Thermostat | 2024 | SC A | million_m3 | Before Competition Groups | 29.253 | 0 | 0 | 173.418 | 0.16869 | 2 | Residential_2024_SC A_million_m3_Before Competition Groups_2 | Adaptive Thermostat | 16.87% | 0 | 29.253 | Residential_2024_SC A_million_m3_Before Competition Groups_Adaptive Thermostat
Residential | Res ¦ High Efficiency Fireplace with Pilotless Ignition | 2024 | SC A | million_m3 | Before Competition Groups | 25.2345 | 0 | 0 | 173.418 | 0.14551 | 3 | Residential_2024_SC A_million_m3_Before Competition Groups_3 | High Efficiency Fireplace with Pilotless Ignition | 14.55% | 0 | 25.2345 | Residential_2024_SC A_million_m3_Before Competition Groups_High Efficiency Fireplace with Pilotless Ignition
Residential | Res ¦ Air Sealing | 2024 | SC A | million_m3 | Before Competition Groups | 21.1247 | 0 | 0 | 173.418 | 0.12181 | 4 | Residential_2024_SC A_million_m3_Before Competition Groups_4 | Air Sealing | 12.18% | 0 | 21.1247 | Residential_2024_SC A_million_m3_Before Competition Groups_Air Sealing
Residential | Res ¦ Advanced BAS/Controllers | 2024 | SC A | million_m3 | Before Competition Groups | 14.4434 | 0 | 0 | 173.418 | 0.083286 | 5 | Residential_2024_SC A_million_m3_Before Competition Groups_5 | Advanced BAS/Controllers | 8.329% | 0 | 14.4434 | Residential_2024_SC A_million_m3_Before Competition Groups_Advanced BAS/Controllers
Residential | Res ¦ Building Recommissioning, Operations and Maintenance (O&M) Improvements | 2024 | SC A | million_m3 | Before Competition Groups | 11.9355 | 0 | 0 | 173.418 | 0.068825 | 6 | Residential_2024_SC A_million_m3_Before Competition Groups_6 | Building Recommissioning, Operations and Maintenance (O&M) Improvements | 6.882% | 0 | 11.9355 | Residential_2024_SC A_million_m3_Before Competition Groups_Building Recommissioning, Operations and Maintenance (O&M) Improvements
Residential | Res ¦ Basement Wall Insulation | 2024 | SC A | million_m3 | Before Competition Groups | 9.0595 | 0 | 0 | 173.418 | 0.052241 | 7 | Residential_2024_SC A_million_m3_Before Competition Groups_7 | Basement Wall Insulation | 5.224% | 0 | 9.0595 | Residential_2024_SC A_million_m3_Before Competition Groups_Basement Wall Insulation
Residential | Res ¦ Condensing Make Up Air Unit | 2024 | SC A | million_m3 | Before Competition Groups | 7.7137 | 0 | 0 | 173.418 | 0.04448 | 8 | Residential_2024_SC A_million_m3_Before Competition Groups_8 | Condensing Make Up Air Unit | 4.448% | 0 | 7.7137 | Residential_2024_SC A_million_m3_Before Competition Groups_Condensing Make Up Air Unit
Residential | Res ¦ Attic Insulation | 2024 | SC A | million_m3 | Before Competition Groups | 6.169 | 0 | 0 | 173.418 | 0.035573 | 9 | Residential_2024_SC A_million_m3_Before Competition Groups_9 | Attic Insulation | 3.557% | 0 | 6.169 | Residential_2024_SC A_million_m3_Before Competition Groups_Attic Insulation
Residential | Res ¦ Demand Control Ventilation | 2024 | SC A | million_m3 | Before Competition Groups | 4.5267 | 0 | 0 | 173.418 | 0.026103 | 10 | Residential_2024_SC A_million_m3_Before Competition Groups_10 | Demand Control Ventilation | 2.61% | 0 | 4.5267 | Residential_2024_SC A_million_m3_Before Competition Groups_Demand Control Ventilation
Residential | Res ¦ Condensing Boiler | 2024 | SC A | million_m3 | Before Competition Groups | 2.9903 | 0 | 0 | 173.418 | 0.017243 | 11 | Residential_2024_SC A_million_m3_Before Competition Groups_11 | Condensing Boiler | 1.724% | 0 | 2.9903 | Residential_2024_SC A_million_m3_Before Competition Groups_Condensing Boiler
Residential | Res ¦ High Efficiency Condensing Furnace | 2024 | SC A | million_m3 | Before Competition Groups | 2.9315 | 0 | 0 | 173.418 | 0.016904 | 12 | Residential_2024_SC A_million_m3_Before Competition Groups_12 | High Efficiency Condensing Furnace | 1.69% | 0 | 2.9315 | Residential_2024_SC A_million_m3_Before Competition Groups_High Efficiency Condensing Furnace
Residential | Res ¦ Heat Recovery Ventilator | 2024 | SC A | million_m3 | Before Competition Groups | 1.0756 | 0 | 0 | 173.418 | 0.0062025 | 13 | Residential_2024_SC A_million_m3_Before Competition Groups_13 | Heat Recovery Ventilator | 0.6202% | 0 | 1.0756 | Residential_2024_SC A_million_m3_Before Competition Groups_Heat Recovery Ventilator
Residential | Res ¦ Home Energy Reports | 2024 | SC A | million_m3 | Before Competition Groups | 0.75176 | 0 | 0 | 173.418 | 0.004335 | 14 | Residential_2024_SC A_million_m3_Before Competition Groups_14 | Home Energy Reports | 0.4335% | 0 | 0.75176 | Residential_2024_SC A_million_m3_Before Competition Groups_Home Energy Reports
Residential | Res ¦ Duct Insulation MF | 2024 | SC A | million_m3 | Before Competition Groups | 0.72383 | 0 | 0 | 173.418 | 0.0041739 | 15 | Residential_2024_SC A_million_m3_Before Competition Groups_15 | Duct Insulation MF | 0.4174% | 0 | 0.72383 | Residential_2024_SC A_million_m3_Before Competition Groups_Duct Insulation MF
Residential | Res ¦ Wall Insulation MF | 2024 | SC A | million_m3 | Before Competition Groups | 0.63496 | 0 | 0 | 173.418 | 0.0036615 | 16 | Residential_2024_SC A_million_m3_Before Competition Groups_16 | Wall Insulation MF | 0.3661% | 0 | 0.63496 | Residential_2024_SC A_million_m3_Before Competition Groups_Wall Insulation MF
Residential | Res ¦ Duct Insulation | 2024 | SC A | million_m3 | Before Competition Groups | 0.30643 | 0 | 0 | 173.418 | 0.001767 | 17 | Residential_2024_SC A_million_m3_Before Competition Groups_17 | Duct Insulation | 0.1767% | 0 | 0.30643 | Residential_2024_SC A_million_m3_Before Competition Groups_Duct Insulation
Residential | Res ¦ Minimize Hot and Warm Clothes Wash | 2024 | SC A | million_m3 | Before Competition Groups | 0.25491 | 0 | 0 | 173.418 | 0.0014699 | 18 | Residential_2024_SC A_million_m3_Before Competition Groups_18 | Minimize Hot and Warm Clothes Wash | 0.147% | 0 | 0.25491 | Residential_2024_SC A_million_m3_Before Competition Groups_Minimize Hot and Warm Clothes Wash
Residential | Res ¦ Pool Cover | 2024 | SC A | million_m3 | Before Competition Groups | 0.2542 | 0 | 0 | 173.418 | 0.0014658 | 19 | Residential_2024_SC A_million_m3_Before Competition Groups_19 | Pool Cover | 0.1466% | 0 | 0.2542 | Residential_2024_SC A_million_m3_Before Competition Groups_Pool Cover
Residential | Res ¦ Floor Insulation | 2024 | SC A | million_m3 | Before Competition Groups | 0.23806 | 0 | 0 | 173.418 | 0.0013728 | 20 | Residential_2024_SC A_million_m3_Before Competition Groups_20 | Floor Insulation | 0.1373% | 0 | 0.23806 | Residential_2024_SC A_million_m3_Before Competition Groups_Floor Insulation
Residential | Res ¦ Wall Insulation | 2024 | SC A | million_m3 | Before Competition Groups | 0.064889 | 0 | 0 | 173.418 | 0.00037418 | 21 | Residential_2024_SC A_million_m3_Before Competition Groups_21 | Wall Insulation | 0.03742% | 0 | 0.064889 | Residential_2024_SC A_million_m3_Before Competition Groups_Wall Insulation
Residential | Res ¦ Clothes Drying Racks | 2024 | SC A | million_m3 | Before Competition Groups | 0.00020747 | 0 | 0 | 173.418 | 1.1964e-06 | 22 | Residential_2024_SC A_million_m3_Before Competition Groups_22 | Clothes Drying Racks | 0.0001196% | 0 | 0.00020747 | Residential_2024_SC A_million_m3_Before Competition Groups_Clothes Drying Racks
Residential | Res ¦ Energy Star Clothes Washer | 2024 | SC A | million_m3 | Before Competition Groups | 0 | 0 | 0 | 173.418 | 0 | 23 | Residential_2024_SC A_million_m3_Before Competition Groups_23 | Energy Star Clothes Washer | 0% | 0 | 0 | Residential_2024_SC A_million_m3_Before Competition Groups_Energy Star Clothes Washer
Residential | Res ¦ Water Heater Temperature Setback | 2024 | SC A | million_m3 | Before Competition Groups | 0 | 0 | 0 | 173.418 | 0 | 24 | Residential_2024_SC A_million_m3_Before Competition Groups_24 | Water Heater Temperature Setback | 0% | 0 | 0 | Residential_2024_SC A_million_m3_Before Competition Groups_Water Heater Temperature Setback
Residential | Res ¦ Comprehensive Draft Proofing | 2024 | SC B | million_m3 | Before Competition Groups | 90.8013 | 0 | 0 | 426.7358 | 0.21278 | 1 | Residential_2024_SC B_million_m3_Before Competition Groups_1 | Comprehensive Draft Proofing | 21.28% | 0 | 90.8013 | Residential_2024_SC B_million_m3_Before Competition Groups_Comprehensive Draft Proofing
Residential | Res ¦ Adaptive Thermostat | 2024 | SC B | million_m3 | Before Competition Groups | 58.8093 | 0 | 0 | 426.7358 | 0.13781 | 2 | Residential_2024_SC B_million_m3_Before Competition Groups_2 | Adaptive Thermostat | 13.78% | 0 | 58.8093 | Residential_2024_SC B_million_m3_Before Competition Groups_Adaptive Thermostat
Residential | Res ¦ Air Sealing | 2024 | SC B | million_m3 | Before Competition Groups | 51.1505 | 0 | 0 | 426.7358 | 0.11986 | 3 | Residential_2024_SC B_million_m3_Before Competition Groups_3 | Air Sealing | 11.99% | 0 | 51.1505 | Residential_2024_SC B_million_m3_Before Competition Groups_Air Sealing
Residential | Res ¦ Advanced BAS/Controllers | 2024 | SC B | million_m3 | Before Competition Groups | 37.3989 | 0 | 0 | 426.7358 | 0.08764 | 4 | Residential_2024_SC B_million_m3_Before Competition Groups_4 | Advanced BAS/Controllers | 8.764% | 0 | 37.3989 | Residential_2024_SC B_million_m3_Before Competition Groups_Advanced BAS/Controllers
Residential | Res ¦ High Efficiency Condensing Furnace | 2024 | SC B | million_m3 | Before Competition Groups | 33.7579 | 0 | 0 | 426.7358 | 0.079107 | 5 | Residential_2024_SC B_million_m3_Before Competition Groups_5 | High Efficiency Condensing Furnace | 7.911% | 0 | 33.7579 | Residential_2024_SC B_million_m3_Before Competition Groups_High Efficiency Condensing Furnace
Residential | Res ¦ High Efficiency Fireplace with Pilotless Ignition | 2024 | SC B | million_m3 | Before Competition Groups | 33.5695 | 0 | 0 | 426.7358 | 0.078666 | 6 | Residential_2024_SC B_million_m3_Before Competition Groups_6 | High Efficiency Fireplace with Pilotless Ignition | 7.867% | 0 | 33.5695 | Residential_2024_SC B_million_m3_Before Competition Groups_High Efficiency Fireplace with Pilotless Ignition
Residential | Res ¦ Building Recommissioning, Operations and Maintenance (O&M) Improvements | 2024 | SC B | million_m3 | Before Competition Groups | 30.9057 | 0 | 0 | 426.7358 | 0.072423 | 7 | Residential_2024_SC B_million_m3_Before Competition Groups_7 | Building Recommissioning, Operations and Maintenance (O&M) Improvements | 7.242% | 0 | 30.9057 | Residential_2024_SC B_million_m3_Before Competition Groups_Building Recommissioning, Operations and Maintenance (O&M) Improvements
Residential | Res ¦ Demand Control Ventilation | 2024 | SC B | million_m3 | Before Competition Groups | 16.7618 | 0 | 0 | 426.7358 | 0.039279 | 8 | Residential_2024_SC B_million_m3_Before Competition Groups_8 | Demand Control Ventilation | 3.928% | 0 | 16.7618 | Residential_2024_SC B_million_m3_Before Competition Groups_Demand Control Ventilation
Residential | Res ¦ Condensing Make Up Air Unit | 2024 | SC B | million_m3 | Before Competition Groups | 13.077 | 0 | 0 | 426.7358 | 0.030644 | 9 | Residential_2024_SC B_million_m3_Before Competition Groups_9 | Condensing Make Up Air Unit | 3.064% | 0 | 13.077 | Residential_2024_SC B_million_m3_Before Competition Groups_Condensing Make Up Air Unit
Residential | Res ¦ Attic Insulation | 2024 | SC B | million_m3 | Before Competition Groups | 12.4894 | 0 | 0 | 426.7358 | 0.029267 | 10 | Residential_2024_SC B_million_m3_Before Competition Groups_10 | Attic Insulation | 2.927% | 0 | 12.4894 | Residential_2024_SC B_million_m3_Before Competition Groups_Attic Insulation
Residential | Res ¦ Condensing Boiler | 2024 | SC B | million_m3 | Before Competition Groups | 11.4391 | 0 | 0 | 426.7358 | 0.026806 | 11 | Residential_2024_SC B_million_m3_Before Competition Groups_11 | Condensing Boiler | 2.681% | 0 | 11.4391 | Residential_2024_SC B_million_m3_Before Competition Groups_Condensing Boiler
Residential | Res ¦ Basement Wall Insulation | 2024 | SC B | million_m3 | Before Competition Groups | 10.3828 | 0 | 0 | 426.7358 | 0.024331 | 12 | Residential_2024_SC B_million_m3_Before Competition Groups_12 | Basement Wall Insulation | 2.433% | 0 | 10.3828 | Residential_2024_SC B_million_m3_Before Competition Groups_Basement Wall Insulation
Residential | Res ¦ Heat Recovery Ventilator | 2024 | SC B | million_m3 | Before Competition Groups | 7.7599 | 0 | 0 | 426.7358 | 0.018184 | 13 | Residential_2024_SC B_million_m3_Before Competition Groups_13 | Heat Recovery Ventilator | 1.818% | 0 | 7.7599 | Residential_2024_SC B_million_m3_Before Competition Groups_Heat Recovery Ventilator
Residential | Res ¦ Pool Cover | 2024 | SC B | million_m3 | Before Competition Groups | 4.7625 | 0 | 0 | 426.7358 | 0.01116 | 14 | Residential_2024_SC B_million_m3_Before Competition Groups_14 | Pool Cover | 1.116% | 0 | 4.7625 | Residential_2024_SC B_million_m3_Before Competition Groups_Pool Cover
Residential | Res ¦ Floor Insulation | 2024 | SC B | million_m3 | Before Competition Groups | 4.0871 | 0 | 0 | 426.7358 | 0.0095777 | 15 | Residential_2024_SC B_million_m3_Before Competition Groups_15 | Floor Insulation | 0.9578% | 0 | 4.0871 | Residential_2024_SC B_million_m3_Before Competition Groups_Floor Insulation
Residential | Res ¦ Duct Insulation | 2024 | SC B | million_m3 | Before Competition Groups | 3.1452 | 0 | 0 | 426.7358 | 0.0073704 | 16 | Residential_2024_SC B_million_m3_Before Competition Groups_16 | Duct Insulation | 0.737% | 0 | 3.1452 | Residential_2024_SC B_million_m3_Before Competition Groups_Duct Insulation
Residential | Res ¦ Duct Insulation MF | 2024 | SC B | million_m3 | Before Competition Groups | 2.9427 | 0 | 0 | 426.7358 | 0.0068959 | 17 | Residential_2024_SC B_million_m3_Before Competition Groups_17 | Duct Insulation MF | 0.6896% | 0 | 2.9427 | Residential_2024_SC B_million_m3_Before Competition Groups_Duct Insulation MF
Residential | Res ¦ Wall Insulation | 2024 | SC B | million_m3 | Before Competition Groups | 1.2615 | 0 | 0 | 426.7358 | 0.0029563 | 18 | Residential_2024_SC B_million_m3_Before Competition Groups_18 | Wall Insulation | 0.2956% | 0 | 1.2615 | Residential_2024_SC B_million_m3_Before Competition Groups_Wall Insulation
Residential | Res ¦ Home Energy Reports | 2024 | SC B | million_m3 | Before Competition Groups | 0.75176 | 0 | 0 | 426.7358 | 0.0017617 | 19 | Residential_2024_SC B_million_m3_Before Competition Groups_19 | Home Energy Reports | 0.1762% | 0 | 0.75176 | Residential_2024_SC B_million_m3_Before Competition Groups_Home Energy Reports
Residential | Res ¦ Wall Insulation MF | 2024 | SC B | million_m3 | Before Competition Groups | 0.64284 | 0 | 0 | 426.7358 | 0.0015064 | 20 | Residential_2024_SC B_million_m3_Before Competition Groups_20 | Wall Insulation MF | 0.1506% | 0 | 0.64284 | Residential_2024_SC B_million_m3_Before Competition Groups_Wall Insulation MF
Residential | Res ¦ Clothes Drying Racks | 2024 | SC B | million_m3 | Before Competition Groups | 0.58393 | 0 | 0 | 426.7358 | 0.0013684 | 21 | Residential_2024_SC B_million_m3_Before Competition Groups_21 | Clothes Drying Racks | 0.1368% | 0 | 0.58393 | Residential_2024_SC B_million_m3_Before Competition Groups_Clothes Drying Racks
Residential | Res ¦ Minimize Hot and Warm Clothes Wash | 2024 | SC B | million_m3 | Before Competition Groups | 0.25491 | 0 | 0 | 426.7358 | 0.00059735 | 22 | Residential_2024_SC B_million_m3_Before Competition Groups_22 | Minimize Hot and Warm Clothes Wash | 0.05973% | 0 | 0.25491 | Residential_2024_SC B_million_m3_Before Competition Groups_Minimize Hot and Warm Clothes Wash
Residential | Res ¦ Energy Star Clothes Washer | 2024 | SC B | million_m3 | Before Competition Groups | 0 | 0 | 0 | 426.7358 | 0 | 23 | Residential_2024_SC B_million_m3_Before Competition Groups_23 | Energy Star Clothes Washer | 0% | 0 | 0 | Residential_2024_SC B_million_m3_Before Competition Groups_Energy Star Clothes Washer
Residential | Res ¦ Water Heater Temperature Setback | 2024 | SC B | million_m3 | Before Competition Groups | 0 | 0 | 0 | 426.7358 | 0 | 24 | Residential_2024_SC B_million_m3_Before Competition Groups_24 | Water Heater Temperature Setback | 0% | 0 | 0 | Residential_2024_SC B_million_m3_Before Competition Groups_Water Heater Temperature Setback
Residential | Res ¦ Adaptive Thermostat | 2024 | SC C | million_m3 | Before Competition Groups | 36.0267 | 0 | 0 | 204.9654 | 0.17577 | 1 | Residential_2024_SC C_million_m3_Before Competition Groups_1 | Adaptive Thermostat | 17.58% | 0 | 36.0267 | Residential_2024_SC C_million_m3_Before Competition Groups_Adaptive Thermostat
Residential | Res ¦ Comprehensive Draft Proofing | 2024 | SC C | million_m3 | Before Competition Groups | 35.0664 | 0 | 0 | 204.9654 | 0.17108 | 2 | Residential_2024_SC C_million_m3_Before Competition Groups_2 | Comprehensive Draft Proofing | 17.11% | 0 | 35.0664 | Residential_2024_SC C_million_m3_Before Competition Groups_Comprehensive Draft Proofing
Residential | Res ¦ High Efficiency Fireplace with Pilotless Ignition | 2024 | SC C | million_m3 | Before Competition Groups | 29.7683 | 0 | 0 | 204.9654 | 0.14524 | 3 | Residential_2024_SC C_million_m3_Before Competition Groups_3 | High Efficiency Fireplace with Pilotless Ignition | 14.52% | 0 | 29.7683 | Residential_2024_SC C_million_m3_Before Competition Groups_High Efficiency Fireplace with Pilotless Ignition
Residential | Res ¦ Air Sealing | 2024 | SC C | million_m3 | Before Competition Groups | 27.4086 | 0 | 0 | 204.9654 | 0.13372 | 4 | Residential_2024_SC C_million_m3_Before Competition Groups_4 | Air Sealing | 13.37% | 0 | 27.4086 | Residential_2024_SC C_million_m3_Before Competition Groups_Air Sealing
Residential | Res ¦ Advanced BAS/Controllers | 2024 | SC C | million_m3 | Before Competition Groups | 14.4434 | 0 | 0 | 204.9654 | 0.070467 | 5 | Residential_2024_SC C_million_m3_Before Competition Groups_5 | Advanced BAS/Controllers | 7.047% | 0 | 14.4434 | Residential_2024_SC C_million_m3_Before Competition Groups_Advanced BAS/Controllers
Residential | Res ¦ Building Recommissioning, Operations and Maintenance (O&M) Improvements | 2024 | SC C | million_m3 | Before Competition Groups | 11.9355 | 0 | 0 | 204.9654 | 0.058232 | 6 | Residential_2024_SC C_million_m3_Before Competition Groups_6 | Building Recommissioning, Operations and Maintenance (O&M) Improvements | 5.823% | 0 | 11.9355 | Residential_2024_SC C_million_m3_Before Competition Groups_Building Recommissioning, Operations and Maintenance (O&M) Improvements
Residential | Res ¦ Basement Wall Insulation | 2024 | SC C | million_m3 | Before Competition Groups | 10.3847 | 0 | 0 | 204.9654 | 0.050666 | 7 | Residential_2024_SC C_million_m3_Before Competition Groups_7 | Basement Wall Insulation | 5.067% | 0 | 10.3847 | Residential_2024_SC C_million_m3_Before Competition Groups_Basement Wall Insulation
Residential | Res ¦ Attic Insulation | 2024 | SC C | million_m3 | Before Competition Groups | 9.9089 | 0 | 0 | 204.9654 | 0.048344 | 8 | Residential_2024_SC C_million_m3_Before Competition Groups_8 | Attic Insulation | 4.834% | 0 | 9.9089 | Residential_2024_SC C_million_m3_Before Competition Groups_Attic Insulation
Residential | Res ¦ Condensing Make Up Air Unit | 2024 | SC C | million_m3 | Before Competition Groups | 9.5591 | 0 | 0 | 204.9654 | 0.046638 | 9 | Residential_2024_SC C_million_m3_Before Competition Groups_9 | Condensing Make Up Air Unit | 4.664% | 0 | 9.5591 | Residential_2024_SC C_million_m3_Before Competition Groups_Condensing Make Up Air Unit
Residential | Res ¦ Demand Control Ventilation | 2024 | SC C | million_m3 | Before Competition Groups | 6.4738 | 0 | 0 | 204.9654 | 0.031585 | 10 | Residential_2024_SC C_million_m3_Before Competition Groups_10 | Demand Control Ventilation | 3.158% | 0 | 6.4738 | Residential_2024_SC C_million_m3_Before Competition Groups_Demand Control Ventilation
Residential | Res ¦ High Efficiency Condensing Furnace | 2024 | SC C | million_m3 | Before Competition Groups | 4.7005 | 0 | 0 | 204.9654 | 0.022933 | 11 | Residential_2024_SC C_million_m3_Before Competition Groups_11 | High Efficiency Condensing Furnace | 2.293% | 0 | 4.7005 | Residential_2024_SC C_million_m3_Before Competition Groups_High Efficiency Condensing Furnace
Residential | Res ¦ Condensing Boiler | 2024 | SC C | million_m3 | Before Competition Groups | 4.0253 | 0 | 0 | 204.9654 | 0.019639 | 12 | Residential_2024_SC C_million_m3_Before Competition Groups_12 | Condensing Boiler | 1.964% | 0 | 4.0253 | Residential_2024_SC C_million_m3_Before Competition Groups_Condensing Boiler
Residential | Res ¦ Heat Recovery Ventilator | 2024 | SC C | million_m3 | Before Competition Groups | 1.3058 | 0 | 0 | 204.9654 | 0.006371 | 13 | Residential_2024_SC C_million_m3_Before Competition Groups_13 | Heat Recovery Ventilator | 0.6371% | 0 | 1.3058 | Residential_2024_SC C_million_m3_Before Competition Groups_Heat Recovery Ventilator
Residential | Res ¦ Duct Insulation MF | 2024 | SC C | million_m3 | Before Competition Groups | 0.95181 | 0 | 0 | 204.9654 | 0.0046438 | 14 | Residential_2024_SC C_million_m3_Before Competition Groups_14 | Duct Insulation MF | 0.4644% | 0 | 0.95181 | Residential_2024_SC C_million_m3_Before Competition Groups_Duct Insulation MF
Residential | Res ¦ Home Energy Reports | 2024 | SC C | million_m3 | Before Competition Groups | 0.75176 | 0 | 0 | 204.9654 | 0.0036678 | 15 | Residential_2024_SC C_million_m3_Before Competition Groups_15 | Home Energy Reports | 0.3668% | 0 | 0.75176 | Residential_2024_SC C_million_m3_Before Competition Groups_Home Energy Reports
Residential | Res ¦ Wall Insulation MF | 2024 | SC C | million_m3 | Before Competition Groups | 0.64288 | 0 | 0 | 204.9654 | 0.0031365 | 16 | Residential_2024_SC C_million_m3_Before Competition Groups_16 | Wall Insulation MF | 0.3137% | 0 | 0.64288 | Residential_2024_SC C_million_m3_Before Competition Groups_Wall Insulation MF
Residential | Res ¦ Pool Cover | 2024 | SC C | million_m3 | Before Competition Groups | 0.44731 | 0 | 0 | 204.9654 | 0.0021824 | 17 | Residential_2024_SC C_million_m3_Before Competition Groups_17 | Pool Cover | 0.2182% | 0 | 0.44731 | Residential_2024_SC C_million_m3_Before Competition Groups_Pool Cover
Residential | Res ¦ Duct Insulation | 2024 | SC C | million_m3 | Before Competition Groups | 0.44686 | 0 | 0 | 204.9654 | 0.0021802 | 18 | Residential_2024_SC C_million_m3_Before Competition Groups_18 | Duct Insulation | 0.218% | 0 | 0.44686 | Residential_2024_SC C_million_m3_Before Competition Groups_Duct Insulation
Residential | Res ¦ Floor Insulation | 2024 | SC C | million_m3 | Before Competition Groups | 0.36183 | 0 | 0 | 204.9654 | 0.0017653 | 19 | Residential_2024_SC C_million_m3_Before Competition Groups_19 | Floor Insulation | 0.1765% | 0 | 0.36183 | Residential_2024_SC C_million_m3_Before Competition Groups_Floor Insulation
Residential | Res ¦ Minimize Hot and Warm Clothes Wash | 2024 | SC C | million_m3 | Before Competition Groups | 0.25491 | 0 | 0 | 204.9654 | 0.0012437 | 20 | Residential_2024_SC C_million_m3_Before Competition Groups_20 | Minimize Hot and Warm Clothes Wash | 0.1244% | 0 | 0.25491 | Residential_2024_SC C_million_m3_Before Competition Groups_Minimize Hot and Warm Clothes Wash
Residential | Res ¦ Wall Insulation | 2024 | SC C | million_m3 | Before Competition Groups | 0.10069 | 0 | 0 | 204.9654 | 0.00049127 | 21 | Residential_2024_SC C_million_m3_Before Competition Groups_21 | Wall Insulation | 0.04913% | 0 | 0.10069 | Residential_2024_SC C_million_m3_Before Competition Groups_Wall Insulation
Residential | Res ¦ Clothes Drying Racks | 2024 | SC C | million_m3 | Before Competition Groups | 0.00020747 | 0 | 0 | 204.9654 | 1.0122e-06 | 22 | Residential_2024_SC C_million_m3_Before Competition Groups_22 | Clothes Drying Racks | 0.0001012% | 0 | 0.00020747 | Residential_2024_SC C_million_m3_Before Competition Groups_Clothes Drying Racks
Residential | Res ¦ Energy Star Clothes Washer | 2024 | SC C | million_m3 | Before Competition Groups | 0 | 0 | 0 | 204.9654 | 0 | 23 | Residential_2024_SC C_million_m3_Before Competition Groups_23 | Energy Star Clothes Washer | 0% | 0 | 0 | Residential_2024_SC C_million_m3_Before Competition Groups_Energy Star Clothes Washer
Residential | Res ¦ Water Heater Temperature Setback | 2024 | SC C | million_m3 | Before Competition Groups | 0 | 0 | 0 | 204.9654 | 0 | 24 | Residential_2024_SC C_million_m3_Before Competition Groups_24 | Water Heater Temperature Setback | 0% | 0 | 0 | Residential_2024_SC C_million_m3_Before Competition Groups_Water Heater Temperature Setback
Residential | Res ¦ Air Sealing | 2024 | Technical | million_m3 | Before Competition Groups | 631.6022 | 0 | 0 | 3539.3224 | 0.17845 | 1 | Residential_2024_Technical_million_m3_Before Competition Groups_1 | Air Sealing | 17.85% | 0 | 631.6022 | Residential_2024_Technical_million_m3_Before Competition Groups_Air Sealing
Residential | Res ¦ Adaptive Thermostat | 2024 | Technical | million_m3 | Before Competition Groups | 495.7634 | 0 | 0 | 3539.3224 | 0.14007 | 2 | Residential_2024_Technical_million_m3_Before Competition Groups_2 | Adaptive Thermostat | 14.01% | 0 | 495.7634 | Residential_2024_Technical_million_m3_Before Competition Groups_Adaptive Thermostat
Residential | Res ¦ Energy Star Windows | 2024 | Technical | million_m3 | Before Competition Groups | 240.3201 | 0 | 0 | 3539.3224 | 0.0679 | 3 | Residential_2024_Technical_million_m3_Before Competition Groups_3 | Energy Star Windows | 6.79% | 0 | 240.3201 | Residential_2024_Technical_million_m3_Before Competition Groups_Energy Star Windows
Residential | Res ¦ Comprehensive Draft Proofing | 2024 | Technical | million_m3 | Before Competition Groups | 190.2027 | 0 | 0 | 3539.3224 | 0.05374 | 4 | Residential_2024_Technical_million_m3_Before Competition Groups_4 | Comprehensive Draft Proofing | 5.374% | 0 | 190.2027 | Residential_2024_Technical_million_m3_Before Competition Groups_Comprehensive Draft Proofing
Residential | Res ¦ Wall Insulation | 2024 | Technical | million_m3 | Before Competition Groups | 174.6395 | 0 | 0 | 3539.3224 | 0.049343 | 5 | Residential_2024_Technical_million_m3_Before Competition Groups_5 | Wall Insulation | 4.934% | 0 | 174.6395 | Residential_2024_Technical_million_m3_Before Competition Groups_Wall Insulation
Residential | Res ¦ Attic Insulation | 2024 | Technical | million_m3 | Before Competition Groups | 154.216 | 0 | 0 | 3539.3224 | 0.043572 | 6 | Residential_2024_Technical_million_m3_Before Competition Groups_6 | Attic Insulation | 4.357% | 0 | 154.216 | Residential_2024_Technical_million_m3_Before Competition Groups_Attic Insulation
Residential | Res ¦ DHW Recirculation Systems | 2024 | Technical | million_m3 | Before Competition Groups | 145.9064 | 0 | 0 | 3539.3224 | 0.041224 | 7 | Residential_2024_Technical_million_m3_Before Competition Groups_7 | DHW Recirculation Systems | 4.122% | 0 | 145.9064 | Residential_2024_Technical_million_m3_Before Competition Groups_DHW Recirculation Systems
Residential | Res ¦ Basement or Crawlspace Insulation | 2024 | Technical | million_m3 | Before Competition Groups | 131.0008 | 0 | 0 | 3539.3224 | 0.037013 | 8 | Residential_2024_Technical_million_m3_Before Competition Groups_8 | Basement or Crawlspace Insulation | 3.701% | 0 | 131.0008 | Residential_2024_Technical_million_m3_Before Competition Groups_Basement or Crawlspace Insulation
Residential | Res ¦ Basement Wall Insulation | 2024 | Technical | million_m3 | Before Competition Groups | 128.195 | 0 | 0 | 3539.3224 | 0.03622 | 9 | Residential_2024_Technical_million_m3_Before Competition Groups_9 | Basement Wall Insulation | 3.622% | 0 | 128.195 | Residential_2024_Technical_million_m3_Before Competition Groups_Basement Wall Insulation
Residential | Res ¦ Condensing Storage Water Heater | 2024 | Technical | million_m3 | Before Competition Groups | 105.0418 | 0 | 0 | 3539.3224 | 0.029679 | 10 | Residential_2024_Technical_million_m3_Before Competition Groups_10 | Condensing Storage Water Heater | 2.968% | 0 | 105.0418 | Residential_2024_Technical_million_m3_Before Competition Groups_Condensing Storage Water Heater
Residential | Res ¦ Window Film | 2024 | Technical | million_m3 | Before Competition Groups | 90.1247 | 0 | 0 | 3539.3224 | 0.025464 | 11 | Residential_2024_Technical_million_m3_Before Competition Groups_11 | Window Film | 2.546% | 0 | 90.1247 | Residential_2024_Technical_million_m3_Before Competition Groups_Window Film
Residential | Res ¦ Tankless Water Heater | 2024 | Technical | million_m3 | Before Competition Groups | 87.8703 | 0 | 0 | 3539.3224 | 0.024827 | 12 | Residential_2024_Technical_million_m3_Before Competition Groups_12 | Tankless Water Heater | 2.483% | 0 | 87.8703 | Residential_2024_Technical_million_m3_Before Competition Groups_Tankless Water Heater
Residential | Res ¦ Condensing Boiler | 2024 | Technical | million_m3 | Before Competition Groups | 87.1339 | 0 | 0 | 3539.3224 | 0.024619 | 13 | Residential_2024_Technical_million_m3_Before Competition Groups_13 | Condensing Boiler | 2.462% | 0 | 87.1339 | Residential_2024_Technical_million_m3_Before Competition Groups_Condensing Boiler
Residential | Res ¦ Furnace Tune Up | 2024 | Technical | million_m3 | Before Competition Groups | 87.1129 | 0 | 0 | 3539.3224 | 0.024613 | 14 | Residential_2024_Technical_million_m3_Before Competition Groups_14 | Furnace Tune Up | 2.461% | 0 | 87.1129 | Residential_2024_Technical_million_m3_Before Competition Groups_Furnace Tune Up
Residential | Res ¦ Advanced BAS/Controllers | 2024 | Technical | million_m3 | Before Competition Groups | 78.3418 | 0 | 0 | 3539.3224 | 0.022135 | 15 | Residential_2024_Technical_million_m3_Before Competition Groups_15 | Advanced BAS/Controllers | 2.213% | 0 | 78.3418 | Residential_2024_Technical_million_m3_Before Competition Groups_Advanced BAS/Controllers
Residential | Res ¦ Ceiling Insulation | 2024 | Technical | million_m3 | Before Competition Groups | 64.9105 | 0 | 0 | 3539.3224 | 0.01834 | 16 | Residential_2024_Technical_million_m3_Before Competition Groups_16 | Ceiling Insulation | 1.834% | 0 | 64.9105 | Residential_2024_Technical_million_m3_Before Competition Groups_Ceiling Insulation
Residential | Res ¦ Building Recommissioning, Operations and Maintenance (O&M) Improvements | 2024 | Technical | million_m3 | Before Competition Groups | 64.7388 | 0 | 0 | 3539.3224 | 0.018291 | 17 | Residential_2024_Technical_million_m3_Before Competition Groups_17 | Building Recommissioning, Operations and Maintenance (O&M) Improvements | 1.829% | 0 | 64.7388 | Residential_2024_Technical_million_m3_Before Competition Groups_Building Recommissioning, Operations and Maintenance (O&M) Improvements
Residential | Res ¦ High Efficiency Storage Water Heater | 2024 | Technical | million_m3 | Before Competition Groups | 58.3176 | 0 | 0 | 3539.3224 | 0.016477 | 18 | Residential_2024_Technical_million_m3_Before Competition Groups_18 | High Efficiency Storage Water Heater | 1.648% | 0 | 58.3176 | Residential_2024_Technical_million_m3_Before Competition Groups_High Efficiency Storage Water Heater
Residential | Res ¦ High Efficiency Condensing Furnace | 2024 | Technical | million_m3 | Before Competition Groups | 56.7192 | 0 | 0 | 3539.3224 | 0.016025 | 19 | Residential_2024_Technical_million_m3_Before Competition Groups_19 | High Efficiency Condensing Furnace | 1.603% | 0 | 56.7192 | Residential_2024_Technical_million_m3_Before Competition Groups_High Efficiency Condensing Furnace
Residential | Res ¦ Heat Recovery Ventilator | 2024 | Technical | million_m3 | Before Competition Groups | 56.2497 | 0 | 0 | 3539.3224 | 0.015893 | 20 | Residential_2024_Technical_million_m3_Before Competition Groups_20 | Heat Recovery Ventilator | 1.589% | 0 | 56.2497 | Residential_2024_Technical_million_m3_Before Competition Groups_Heat Recovery Ventilator
Residential | Res ¦ High Efficiency Fireplace with Pilotless Ignition | 2024 | Technical | million_m3 | Before Competition Groups | 54.9541 | 0 | 0 | 3539.3224 | 0.015527 | 21 | Residential_2024_Technical_million_m3_Before Competition Groups_21 | High Efficiency Fireplace with Pilotless Ignition | 1.553% | 0 | 54.9541 | Residential_2024_Technical_million_m3_Before Competition Groups_High Efficiency Fireplace with Pilotless Ignition
Residential | Res ¦ Duct Insulation MF | 2024 | Technical | million_m3 | Before Competition Groups | 51.2312 | 0 | 0 | 3539.3224 | 0.014475 | 22 | Residential_2024_Technical_million_m3_Before Competition Groups_22 | Duct Insulation MF | 1.447% | 0 | 51.2312 | Residential_2024_Technical_million_m3_Before Competition Groups_Duct Insulation MF
Residential | Res ¦ Floor Insulation | 2024 | Technical | million_m3 | Before Competition Groups | 50.4973 | 0 | 0 | 3539.3224 | 0.014267 | 23 | Residential_2024_Technical_million_m3_Before Competition Groups_23 | Floor Insulation | 1.427% | 0 | 50.4973 | Residential_2024_Technical_million_m3_Before Competition Groups_Floor Insulation
Residential | Res ¦ Duct Insulation | 2024 | Technical | million_m3 | Before Competition Groups | 47.9935 | 0 | 0 | 3539.3224 | 0.01356 | 24 | Residential_2024_Technical_million_m3_Before Competition Groups_24 | Duct Insulation | 1.356% | 0 | 47.9935 | Residential_2024_Technical_million_m3_Before Competition Groups_Duct Insulation
Residential | Res ¦ Condensing Make Up Air Unit | 2024 | Technical | million_m3 | Before Competition Groups | 37.7567 | 0 | 0 | 3539.3224 | 0.010668 | 25 | Residential_2024_Technical_million_m3_Before Competition Groups_25 | Condensing Make Up Air Unit | 1.067% | 0 | 37.7567 | Residential_2024_Technical_million_m3_Before Competition Groups_Condensing Make Up Air Unit
Residential | Res ¦ Demand Control Ventilation | 2024 | Technical | million_m3 | Before Competition Groups | 35.1145 | 0 | 0 | 3539.3224 | 0.0099213 | 26 | Residential_2024_Technical_million_m3_Before Competition Groups_26 | Demand Control Ventilation | 0.9921% | 0 | 35.1145 | Residential_2024_Technical_million_m3_Before Competition Groups_Demand Control Ventilation
Residential | Res ¦ Early Hot Water Heater Replacement | 2024 | Technical | million_m3 | Before Competition Groups | 28.5914 | 0 | 0 | 3539.3224 | 0.0080782 | 27 | Residential_2024_Technical_million_m3_Before Competition Groups_27 | Early Hot Water Heater Replacement | 0.8078% | 0 | 28.5914 | Residential_2024_Technical_million_m3_Before Competition Groups_Early Hot Water Heater Replacement
Residential | Res ¦ Solar Water Heating System | 2024 | Technical | million_m3 | Before Competition Groups | 25.8917 | 0 | 0 | 3539.3224 | 0.0073154 | 28 | Residential_2024_Technical_million_m3_Before Competition Groups_28 | Solar Water Heating System | 0.7315% | 0 | 25.8917 | Residential_2024_Technical_million_m3_Before Competition Groups_Solar Water Heating System
Residential | Res ¦ Drain Water Heat Recovery | 2024 | Technical | million_m3 | Before Competition Groups | 24.4015 | 0 | 0 | 3539.3224 | 0.0068944 | 29 | Residential_2024_Technical_million_m3_Before Competition Groups_29 | Drain Water Heat Recovery | 0.6894% | 0 | 24.4015 | Residential_2024_Technical_million_m3_Before Competition Groups_Drain Water Heat Recovery
Residential | Res ¦ Pool Cover | 2024 | Technical | million_m3 | Before Competition Groups | 15.9906 | 0 | 0 | 3539.3224 | 0.004518 | 30 | Residential_2024_Technical_million_m3_Before Competition Groups_30 | Pool Cover | 0.4518% | 0 | 15.9906 | Residential_2024_Technical_million_m3_Before Competition Groups_Pool Cover
Residential | Res ¦ Home Energy Reports | 2024 | Technical | million_m3 | Before Competition Groups | 11.8557 | 0 | 0 | 3539.3224 | 0.0033497 | 31 | Residential_2024_Technical_million_m3_Before Competition Groups_31 | Home Energy Reports | 0.335% | 0 | 11.8557 | Residential_2024_Technical_million_m3_Before Competition Groups_Home Energy Reports
Residential | Res ¦ Wall Insulation MF | 2024 | Technical | million_m3 | Before Competition Groups | 7.9361 | 0 | 0 | 3539.3224 | 0.0022423 | 32 | Residential_2024_Technical_million_m3_Before Competition Groups_32 | Wall Insulation MF | 0.2242% | 0 | 7.9361 | Residential_2024_Technical_million_m3_Before Competition Groups_Wall Insulation MF
Residential | Res ¦ High Efficiency Gas Pool Heater | 2024 | Technical | million_m3 | Before Competition Groups | 7.5301 | 0 | 0 | 3539.3224 | 0.0021276 | 33 | Residential_2024_Technical_million_m3_Before Competition Groups_33 | High Efficiency Gas Pool Heater | 0.2128% | 0 | 7.5301 | Residential_2024_Technical_million_m3_Before Competition Groups_High Efficiency Gas Pool Heater
Residential | Res ¦ Water Heater Temperature Setback | 2024 | Technical | million_m3 | Before Competition Groups | 7.1156 | 0 | 0 | 3539.3224 | 0.0020104 | 34 | Residential_2024_Technical_million_m3_Before Competition Groups_34 | Water Heater Temperature Setback | 0.201% | 0 | 7.1156 | Residential_2024_Technical_million_m3_Before Competition Groups_Water Heater Temperature Setback
Residential | Res ¦ Clothes Drying Racks | 2024 | Technical | million_m3 | Before Competition Groups | 1.2264 | 0 | 0 | 3539.3224 | 0.00034652 | 35 | Residential_2024_Technical_million_m3_Before Competition Groups_35 | Clothes Drying Racks | 0.03465% | 0 | 1.2264 | Residential_2024_Technical_million_m3_Before Competition Groups_Clothes Drying Racks
Residential | Res ¦ Energy Star Clothes Dryer | 2024 | Technical | million_m3 | Before Competition Groups | 1.0649 | 0 | 0 | 3539.3224 | 0.00030089 | 36 | Residential_2024_Technical_million_m3_Before Competition Groups_36 | Energy Star Clothes Dryer | 0.03009% | 0 | 1.0649 | Residential_2024_Technical_million_m3_Before Competition Groups_Energy Star Clothes Dryer
Residential | Res ¦ Minimize Hot and Warm Clothes Wash | 2024 | Technical | million_m3 | Before Competition Groups | 1.0619 | 0 | 0 | 3539.3224 | 0.00030004 | 37 | Residential_2024_Technical_million_m3_Before Competition Groups_37 | Minimize Hot and Warm Clothes Wash | 0.03% | 0 | 1.0619 | Residential_2024_Technical_million_m3_Before Competition Groups_Minimize Hot and Warm Clothes Wash
Residential | Res ¦ Energy Star Clothes Washer | 2024 | Technical | million_m3 | Before Competition Groups | 0.57709 | 0 | 0 | 3539.3224 | 0.00016305 | 38 | Residential_2024_Technical_million_m3_Before Competition Groups_38 | Energy Star Clothes Washer | 0.01631% | 0 | 0.57709 | Residential_2024_Technical_million_m3_Before Competition Groups_Energy Star Clothes Washer
Residential | Res ¦ Solar Water Preheat (Pools/DHW) | 2024 | Technical | million_m3 | Before Competition Groups | 0.12507 | 0 | 0 | 3539.3224 | 3.5338e-05 | 39 | Residential_2024_Technical_million_m3_Before Competition Groups_39 | Solar Water Preheat (Pools/DHW) | 0.003534% | 0 | 0.12507 | Residential_2024_Technical_million_m3_Before Competition Groups_Solar Water Preheat (Pools/DHW)
Residential | Res ¦ Air Sealing | 2025 | Economic | million_m3 | Before Competition Groups | 621.6228 | 0 | 0 | 2199.2277 | 0.28266 | 1 | Residential_2025_Economic_million_m3_Before Competition Groups_1 | Air Sealing | 28.27% | 0 | 621.6228 | Residential_2025_Economic_million_m3_Before Competition Groups_Air Sealing
Residential | Res ¦ Adaptive Thermostat | 2025 | Economic | million_m3 | Before Competition Groups | 496.0521 | 0 | 0 | 2199.2277 | 0.22556 | 2 | Residential_2025_Economic_million_m3_Before Competition Groups_2 | Adaptive Thermostat | 22.56% | 0 | 496.0521 | Residential_2025_Economic_million_m3_Before Competition Groups_Adaptive Thermostat
Residential | Res ¦ Comprehensive Draft Proofing | 2025 | Economic | million_m3 | Before Competition Groups | 187.1975 | 0 | 0 | 2199.2277 | 0.08512 | 3 | Residential_2025_Economic_million_m3_Before Competition Groups_3 | Comprehensive Draft Proofing | 8.512% | 0 | 187.1975 | Residential_2025_Economic_million_m3_Before Competition Groups_Comprehensive Draft Proofing
Residential | Res ¦ Attic Insulation | 2025 | Economic | million_m3 | Before Competition Groups | 151.7794 | 0 | 0 | 2199.2277 | 0.069015 | 4 | Residential_2025_Economic_million_m3_Before Competition Groups_4 | Attic Insulation | 6.901% | 0 | 151.7794 | Residential_2025_Economic_million_m3_Before Competition Groups_Attic Insulation
Residential | Res ¦ Basement Wall Insulation | 2025 | Economic | million_m3 | Before Competition Groups | 126.1696 | 0 | 0 | 2199.2277 | 0.05737 | 5 | Residential_2025_Economic_million_m3_Before Competition Groups_5 | Basement Wall Insulation | 5.737% | 0 | 126.1696 | Residential_2025_Economic_million_m3_Before Competition Groups_Basement Wall Insulation
Residential | Res ¦ Advanced BAS/Controllers | 2025 | Economic | million_m3 | Before Competition Groups | 77.104 | 0 | 0 | 2199.2277 | 0.03506 | 6 | Residential_2025_Economic_million_m3_Before Competition Groups_6 | Advanced BAS/Controllers | 3.506% | 0 | 77.104 | Residential_2025_Economic_million_m3_Before Competition Groups_Advanced BAS/Controllers
Residential | Res ¦ Heat Recovery Ventilator | 2025 | Economic | million_m3 | Before Competition Groups | 64.6611 | 0 | 0 | 2199.2277 | 0.029402 | 7 | Residential_2025_Economic_million_m3_Before Competition Groups_7 | Heat Recovery Ventilator | 2.94% | 0 | 64.6611 | Residential_2025_Economic_million_m3_Before Competition Groups_Heat Recovery Ventilator
Residential | Res ¦ Building Recommissioning, Operations and Maintenance (O&M) Improvements | 2025 | Economic | million_m3 | Before Competition Groups | 63.7159 | 0 | 0 | 2199.2277 | 0.028972 | 8 | Residential_2025_Economic_million_m3_Before Competition Groups_8 | Building Recommissioning, Operations and Maintenance (O&M) Improvements | 2.897% | 0 | 63.7159 | Residential_2025_Economic_million_m3_Before Competition Groups_Building Recommissioning, Operations and Maintenance (O&M) Improvements
Residential | Res ¦ High Efficiency Fireplace with Pilotless Ignition | 2025 | Economic | million_m3 | Before Competition Groups | 62.8437 | 0 | 0 | 2199.2277 | 0.028575 | 9 | Residential_2025_Economic_million_m3_Before Competition Groups_9 | High Efficiency Fireplace with Pilotless Ignition | 2.858% | 0 | 62.8437 | Residential_2025_Economic_million_m3_Before Competition Groups_High Efficiency Fireplace with Pilotless Ignition
Residential | Res ¦ High Efficiency Condensing Furnace | 2025 | Economic | million_m3 | Before Competition Groups | 54.0833 | 0 | 0 | 2199.2277 | 0.024592 | 10 | Residential_2025_Economic_million_m3_Before Competition Groups_10 | High Efficiency Condensing Furnace | 2.459% | 0 | 54.0833 | Residential_2025_Economic_million_m3_Before Competition Groups_High Efficiency Condensing Furnace
Residential | Res ¦ Floor Insulation | 2025 | Economic | million_m3 | Before Competition Groups | 49.6994 | 0 | 0 | 2199.2277 | 0.022599 | 11 | Residential_2025_Economic_million_m3_Before Competition Groups_11 | Floor Insulation | 2.26% | 0 | 49.6994 | Residential_2025_Economic_million_m3_Before Competition Groups_Floor Insulation
Residential | Res ¦ Condensing Boiler | 2025 | Economic | million_m3 | Before Competition Groups | 44.4002 | 0 | 0 | 2199.2277 | 0.020189 | 12 | Residential_2025_Economic_million_m3_Before Competition Groups_12 | Condensing Boiler | 2.019% | 0 | 44.4002 | Residential_2025_Economic_million_m3_Before Competition Groups_Condensing Boiler
Residential | Res ¦ Condensing Make Up Air Unit | 2025 | Economic | million_m3 | Before Competition Groups | 43.154 | 0 | 0 | 2199.2277 | 0.019622 | 13 | Residential_2025_Economic_million_m3_Before Competition Groups_13 | Condensing Make Up Air Unit | 1.962% | 0 | 43.154 | Residential_2025_Economic_million_m3_Before Competition Groups_Condensing Make Up Air Unit
Residential | Res ¦ Duct Insulation | 2025 | Economic | million_m3 | Before Competition Groups | 40.3284 | 0 | 0 | 2199.2277 | 0.018338 | 14 | Residential_2025_Economic_million_m3_Before Competition Groups_14 | Duct Insulation | 1.834% | 0 | 40.3284 | Residential_2025_Economic_million_m3_Before Competition Groups_Duct Insulation
Residential | Res ¦ Duct Insulation MF | 2025 | Economic | million_m3 | Before Competition Groups | 35.7704 | 0 | 0 | 2199.2277 | 0.016265 | 15 | Residential_2025_Economic_million_m3_Before Competition Groups_15 | Duct Insulation MF | 1.626% | 0 | 35.7704 | Residential_2025_Economic_million_m3_Before Competition Groups_Duct Insulation MF
Residential | Res ¦ Demand Control Ventilation | 2025 | Economic | million_m3 | Before Competition Groups | 34.5597 | 0 | 0 | 2199.2277 | 0.015714 | 16 | Residential_2025_Economic_million_m3_Before Competition Groups_16 | Demand Control Ventilation | 1.571% | 0 | 34.5597 | Residential_2025_Economic_million_m3_Before Competition Groups_Demand Control Ventilation
Residential | Res ¦ Pool Cover | 2025 | Economic | million_m3 | Before Competition Groups | 15.7379 | 0 | 0 | 2199.2277 | 0.0071561 | 17 | Residential_2025_Economic_million_m3_Before Competition Groups_17 | Pool Cover | 0.7156% | 0 | 15.7379 | Residential_2025_Economic_million_m3_Before Competition Groups_Pool Cover
Residential | Res ¦ Wall Insulation | 2025 | Economic | million_m3 | Before Competition Groups | 15.3389 | 0 | 0 | 2199.2277 | 0.0069747 | 18 | Residential_2025_Economic_million_m3_Before Competition Groups_18 | Wall Insulation | 0.6975% | 0 | 15.3389 | Residential_2025_Economic_million_m3_Before Competition Groups_Wall Insulation
Residential | Res ¦ Wall Insulation MF | 2025 | Economic | million_m3 | Before Competition Groups | 7.8107 | 0 | 0 | 2199.2277 | 0.0035516 | 19 | Residential_2025_Economic_million_m3_Before Competition Groups_19 | Wall Insulation MF | 0.3552% | 0 | 7.8107 | Residential_2025_Economic_million_m3_Before Competition Groups_Wall Insulation MF
Residential | Res ¦ Home Energy Reports | 2025 | Economic | million_m3 | Before Competition Groups | 4.9465 | 0 | 0 | 2199.2277 | 0.0022492 | 20 | Residential_2025_Economic_million_m3_Before Competition Groups_20 | Home Energy Reports | 0.2249% | 0 | 4.9465 | Residential_2025_Economic_million_m3_Before Competition Groups_Home Energy Reports
Residential | Res ¦ Clothes Drying Racks | 2025 | Economic | million_m3 | Before Competition Groups | 1.2071 | 0 | 0 | 2199.2277 | 0.00054885 | 21 | Residential_2025_Economic_million_m3_Before Competition Groups_21 | Clothes Drying Racks | 0.05489% | 0 | 1.2071 | Residential_2025_Economic_million_m3_Before Competition Groups_Clothes Drying Racks
Residential | Res ¦ Minimize Hot and Warm Clothes Wash | 2025 | Economic | million_m3 | Before Competition Groups | 1.0452 | 0 | 0 | 2199.2277 | 0.00047524 | 22 | Residential_2025_Economic_million_m3_Before Competition Groups_22 | Minimize Hot and Warm Clothes Wash | 0.04752% | 0 | 1.0452 | Residential_2025_Economic_million_m3_Before Competition Groups_Minimize Hot and Warm Clothes Wash
Residential | Res ¦ Energy Star Clothes Washer | 2025 | Economic | million_m3 | Before Competition Groups | 0 | 0 | 0 | 2199.2277 | 0 | 23 | Residential_2025_Economic_million_m3_Before Competition Groups_23 | Energy Star Clothes Washer | 0% | 0 | 0 | Residential_2025_Economic_million_m3_Before Competition Groups_Energy Star Clothes Washer
Residential | Res ¦ Water Heater Temperature Setback | 2025 | Economic | million_m3 | Before Competition Groups | 0 | 0 | 0 | 2199.2277 | 0 | 24 | Residential_2025_Economic_million_m3_Before Competition Groups_24 | Water Heater Temperature Setback | 0% | 0 | 0 | Residential_2025_Economic_million_m3_Before Competition Groups_Water Heater Temperature Setback
Residential | Res ¦ Comprehensive Draft Proofing | 2025 | SC A | million_m3 | Before Competition Groups | 41.4039 | 0 | 0 | 208.9387 | 0.19816 | 1 | Residential_2025_SC A_million_m3_Before Competition Groups_1 | Comprehensive Draft Proofing | 19.82% | 0 | 41.4039 | Residential_2025_SC A_million_m3_Before Competition Groups_Comprehensive Draft Proofing
Residential | Res ¦ Adaptive Thermostat | 2025 | SC A | million_m3 | Before Competition Groups | 34.8099 | 0 | 0 | 208.9387 | 0.1666 | 2 | Residential_2025_SC A_million_m3_Before Competition Groups_2 | Adaptive Thermostat | 16.66% | 0 | 34.8099 | Residential_2025_SC A_million_m3_Before Competition Groups_Adaptive Thermostat
Residential | Res ¦ High Efficiency Fireplace with Pilotless Ignition | 2025 | SC A | million_m3 | Before Competition Groups | 29.3384 | 0 | 0 | 208.9387 | 0.14042 | 3 | Residential_2025_SC A_million_m3_Before Competition Groups_3 | High Efficiency Fireplace with Pilotless Ignition | 14.04% | 0 | 29.3384 | Residential_2025_SC A_million_m3_Before Competition Groups_High Efficiency Fireplace with Pilotless Ignition
Residential | Res ¦ Air Sealing | 2025 | SC A | million_m3 | Before Competition Groups | 24.9897 | 0 | 0 | 208.9387 | 0.1196 | 4 | Residential_2025_SC A_million_m3_Before Competition Groups_4 | Air Sealing | 11.96% | 0 | 24.9897 | Residential_2025_SC A_million_m3_Before Competition Groups_Air Sealing
Residential | Res ¦ Advanced BAS/Controllers | 2025 | SC A | million_m3 | Before Competition Groups | 17.796 | 0 | 0 | 208.9387 | 0.085173 | 5 | Residential_2025_SC A_million_m3_Before Competition Groups_5 | Advanced BAS/Controllers | 8.517% | 0 | 17.796 | Residential_2025_SC A_million_m3_Before Competition Groups_Advanced BAS/Controllers
Residential | Res ¦ Building Recommissioning, Operations and Maintenance (O&M) Improvements | 2025 | SC A | million_m3 | Before Competition Groups | 14.7059 | 0 | 0 | 208.9387 | 0.070384 | 6 | Residential_2025_SC A_million_m3_Before Competition Groups_6 | Building Recommissioning, Operations and Maintenance (O&M) Improvements | 7.038% | 0 | 14.7059 | Residential_2025_SC A_million_m3_Before Competition Groups_Building Recommissioning, Operations and Maintenance (O&M) Improvements
Residential | Res ¦ Basement Wall Insulation | 2025 | SC A | million_m3 | Before Competition Groups | 10.5995 | 0 | 0 | 208.9387 | 0.05073 | 7 | Residential_2025_SC A_million_m3_Before Competition Groups_7 | Basement Wall Insulation | 5.073% | 0 | 10.5995 | Residential_2025_SC A_million_m3_Before Competition Groups_Basement Wall Insulation
Residential | Res ¦ Condensing Make Up Air Unit | 2025 | SC A | million_m3 | Before Competition Groups | 9.5145 | 0 | 0 | 208.9387 | 0.045537 | 8 | Residential_2025_SC A_million_m3_Before Competition Groups_8 | Condensing Make Up Air Unit | 4.554% | 0 | 9.5145 | Residential_2025_SC A_million_m3_Before Competition Groups_Condensing Make Up Air Unit
Residential | Res ¦ Attic Insulation | 2025 | SC A | million_m3 | Before Competition Groups | 7.2103 | 0 | 0 | 208.9387 | 0.034509 | 9 | Residential_2025_SC A_million_m3_Before Competition Groups_9 | Attic Insulation | 3.451% | 0 | 7.2103 | Residential_2025_SC A_million_m3_Before Competition Groups_Attic Insulation
Residential | Res ¦ Demand Control Ventilation | 2025 | SC A | million_m3 | Before Competition Groups | 5.4535 | 0 | 0 | 208.9387 | 0.026101 | 10 | Residential_2025_SC A_million_m3_Before Competition Groups_10 | Demand Control Ventilation | 2.61% | 0 | 5.4535 | Residential_2025_SC A_million_m3_Before Competition Groups_Demand Control Ventilation
Residential | Res ¦ Condensing Boiler | 2025 | SC A | million_m3 | Before Competition Groups | 3.8333 | 0 | 0 | 208.9387 | 0.018347 | 11 | Residential_2025_SC A_million_m3_Before Competition Groups_11 | Condensing Boiler | 1.835% | 0 | 3.8333 | Residential_2025_SC A_million_m3_Before Competition Groups_Condensing Boiler
Residential | Res ¦ High Efficiency Condensing Furnace | 2025 | SC A | million_m3 | Before Competition Groups | 3.5772 | 0 | 0 | 208.9387 | 0.017121 | 12 | Residential_2025_SC A_million_m3_Before Competition Groups_12 | High Efficiency Condensing Furnace | 1.712% | 0 | 3.5772 | Residential_2025_SC A_million_m3_Before Competition Groups_High Efficiency Condensing Furnace
Residential | Res ¦ Home Energy Reports | 2025 | SC A | million_m3 | Before Competition Groups | 1.4073 | 0 | 0 | 208.9387 | 0.0067353 | 13 | Residential_2025_SC A_million_m3_Before Competition Groups_13 | Home Energy Reports | 0.6735% | 0 | 1.4073 | Residential_2025_SC A_million_m3_Before Competition Groups_Home Energy Reports
Residential | Res ¦ Heat Recovery Ventilator | 2025 | SC A | million_m3 | Before Competition Groups | 1.3566 | 0 | 0 | 208.9387 | 0.0064927 | 14 | Residential_2025_SC A_million_m3_Before Competition Groups_14 | Heat Recovery Ventilator | 0.6493% | 0 | 1.3566 | Residential_2025_SC A_million_m3_Before Competition Groups_Heat Recovery Ventilator
Residential | Res ¦ Duct Insulation MF | 2025 | SC A | million_m3 | Before Competition Groups | 0.85268 | 0 | 0 | 208.9387 | 0.004081 | 15 | Residential_2025_SC A_million_m3_Before Competition Groups_15 | Duct Insulation MF | 0.4081% | 0 | 0.85268 | Residential_2025_SC A_million_m3_Before Competition Groups_Duct Insulation MF
Residential | Res ¦ Wall Insulation MF | 2025 | SC A | million_m3 | Before Competition Groups | 0.76519 | 0 | 0 | 208.9387 | 0.0036623 | 16 | Residential_2025_SC A_million_m3_Before Competition Groups_16 | Wall Insulation MF | 0.3662% | 0 | 0.76519 | Residential_2025_SC A_million_m3_Before Competition Groups_Wall Insulation MF
Residential | Res ¦ Duct Insulation | 2025 | SC A | million_m3 | Before Competition Groups | 0.36079 | 0 | 0 | 208.9387 | 0.0017268 | 17 | Residential_2025_SC A_million_m3_Before Competition Groups_17 | Duct Insulation | 0.1727% | 0 | 0.36079 | Residential_2025_SC A_million_m3_Before Competition Groups_Duct Insulation
Residential | Res ¦ Pool Cover | 2025 | SC A | million_m3 | Before Competition Groups | 0.32062 | 0 | 0 | 208.9387 | 0.0015345 | 18 | Residential_2025_SC A_million_m3_Before Competition Groups_18 | Pool Cover | 0.1535% | 0 | 0.32062 | Residential_2025_SC A_million_m3_Before Competition Groups_Pool Cover
Residential | Res ¦ Minimize Hot and Warm Clothes Wash | 2025 | SC A | million_m3 | Before Competition Groups | 0.29739 | 0 | 0 | 208.9387 | 0.0014234 | 19 | Residential_2025_SC A_million_m3_Before Competition Groups_19 | Minimize Hot and Warm Clothes Wash | 0.1423% | 0 | 0.29739 | Residential_2025_SC A_million_m3_Before Competition Groups_Minimize Hot and Warm Clothes Wash
Residential | Res ¦ Floor Insulation | 2025 | SC A | million_m3 | Before Competition Groups | 0.27206 | 0 | 0 | 208.9387 | 0.0013021 | 20 | Residential_2025_SC A_million_m3_Before Competition Groups_20 | Floor Insulation | 0.1302% | 0 | 0.27206 | Residential_2025_SC A_million_m3_Before Competition Groups_Floor Insulation
Residential | Res ¦ Wall Insulation | 2025 | SC A | million_m3 | Before Competition Groups | 0.073766 | 0 | 0 | 208.9387 | 0.00035305 | 21 | Residential_2025_SC A_million_m3_Before Competition Groups_21 | Wall Insulation | 0.03531% | 0 | 0.073766 | Residential_2025_SC A_million_m3_Before Competition Groups_Wall Insulation
Residential | Res ¦ Clothes Drying Racks | 2025 | SC A | million_m3 | Before Competition Groups | 0.0002563 | 0 | 0 | 208.9387 | 1.2267e-06 | 22 | Residential_2025_SC A_million_m3_Before Competition Groups_22 | Clothes Drying Racks | 0.0001227% | 0 | 0.0002563 | Residential_2025_SC A_million_m3_Before Competition Groups_Clothes Drying Racks
Residential | Res ¦ Energy Star Clothes Washer | 2025 | SC A | million_m3 | Before Competition Groups | 0 | 0 | 0 | 208.9387 | 0 | 23 | Residential_2025_SC A_million_m3_Before Competition Groups_23 | Energy Star Clothes Washer | 0% | 0 | 0 | Residential_2025_SC A_million_m3_Before Competition Groups_Energy Star Clothes Washer
Residential | Res ¦ Water Heater Temperature Setback | 2025 | SC A | million_m3 | Before Competition Groups | 0 | 0 | 0 | 208.9387 | 0 | 24 | Residential_2025_SC A_million_m3_Before Competition Groups_24 | Water Heater Temperature Setback | 0% | 0 | 0 | Residential_2025_SC A_million_m3_Before Competition Groups_Water Heater Temperature Setback
Residential | Res ¦ Comprehensive Draft Proofing | 2025 | SC B | million_m3 | Before Competition Groups | 108.0709 | 0 | 0 | 519.6427 | 0.20797 | 1 | Residential_2025_SC B_million_m3_Before Competition Groups_1 | Comprehensive Draft Proofing | 20.8% | 0 | 108.0709 | Residential_2025_SC B_million_m3_Before Competition Groups_Comprehensive Draft Proofing
Residential | Res ¦ Adaptive Thermostat | 2025 | SC B | million_m3 | Before Competition Groups | 71.1597 | 0 | 0 | 519.6427 | 0.13694 | 2 | Residential_2025_SC B_million_m3_Before Competition Groups_2 | Adaptive Thermostat | 13.69% | 0 | 71.1597 | Residential_2025_SC B_million_m3_Before Competition Groups_Adaptive Thermostat
Residential | Res ¦ Air Sealing | 2025 | SC B | million_m3 | Before Competition Groups | 62.4614 | 0 | 0 | 519.6427 | 0.1202 | 3 | Residential_2025_SC B_million_m3_Before Competition Groups_3 | Air Sealing | 12.02% | 0 | 62.4614 | Residential_2025_SC B_million_m3_Before Competition Groups_Air Sealing
Residential | Res ¦ Advanced BAS/Controllers | 2025 | SC B | million_m3 | Before Competition Groups | 44.5119 | 0 | 0 | 519.6427 | 0.085659 | 4 | Residential_2025_SC B_million_m3_Before Competition Groups_4 | Advanced BAS/Controllers | 8.566% | 0 | 44.5119 | Residential_2025_SC B_million_m3_Before Competition Groups_Advanced BAS/Controllers
Residential | Res ¦ High Efficiency Condensing Furnace | 2025 | SC B | million_m3 | Before Competition Groups | 41.4084 | 0 | 0 | 519.6427 | 0.079686 | 5 | Residential_2025_SC B_million_m3_Before Competition Groups_5 | High Efficiency Condensing Furnace | 7.969% | 0 | 41.4084 | Residential_2025_SC B_million_m3_Before Competition Groups_High Efficiency Condensing Furnace
Residential | Res ¦ High Efficiency Fireplace with Pilotless Ignition | 2025 | SC B | million_m3 | Before Competition Groups | 40.5629 | 0 | 0 | 519.6427 | 0.078059 | 6 | Residential_2025_SC B_million_m3_Before Competition Groups_6 | High Efficiency Fireplace with Pilotless Ignition | 7.806% | 0 | 40.5629 | Residential_2025_SC B_million_m3_Before Competition Groups_High Efficiency Fireplace with Pilotless Ignition
Residential | Res ¦ Building Recommissioning, Operations and Maintenance (O&M) Improvements | 2025 | SC B | million_m3 | Before Competition Groups | 36.7837 | 0 | 0 | 519.6427 | 0.070786 | 7 | Residential_2025_SC B_million_m3_Before Competition Groups_7 | Building Recommissioning, Operations and Maintenance (O&M) Improvements | 7.079% | 0 | 36.7837 | Residential_2025_SC B_million_m3_Before Competition Groups_Building Recommissioning, Operations and Maintenance (O&M) Improvements
Residential | Res ¦ Demand Control Ventilation | 2025 | SC B | million_m3 | Before Competition Groups | 19.9499 | 0 | 0 | 519.6427 | 0.038392 | 8 | Residential_2025_SC B_million_m3_Before Competition Groups_8 | Demand Control Ventilation | 3.839% | 0 | 19.9499 | Residential_2025_SC B_million_m3_Before Competition Groups_Demand Control Ventilation
Residential | Res ¦ Condensing Make Up Air Unit | 2025 | SC B | million_m3 | Before Competition Groups | 16.9959 | 0 | 0 | 519.6427 | 0.032707 | 9 | Residential_2025_SC B_million_m3_Before Competition Groups_9 | Condensing Make Up Air Unit | 3.271% | 0 | 16.9959 | Residential_2025_SC B_million_m3_Before Competition Groups_Condensing Make Up Air Unit
Residential | Res ¦ Attic Insulation | 2025 | SC B | million_m3 | Before Competition Groups | 15.2512 | 0 | 0 | 519.6427 | 0.029349 | 10 | Residential_2025_SC B_million_m3_Before Competition Groups_10 | Attic Insulation | 2.935% | 0 | 15.2512 | Residential_2025_SC B_million_m3_Before Competition Groups_Attic Insulation
Residential | Res ¦ Condensing Boiler | 2025 | SC B | million_m3 | Before Competition Groups | 15.1334 | 0 | 0 | 519.6427 | 0.029123 | 11 | Residential_2025_SC B_million_m3_Before Competition Groups_11 | Condensing Boiler | 2.912% | 0 | 15.1334 | Residential_2025_SC B_million_m3_Before Competition Groups_Condensing Boiler
Residential | Res ¦ Basement Wall Insulation | 2025 | SC B | million_m3 | Before Competition Groups | 12.6788 | 0 | 0 | 519.6427 | 0.024399 | 12 | Residential_2025_SC B_million_m3_Before Competition Groups_12 | Basement Wall Insulation | 2.44% | 0 | 12.6788 | Residential_2025_SC B_million_m3_Before Competition Groups_Basement Wall Insulation
Residential | Res ¦ Heat Recovery Ventilator | 2025 | SC B | million_m3 | Before Competition Groups | 11.2899 | 0 | 0 | 519.6427 | 0.021726 | 13 | Residential_2025_SC B_million_m3_Before Competition Groups_13 | Heat Recovery Ventilator | 2.173% | 0 | 11.2899 | Residential_2025_SC B_million_m3_Before Competition Groups_Heat Recovery Ventilator
Residential | Res ¦ Pool Cover | 2025 | SC B | million_m3 | Before Competition Groups | 6.212 | 0 | 0 | 519.6427 | 0.011954 | 14 | Residential_2025_SC B_million_m3_Before Competition Groups_14 | Pool Cover | 1.195% | 0 | 6.212 | Residential_2025_SC B_million_m3_Before Competition Groups_Pool Cover
Residential | Res ¦ Floor Insulation | 2025 | SC B | million_m3 | Before Competition Groups | 4.9908 | 0 | 0 | 519.6427 | 0.0096044 | 15 | Residential_2025_SC B_million_m3_Before Competition Groups_15 | Floor Insulation | 0.9604% | 0 | 4.9908 | Residential_2025_SC B_million_m3_Before Competition Groups_Floor Insulation
Residential | Res ¦ Duct Insulation | 2025 | SC B | million_m3 | Before Competition Groups | 3.8635 | 0 | 0 | 519.6427 | 0.0074349 | 16 | Residential_2025_SC B_million_m3_Before Competition Groups_16 | Duct Insulation | 0.7435% | 0 | 3.8635 | Residential_2025_SC B_million_m3_Before Competition Groups_Duct Insulation
Residential | Res ¦ Duct Insulation MF | 2025 | SC B | million_m3 | Before Competition Groups | 3.5934 | 0 | 0 | 519.6427 | 0.0069152 | 17 | Residential_2025_SC B_million_m3_Before Competition Groups_17 | Duct Insulation MF | 0.6915% | 0 | 3.5934 | Residential_2025_SC B_million_m3_Before Competition Groups_Duct Insulation MF
Residential | Res ¦ Wall Insulation | 2025 | SC B | million_m3 | Before Competition Groups | 1.5405 | 0 | 0 | 519.6427 | 0.0029645 | 18 | Residential_2025_SC B_million_m3_Before Competition Groups_18 | Wall Insulation | 0.2965% | 0 | 1.5405 | Residential_2025_SC B_million_m3_Before Competition Groups_Wall Insulation
Residential | Res ¦ Home Energy Reports | 2025 | SC B | million_m3 | Before Competition Groups | 1.4073 | 0 | 0 | 519.6427 | 0.0027081 | 19 | Residential_2025_SC B_million_m3_Before Competition Groups_19 | Home Energy Reports | 0.2708% | 0 | 1.4073 | Residential_2025_SC B_million_m3_Before Competition Groups_Home Energy Reports
Residential | Res ¦ Wall Insulation MF | 2025 | SC B | million_m3 | Before Competition Groups | 0.78499 | 0 | 0 | 519.6427 | 0.0015106 | 20 | Residential_2025_SC B_million_m3_Before Competition Groups_20 | Wall Insulation MF | 0.1511% | 0 | 0.78499 | Residential_2025_SC B_million_m3_Before Competition Groups_Wall Insulation MF
Residential | Res ¦ Clothes Drying Racks | 2025 | SC B | million_m3 | Before Competition Groups | 0.6951 | 0 | 0 | 519.6427 | 0.0013377 | 21 | Residential_2025_SC B_million_m3_Before Competition Groups_21 | Clothes Drying Racks | 0.1338% | 0 | 0.6951 | Residential_2025_SC B_million_m3_Before Competition Groups_Clothes Drying Racks
Residential | Res ¦ Minimize Hot and Warm Clothes Wash | 2025 | SC B | million_m3 | Before Competition Groups | 0.29739 | 0 | 0 | 519.6427 | 0.0005723 | 22 | Residential_2025_SC B_million_m3_Before Competition Groups_22 | Minimize Hot and Warm Clothes Wash | 0.05723% | 0 | 0.29739 | Residential_2025_SC B_million_m3_Before Competition Groups_Minimize Hot and Warm Clothes Wash
Residential | Res ¦ Energy Star Clothes Washer | 2025 | SC B | million_m3 | Before Competition Groups | 0 | 0 | 0 | 519.6427 | 0 | 23 | Residential_2025_SC B_million_m3_Before Competition Groups_23 | Energy Star Clothes Washer | 0% | 0 | 0 | Residential_2025_SC B_million_m3_Before Competition Groups_Energy Star Clothes Washer
Residential | Res ¦ Water Heater Temperature Setback | 2025 | SC B | million_m3 | Before Competition Groups | 0 | 0 | 0 | 519.6427 | 0 | 24 | Residential_2025_SC B_million_m3_Before Competition Groups_24 | Water Heater Temperature Setback | 0% | 0 | 0 | Residential_2025_SC B_million_m3_Before Competition Groups_Water Heater Temperature Setback
Residential | Res ¦ Adaptive Thermostat | 2025 | SC C | million_m3 | Before Competition Groups | 43.2268 | 0 | 0 | 250.5507 | 0.17253 | 1 | Residential_2025_SC C_million_m3_Before Competition Groups_1 | Adaptive Thermostat | 17.25% | 0 | 43.2268 | Residential_2025_SC C_million_m3_Before Competition Groups_Adaptive Thermostat
Residential | Res ¦ Comprehensive Draft Proofing | 2025 | SC C | million_m3 | Before Competition Groups | 43.206 | 0 | 0 | 250.5507 | 0.17244 | 2 | Residential_2025_SC C_million_m3_Before Competition Groups_2 | Comprehensive Draft Proofing | 17.24% | 0 | 43.206 | Residential_2025_SC C_million_m3_Before Competition Groups_Comprehensive Draft Proofing
Residential | Res ¦ High Efficiency Fireplace with Pilotless Ignition | 2025 | SC C | million_m3 | Before Competition Groups | 35.6822 | 0 | 0 | 250.5507 | 0.14242 | 3 | Residential_2025_SC C_million_m3_Before Competition Groups_3 | High Efficiency Fireplace with Pilotless Ignition | 14.24% | 0 | 35.6822 | Residential_2025_SC C_million_m3_Before Competition Groups_High Efficiency Fireplace with Pilotless Ignition
Residential | Res ¦ Air Sealing | 2025 | SC C | million_m3 | Before Competition Groups | 32.9266 | 0 | 0 | 250.5507 | 0.13142 | 4 | Residential_2025_SC C_million_m3_Before Competition Groups_4 | Air Sealing | 13.14% | 0 | 32.9266 | Residential_2025_SC C_million_m3_Before Competition Groups_Air Sealing
Residential | Res ¦ Advanced BAS/Controllers | 2025 | SC C | million_m3 | Before Competition Groups | 17.796 | 0 | 0 | 250.5507 | 0.071027 | 5 | Residential_2025_SC C_million_m3_Before Competition Groups_5 | Advanced BAS/Controllers | 7.103% | 0 | 17.796 | Residential_2025_SC C_million_m3_Before Competition Groups_Advanced BAS/Controllers
Residential | Res ¦ Building Recommissioning, Operations and Maintenance (O&M) Improvements | 2025 | SC C | million_m3 | Before Competition Groups | 14.7059 | 0 | 0 | 250.5507 | 0.058694 | 6 | Residential_2025_SC C_million_m3_Before Competition Groups_6 | Building Recommissioning, Operations and Maintenance (O&M) Improvements | 5.869% | 0 | 14.7059 | Residential_2025_SC C_million_m3_Before Competition Groups_Building Recommissioning, Operations and Maintenance (O&M) Improvements
Residential | Res ¦ Basement Wall Insulation | 2025 | SC C | million_m3 | Before Competition Groups | 12.6811 | 0 | 0 | 250.5507 | 0.050613 | 7 | Residential_2025_SC C_million_m3_Before Competition Groups_7 | Basement Wall Insulation | 5.061% | 0 | 12.6811 | Residential_2025_SC C_million_m3_Before Competition Groups_Basement Wall Insulation
Residential | Res ¦ Condensing Make Up Air Unit | 2025 | SC C | million_m3 | Before Competition Groups | 12.1206 | 0 | 0 | 250.5507 | 0.048376 | 8 | Residential_2025_SC C_million_m3_Before Competition Groups_8 | Condensing Make Up Air Unit | 4.838% | 0 | 12.1206 | Residential_2025_SC C_million_m3_Before Competition Groups_Condensing Make Up Air Unit
Residential | Res ¦ Attic Insulation | 2025 | SC C | million_m3 | Before Competition Groups | 12.0293 | 0 | 0 | 250.5507 | 0.048012 | 9 | Residential_2025_SC C_million_m3_Before Competition Groups_9 | Attic Insulation | 4.801% | 0 | 12.0293 | Residential_2025_SC C_million_m3_Before Competition Groups_Attic Insulation
Residential | Res ¦ Demand Control Ventilation | 2025 | SC C | million_m3 | Before Competition Groups | 7.9765 | 0 | 0 | 250.5507 | 0.031836 | 10 | Residential_2025_SC C_million_m3_Before Competition Groups_10 | Demand Control Ventilation | 3.184% | 0 | 7.9765 | Residential_2025_SC C_million_m3_Before Competition Groups_Demand Control Ventilation
Residential | Res ¦ High Efficiency Condensing Furnace | 2025 | SC C | million_m3 | Before Competition Groups | 5.8551 | 0 | 0 | 250.5507 | 0.023369 | 11 | Residential_2025_SC C_million_m3_Before Competition Groups_11 | High Efficiency Condensing Furnace | 2.337% | 0 | 5.8551 | Residential_2025_SC C_million_m3_Before Competition Groups_High Efficiency Condensing Furnace
Residential | Res ¦ Condensing Boiler | 2025 | SC C | million_m3 | Before Competition Groups | 5.2095 | 0 | 0 | 250.5507 | 0.020792 | 12 | Residential_2025_SC C_million_m3_Before Competition Groups_12 | Condensing Boiler | 2.079% | 0 | 5.2095 | Residential_2025_SC C_million_m3_Before Competition Groups_Condensing Boiler
Residential | Res ¦ Heat Recovery Ventilator | 2025 | SC C | million_m3 | Before Competition Groups | 1.8581 | 0 | 0 | 250.5507 | 0.0074159 | 13 | Residential_2025_SC C_million_m3_Before Competition Groups_13 | Heat Recovery Ventilator | 0.7416% | 0 | 1.8581 | Residential_2025_SC C_million_m3_Before Competition Groups_Heat Recovery Ventilator
Residential | Res ¦ Home Energy Reports | 2025 | SC C | million_m3 | Before Competition Groups | 1.4073 | 0 | 0 | 250.5507 | 0.0056167 | 14 | Residential_2025_SC C_million_m3_Before Competition Groups_14 | Home Energy Reports | 0.5617% | 0 | 1.4073 | Residential_2025_SC C_million_m3_Before Competition Groups_Home Energy Reports
Residential | Res ¦ Duct Insulation MF | 2025 | SC C | million_m3 | Before Competition Groups | 1.1339 | 0 | 0 | 250.5507 | 0.0045257 | 15 | Residential_2025_SC C_million_m3_Before Competition Groups_15 | Duct Insulation MF | 0.4526% | 0 | 1.1339 | Residential_2025_SC C_million_m3_Before Competition Groups_Duct Insulation MF
Residential | Res ¦ Wall Insulation MF | 2025 | SC C | million_m3 | Before Competition Groups | 0.78504 | 0 | 0 | 250.5507 | 0.0031333 | 16 | Residential_2025_SC C_million_m3_Before Competition Groups_16 | Wall Insulation MF | 0.3133% | 0 | 0.78504 | Residential_2025_SC C_million_m3_Before Competition Groups_Wall Insulation MF
Residential | Res ¦ Pool Cover | 2025 | SC C | million_m3 | Before Competition Groups | 0.56879 | 0 | 0 | 250.5507 | 0.0022701 | 17 | Residential_2025_SC C_million_m3_Before Competition Groups_17 | Pool Cover | 0.227% | 0 | 0.56879 | Residential_2025_SC C_million_m3_Before Competition Groups_Pool Cover
Residential | Res ¦ Duct Insulation | 2025 | SC C | million_m3 | Before Competition Groups | 0.53628 | 0 | 0 | 250.5507 | 0.0021404 | 18 | Residential_2025_SC C_million_m3_Before Competition Groups_18 | Duct Insulation | 0.214% | 0 | 0.53628 | Residential_2025_SC C_million_m3_Before Competition Groups_Duct Insulation
Residential | Res ¦ Floor Insulation | 2025 | SC C | million_m3 | Before Competition Groups | 0.42918 | 0 | 0 | 250.5507 | 0.001713 | 19 | Residential_2025_SC C_million_m3_Before Competition Groups_19 | Floor Insulation | 0.1713% | 0 | 0.42918 | Residential_2025_SC C_million_m3_Before Competition Groups_Floor Insulation
Residential | Res ¦ Minimize Hot and Warm Clothes Wash | 2025 | SC C | million_m3 | Before Competition Groups | 0.29739 | 0 | 0 | 250.5507 | 0.001187 | 20 | Residential_2025_SC C_million_m3_Before Competition Groups_20 | Minimize Hot and Warm Clothes Wash | 0.1187% | 0 | 0.29739 | Residential_2025_SC C_million_m3_Before Competition Groups_Minimize Hot and Warm Clothes Wash
Residential | Res ¦ Wall Insulation | 2025 | SC C | million_m3 | Before Competition Groups | 0.11868 | 0 | 0 | 250.5507 | 0.00047367 | 21 | Residential_2025_SC C_million_m3_Before Competition Groups_21 | Wall Insulation | 0.04737% | 0 | 0.11868 | Residential_2025_SC C_million_m3_Before Competition Groups_Wall Insulation
Residential | Res ¦ Clothes Drying Racks | 2025 | SC C | million_m3 | Before Competition Groups | 0.0002563 | 0 | 0 | 250.5507 | 1.0229e-06 | 22 | Residential_2025_SC C_million_m3_Before Competition Groups_22 | Clothes Drying Racks | 0.0001023% | 0 | 0.0002563 | Residential_2025_SC C_million_m3_Before Competition Groups_Clothes Drying Racks
Residential | Res ¦ Energy Star Clothes Washer | 2025 | SC C | million_m3 | Before Competition Groups | 0 | 0 | 0 | 250.5507 | 0 | 23 | Residential_2025_SC C_million_m3_Before Competition Groups_23 | Energy Star Clothes Washer | 0% | 0 | 0 | Residential_2025_SC C_million_m3_Before Competition Groups_Energy Star Clothes Washer
Residential | Res ¦ Water Heater Temperature Setback | 2025 | SC C | million_m3 | Before Competition Groups | 0 | 0 | 0 | 250.5507 | 0 | 24 | Residential_2025_SC C_million_m3_Before Competition Groups_24 | Water Heater Temperature Setback | 0% | 0 | 0 | Residential_2025_SC C_million_m3_Before Competition Groups_Water Heater Temperature Setback
Residential | Res ¦ Air Sealing | 2025 | Technical | million_m3 | Before Competition Groups | 621.6228 | 0 | 0 | 3578.8187 | 0.17369 | 1 | Residential_2025_Technical_million_m3_Before Competition Groups_1 | Air Sealing | 17.37% | 0 | 621.6228 | Residential_2025_Technical_million_m3_Before Competition Groups_Air Sealing
Residential | Res ¦ Adaptive Thermostat | 2025 | Technical | million_m3 | Before Competition Groups | 496.0521 | 0 | 0 | 3578.8187 | 0.13861 | 2 | Residential_2025_Technical_million_m3_Before Competition Groups_2 | Adaptive Thermostat | 13.86% | 0 | 496.0521 | Residential_2025_Technical_million_m3_Before Competition Groups_Adaptive Thermostat
Residential | Res ¦ Energy Star Windows | 2025 | Technical | million_m3 | Before Competition Groups | 236.523 | 0 | 0 | 3578.8187 | 0.06609 | 3 | Residential_2025_Technical_million_m3_Before Competition Groups_3 | Energy Star Windows | 6.609% | 0 | 236.523 | Residential_2025_Technical_million_m3_Before Competition Groups_Energy Star Windows
Residential | Res ¦ Comprehensive Draft Proofing | 2025 | Technical | million_m3 | Before Competition Groups | 187.1975 | 0 | 0 | 3578.8187 | 0.052307 | 4 | Residential_2025_Technical_million_m3_Before Competition Groups_4 | Comprehensive Draft Proofing | 5.231% | 0 | 187.1975 | Residential_2025_Technical_million_m3_Before Competition Groups_Comprehensive Draft Proofing
Residential | Res ¦ Wall Insulation | 2025 | Technical | million_m3 | Before Competition Groups | 171.8802 | 0 | 0 | 3578.8187 | 0.048027 | 5 | Residential_2025_Technical_million_m3_Before Competition Groups_5 | Wall Insulation | 4.803% | 0 | 171.8802 | Residential_2025_Technical_million_m3_Before Competition Groups_Wall Insulation
Residential | Res ¦ Attic Insulation | 2025 | Technical | million_m3 | Before Competition Groups | 151.7794 | 0 | 0 | 3578.8187 | 0.04241 | 6 | Residential_2025_Technical_million_m3_Before Competition Groups_6 | Attic Insulation | 4.241% | 0 | 151.7794 | Residential_2025_Technical_million_m3_Before Competition Groups_Attic Insulation
Residential | Res ¦ DHW Recirculation Systems | 2025 | Technical | million_m3 | Before Competition Groups | 143.6011 | 0 | 0 | 3578.8187 | 0.040125 | 7 | Residential_2025_Technical_million_m3_Before Competition Groups_7 | DHW Recirculation Systems | 4.013% | 0 | 143.6011 | Residential_2025_Technical_million_m3_Before Competition Groups_DHW Recirculation Systems
Residential | Res ¦ Basement or Crawlspace Insulation | 2025 | Technical | million_m3 | Before Competition Groups | 128.931 | 0 | 0 | 3578.8187 | 0.036026 | 8 | Residential_2025_Technical_million_m3_Before Competition Groups_8 | Basement or Crawlspace Insulation | 3.603% | 0 | 128.931 | Residential_2025_Technical_million_m3_Before Competition Groups_Basement or Crawlspace Insulation
Residential | Res ¦ Basement Wall Insulation | 2025 | Technical | million_m3 | Before Competition Groups | 126.1696 | 0 | 0 | 3578.8187 | 0.035255 | 9 | Residential_2025_Technical_million_m3_Before Competition Groups_9 | Basement Wall Insulation | 3.525% | 0 | 126.1696 | Residential_2025_Technical_million_m3_Before Competition Groups_Basement Wall Insulation
Residential | Res ¦ Condensing Storage Water Heater | 2025 | Technical | million_m3 | Before Competition Groups | 119.4388 | 0 | 0 | 3578.8187 | 0.033374 | 10 | Residential_2025_Technical_million_m3_Before Competition Groups_10 | Condensing Storage Water Heater | 3.337% | 0 | 119.4388 | Residential_2025_Technical_million_m3_Before Competition Groups_Condensing Storage Water Heater
Residential | Res ¦ Tankless Water Heater | 2025 | Technical | million_m3 | Before Competition Groups | 100.096 | 0 | 0 | 3578.8187 | 0.027969 | 11 | Residential_2025_Technical_million_m3_Before Competition Groups_11 | Tankless Water Heater | 2.797% | 0 | 100.096 | Residential_2025_Technical_million_m3_Before Competition Groups_Tankless Water Heater
Residential | Res ¦ Condensing Boiler | 2025 | Technical | million_m3 | Before Competition Groups | 94.3178 | 0 | 0 | 3578.8187 | 0.026354 | 12 | Residential_2025_Technical_million_m3_Before Competition Groups_12 | Condensing Boiler | 2.635% | 0 | 94.3178 | Residential_2025_Technical_million_m3_Before Competition Groups_Condensing Boiler
Residential | Res ¦ Window Film | 2025 | Technical | million_m3 | Before Competition Groups | 88.7007 | 0 | 0 | 3578.8187 | 0.024785 | 13 | Residential_2025_Technical_million_m3_Before Competition Groups_13 | Window Film | 2.478% | 0 | 88.7007 | Residential_2025_Technical_million_m3_Before Competition Groups_Window Film
Residential | Res ¦ Furnace Tune Up | 2025 | Technical | million_m3 | Before Competition Groups | 85.7365 | 0 | 0 | 3578.8187 | 0.023957 | 14 | Residential_2025_Technical_million_m3_Before Competition Groups_14 | Furnace Tune Up | 2.396% | 0 | 85.7365 | Residential_2025_Technical_million_m3_Before Competition Groups_Furnace Tune Up
Residential | Res ¦ Advanced BAS/Controllers | 2025 | Technical | million_m3 | Before Competition Groups | 77.104 | 0 | 0 | 3578.8187 | 0.021545 | 15 | Residential_2025_Technical_million_m3_Before Competition Groups_15 | Advanced BAS/Controllers | 2.154% | 0 | 77.104 | Residential_2025_Technical_million_m3_Before Competition Groups_Advanced BAS/Controllers
Residential | Res ¦ High Efficiency Storage Water Heater | 2025 | Technical | million_m3 | Before Competition Groups | 66.4335 | 0 | 0 | 3578.8187 | 0.018563 | 16 | Residential_2025_Technical_million_m3_Before Competition Groups_16 | High Efficiency Storage Water Heater | 1.856% | 0 | 66.4335 | Residential_2025_Technical_million_m3_Before Competition Groups_High Efficiency Storage Water Heater
Residential | Res ¦ High Efficiency Condensing Furnace | 2025 | Technical | million_m3 | Before Competition Groups | 64.7435 | 0 | 0 | 3578.8187 | 0.018091 | 17 | Residential_2025_Technical_million_m3_Before Competition Groups_17 | High Efficiency Condensing Furnace | 1.809% | 0 | 64.7435 | Residential_2025_Technical_million_m3_Before Competition Groups_High Efficiency Condensing Furnace
Residential | Res ¦ Heat Recovery Ventilator | 2025 | Technical | million_m3 | Before Competition Groups | 64.6611 | 0 | 0 | 3578.8187 | 0.018068 | 18 | Residential_2025_Technical_million_m3_Before Competition Groups_18 | Heat Recovery Ventilator | 1.807% | 0 | 64.6611 | Residential_2025_Technical_million_m3_Before Competition Groups_Heat Recovery Ventilator
Residential | Res ¦ Ceiling Insulation | 2025 | Technical | million_m3 | Before Competition Groups | 63.8849 | 0 | 0 | 3578.8187 | 0.017851 | 19 | Residential_2025_Technical_million_m3_Before Competition Groups_19 | Ceiling Insulation | 1.785% | 0 | 63.8849 | Residential_2025_Technical_million_m3_Before Competition Groups_Ceiling Insulation
Residential | Res ¦ Building Recommissioning, Operations and Maintenance (O&M) Improvements | 2025 | Technical | million_m3 | Before Competition Groups | 63.7159 | 0 | 0 | 3578.8187 | 0.017804 | 20 | Residential_2025_Technical_million_m3_Before Competition Groups_20 | Building Recommissioning, Operations and Maintenance (O&M) Improvements | 1.78% | 0 | 63.7159 | Residential_2025_Technical_million_m3_Before Competition Groups_Building Recommissioning, Operations and Maintenance (O&M) Improvements
Residential | Res ¦ High Efficiency Fireplace with Pilotless Ignition | 2025 | Technical | million_m3 | Before Competition Groups | 62.8437 | 0 | 0 | 3578.8187 | 0.01756 | 21 | Residential_2025_Technical_million_m3_Before Competition Groups_21 | High Efficiency Fireplace with Pilotless Ignition | 1.756% | 0 | 62.8437 | Residential_2025_Technical_million_m3_Before Competition Groups_High Efficiency Fireplace with Pilotless Ignition
Residential | Res ¦ Duct Insulation MF | 2025 | Technical | million_m3 | Before Competition Groups | 50.4218 | 0 | 0 | 3578.8187 | 0.014089 | 22 | Residential_2025_Technical_million_m3_Before Competition Groups_22 | Duct Insulation MF | 1.409% | 0 | 50.4218 | Residential_2025_Technical_million_m3_Before Competition Groups_Duct Insulation MF
Residential | Res ¦ Floor Insulation | 2025 | Technical | million_m3 | Before Competition Groups | 49.6994 | 0 | 0 | 3578.8187 | 0.013887 | 23 | Residential_2025_Technical_million_m3_Before Competition Groups_23 | Floor Insulation | 1.389% | 0 | 49.6994 | Residential_2025_Technical_million_m3_Before Competition Groups_Floor Insulation
Residential | Res ¦ Duct Insulation | 2025 | Technical | million_m3 | Before Competition Groups | 47.2352 | 0 | 0 | 3578.8187 | 0.013199 | 24 | Residential_2025_Technical_million_m3_Before Competition Groups_24 | Duct Insulation | 1.32% | 0 | 47.2352 | Residential_2025_Technical_million_m3_Before Competition Groups_Duct Insulation
Residential | Res ¦ Condensing Make Up Air Unit | 2025 | Technical | million_m3 | Before Competition Groups | 43.154 | 0 | 0 | 3578.8187 | 0.012058 | 25 | Residential_2025_Technical_million_m3_Before Competition Groups_25 | Condensing Make Up Air Unit | 1.206% | 0 | 43.154 | Residential_2025_Technical_million_m3_Before Competition Groups_Condensing Make Up Air Unit
Residential | Res ¦ Demand Control Ventilation | 2025 | Technical | million_m3 | Before Competition Groups | 34.5597 | 0 | 0 | 3578.8187 | 0.0096567 | 26 | Residential_2025_Technical_million_m3_Before Competition Groups_26 | Demand Control Ventilation | 0.9657% | 0 | 34.5597 | Residential_2025_Technical_million_m3_Before Competition Groups_Demand Control Ventilation
Residential | Res ¦ Solar Water Heating System | 2025 | Technical | million_m3 | Before Competition Groups | 29.4941 | 0 | 0 | 3578.8187 | 0.0082413 | 27 | Residential_2025_Technical_million_m3_Before Competition Groups_27 | Solar Water Heating System | 0.8241% | 0 | 29.4941 | Residential_2025_Technical_million_m3_Before Competition Groups_Solar Water Heating System
Residential | Res ¦ Early Hot Water Heater Replacement | 2025 | Technical | million_m3 | Before Competition Groups | 28.1397 | 0 | 0 | 3578.8187 | 0.0078628 | 28 | Residential_2025_Technical_million_m3_Before Competition Groups_28 | Early Hot Water Heater Replacement | 0.7863% | 0 | 28.1397 | Residential_2025_Technical_million_m3_Before Competition Groups_Early Hot Water Heater Replacement
Residential | Res ¦ Drain Water Heat Recovery | 2025 | Technical | million_m3 | Before Competition Groups | 24.0159 | 0 | 0 | 3578.8187 | 0.0067106 | 29 | Residential_2025_Technical_million_m3_Before Competition Groups_29 | Drain Water Heat Recovery | 0.6711% | 0 | 24.0159 | Residential_2025_Technical_million_m3_Before Competition Groups_Drain Water Heat Recovery
Residential | Res ¦ Pool Cover | 2025 | Technical | million_m3 | Before Competition Groups | 15.7379 | 0 | 0 | 3578.8187 | 0.0043975 | 30 | Residential_2025_Technical_million_m3_Before Competition Groups_30 | Pool Cover | 0.4398% | 0 | 15.7379 | Residential_2025_Technical_million_m3_Before Competition Groups_Pool Cover
Residential | Res ¦ Home Energy Reports | 2025 | Technical | million_m3 | Before Competition Groups | 13.6348 | 0 | 0 | 3578.8187 | 0.0038099 | 31 | Residential_2025_Technical_million_m3_Before Competition Groups_31 | Home Energy Reports | 0.381% | 0 | 13.6348 | Residential_2025_Technical_million_m3_Before Competition Groups_Home Energy Reports
Residential | Res ¦ High Efficiency Gas Pool Heater | 2025 | Technical | million_m3 | Before Competition Groups | 8.2371 | 0 | 0 | 3578.8187 | 0.0023016 | 32 | Residential_2025_Technical_million_m3_Before Competition Groups_32 | High Efficiency Gas Pool Heater | 0.2302% | 0 | 8.2371 | Residential_2025_Technical_million_m3_Before Competition Groups_High Efficiency Gas Pool Heater
Residential | Res ¦ Wall Insulation MF | 2025 | Technical | million_m3 | Before Competition Groups | 7.8107 | 0 | 0 | 3578.8187 | 0.0021825 | 33 | Residential_2025_Technical_million_m3_Before Competition Groups_33 | Wall Insulation MF | 0.2182% | 0 | 7.8107 | Residential_2025_Technical_million_m3_Before Competition Groups_Wall Insulation MF
Residential | Res ¦ Water Heater Temperature Setback | 2025 | Technical | million_m3 | Before Competition Groups | 7.0032 | 0 | 0 | 3578.8187 | 0.0019568 | 34 | Residential_2025_Technical_million_m3_Before Competition Groups_34 | Water Heater Temperature Setback | 0.1957% | 0 | 7.0032 | Residential_2025_Technical_million_m3_Before Competition Groups_Water Heater Temperature Setback
Residential | Res ¦ Energy Star Clothes Dryer | 2025 | Technical | million_m3 | Before Competition Groups | 1.2159 | 0 | 0 | 3578.8187 | 0.00033976 | 35 | Residential_2025_Technical_million_m3_Before Competition Groups_35 | Energy Star Clothes Dryer | 0.03398% | 0 | 1.2159 | Residential_2025_Technical_million_m3_Before Competition Groups_Energy Star Clothes Dryer
Residential | Res ¦ Clothes Drying Racks | 2025 | Technical | million_m3 | Before Competition Groups | 1.2071 | 0 | 0 | 3578.8187 | 0.00033728 | 36 | Residential_2025_Technical_million_m3_Before Competition Groups_36 | Clothes Drying Racks | 0.03373% | 0 | 1.2071 | Residential_2025_Technical_million_m3_Before Competition Groups_Clothes Drying Racks
Residential | Res ¦ Minimize Hot and Warm Clothes Wash | 2025 | Technical | million_m3 | Before Competition Groups | 1.0452 | 0 | 0 | 3578.8187 | 0.00029204 | 37 | Residential_2025_Technical_million_m3_Before Competition Groups_37 | Minimize Hot and Warm Clothes Wash | 0.0292% | 0 | 1.0452 | Residential_2025_Technical_million_m3_Before Competition Groups_Minimize Hot and Warm Clothes Wash
Residential | Res ¦ Energy Star Clothes Washer | 2025 | Technical | million_m3 | Before Competition Groups | 0.65084 | 0 | 0 | 3578.8187 | 0.00018186 | 38 | Residential_2025_Technical_million_m3_Before Competition Groups_38 | Energy Star Clothes Washer | 0.01819% | 0 | 0.65084 | Residential_2025_Technical_million_m3_Before Competition Groups_Energy Star Clothes Washer
Residential | Res ¦ Solar Water Preheat (Pools/DHW) | 2025 | Technical | million_m3 | Before Competition Groups | 0.1231 | 0 | 0 | 3578.8187 | 3.4396e-05 | 39 | Residential_2025_Technical_million_m3_Before Competition Groups_39 | Solar Water Preheat (Pools/DHW) | 0.00344% | 0 | 0.1231 | Residential_2025_Technical_million_m3_Before Competition Groups_Solar Water Preheat (Pools/DHW)
Residential | Res ¦ Air Sealing | 2026 | Economic | million_m3 | Before Competition Groups | 611.8012 | 0 | 0 | 2212.5567 | 0.27651 | 1 | Residential_2026_Economic_million_m3_Before Competition Groups_1 | Air Sealing | 27.65% | 0 | 611.8012 | Residential_2026_Economic_million_m3_Before Competition Groups_Air Sealing
Residential | Res ¦ Adaptive Thermostat | 2026 | Economic | million_m3 | Before Competition Groups | 496.3452 | 0 | 0 | 2212.5567 | 0.22433 | 2 | Residential_2026_Economic_million_m3_Before Competition Groups_2 | Adaptive Thermostat | 22.43% | 0 | 496.3452 | Residential_2026_Economic_million_m3_Before Competition Groups_Adaptive Thermostat
Residential | Res ¦ Comprehensive Draft Proofing | 2026 | Economic | million_m3 | Before Competition Groups | 184.2398 | 0 | 0 | 2212.5567 | 0.08327 | 3 | Residential_2026_Economic_million_m3_Before Competition Groups_3 | Comprehensive Draft Proofing | 8.327% | 0 | 184.2398 | Residential_2026_Economic_million_m3_Before Competition Groups_Comprehensive Draft Proofing
Residential | Res ¦ Attic Insulation | 2026 | Economic | million_m3 | Before Competition Groups | 149.3812 | 0 | 0 | 2212.5567 | 0.067515 | 4 | Residential_2026_Economic_million_m3_Before Competition Groups_4 | Attic Insulation | 6.752% | 0 | 149.3812 | Residential_2026_Economic_million_m3_Before Competition Groups_Attic Insulation
Residential | Res ¦ Basement Wall Insulation | 2026 | Economic | million_m3 | Before Competition Groups | 124.1761 | 0 | 0 | 2212.5567 | 0.056123 | 5 | Residential_2026_Economic_million_m3_Before Competition Groups_5 | Basement Wall Insulation | 5.612% | 0 | 124.1761 | Residential_2026_Economic_million_m3_Before Competition Groups_Basement Wall Insulation
Residential | Res ¦ Advanced BAS/Controllers | 2026 | Economic | million_m3 | Before Competition Groups | 75.8858 | 0 | 0 | 2212.5567 | 0.034298 | 6 | Residential_2026_Economic_million_m3_Before Competition Groups_6 | Advanced BAS/Controllers | 3.43% | 0 | 75.8858 | Residential_2026_Economic_million_m3_Before Competition Groups_Advanced BAS/Controllers
Residential | Res ¦ Heat Recovery Ventilator | 2026 | Economic | million_m3 | Before Competition Groups | 72.9753 | 0 | 0 | 2212.5567 | 0.032982 | 7 | Residential_2026_Economic_million_m3_Before Competition Groups_7 | Heat Recovery Ventilator | 3.298% | 0 | 72.9753 | Residential_2026_Economic_million_m3_Before Competition Groups_Heat Recovery Ventilator
Residential | Res ¦ High Efficiency Fireplace with Pilotless Ignition | 2026 | Economic | million_m3 | Before Competition Groups | 70.4725 | 0 | 0 | 2212.5567 | 0.031851 | 8 | Residential_2026_Economic_million_m3_Before Competition Groups_8 | High Efficiency Fireplace with Pilotless Ignition | 3.185% | 0 | 70.4725 | Residential_2026_Economic_million_m3_Before Competition Groups_High Efficiency Fireplace with Pilotless Ignition
Residential | Res ¦ Building Recommissioning, Operations and Maintenance (O&M) Improvements | 2026 | Economic | million_m3 | Before Competition Groups | 62.7092 | 0 | 0 | 2212.5567 | 0.028342 | 9 | Residential_2026_Economic_million_m3_Before Competition Groups_9 | Building Recommissioning, Operations and Maintenance (O&M) Improvements | 2.834% | 0 | 62.7092 | Residential_2026_Economic_million_m3_Before Competition Groups_Building Recommissioning, Operations and Maintenance (O&M) Improvements
Residential | Res ¦ High Efficiency Condensing Furnace | 2026 | Economic | million_m3 | Before Competition Groups | 61.7883 | 0 | 0 | 2212.5567 | 0.027926 | 10 | Residential_2026_Economic_million_m3_Before Competition Groups_10 | High Efficiency Condensing Furnace | 2.793% | 0 | 61.7883 | Residential_2026_Economic_million_m3_Before Competition Groups_High Efficiency Condensing Furnace
Residential | Res ¦ Condensing Boiler | 2026 | Economic | million_m3 | Before Competition Groups | 49.8032 | 0 | 0 | 2212.5567 | 0.022509 | 11 | Residential_2026_Economic_million_m3_Before Competition Groups_11 | Condensing Boiler | 2.251% | 0 | 49.8032 | Residential_2026_Economic_million_m3_Before Competition Groups_Condensing Boiler
Residential | Res ¦ Floor Insulation | 2026 | Economic | million_m3 | Before Competition Groups | 48.9141 | 0 | 0 | 2212.5567 | 0.022108 | 12 | Residential_2026_Economic_million_m3_Before Competition Groups_12 | Floor Insulation | 2.211% | 0 | 48.9141 | Residential_2026_Economic_million_m3_Before Competition Groups_Floor Insulation
Residential | Res ¦ Condensing Make Up Air Unit | 2026 | Economic | million_m3 | Before Competition Groups | 48.3738 | 0 | 0 | 2212.5567 | 0.021863 | 13 | Residential_2026_Economic_million_m3_Before Competition Groups_13 | Condensing Make Up Air Unit | 2.186% | 0 | 48.3738 | Residential_2026_Economic_million_m3_Before Competition Groups_Condensing Make Up Air Unit
Residential | Res ¦ Duct Insulation | 2026 | Economic | million_m3 | Before Competition Groups | 39.6912 | 0 | 0 | 2212.5567 | 0.017939 | 14 | Residential_2026_Economic_million_m3_Before Competition Groups_14 | Duct Insulation | 1.794% | 0 | 39.6912 | Residential_2026_Economic_million_m3_Before Competition Groups_Duct Insulation
Residential | Res ¦ Duct Insulation MF | 2026 | Economic | million_m3 | Before Competition Groups | 35.2053 | 0 | 0 | 2212.5567 | 0.015912 | 15 | Residential_2026_Economic_million_m3_Before Competition Groups_15 | Duct Insulation MF | 1.591% | 0 | 35.2053 | Residential_2026_Economic_million_m3_Before Competition Groups_Duct Insulation MF
Residential | Res ¦ Demand Control Ventilation | 2026 | Economic | million_m3 | Before Competition Groups | 34.0137 | 0 | 0 | 2212.5567 | 0.015373 | 16 | Residential_2026_Economic_million_m3_Before Competition Groups_16 | Demand Control Ventilation | 1.537% | 0 | 34.0137 | Residential_2026_Economic_million_m3_Before Competition Groups_Demand Control Ventilation
Residential | Res ¦ Pool Cover | 2026 | Economic | million_m3 | Before Competition Groups | 15.4892 | 0 | 0 | 2212.5567 | 0.0070006 | 17 | Residential_2026_Economic_million_m3_Before Competition Groups_17 | Pool Cover | 0.7001% | 0 | 15.4892 | Residential_2026_Economic_million_m3_Before Competition Groups_Pool Cover
Residential | Res ¦ Wall Insulation | 2026 | Economic | million_m3 | Before Competition Groups | 15.0966 | 0 | 0 | 2212.5567 | 0.0068231 | 18 | Residential_2026_Economic_million_m3_Before Competition Groups_18 | Wall Insulation | 0.6823% | 0 | 15.0966 | Residential_2026_Economic_million_m3_Before Competition Groups_Wall Insulation
Residential | Res ¦ Wall Insulation MF | 2026 | Economic | million_m3 | Before Competition Groups | 7.6873 | 0 | 0 | 2212.5567 | 0.0034744 | 19 | Residential_2026_Economic_million_m3_Before Competition Groups_19 | Wall Insulation MF | 0.3474% | 0 | 7.6873 | Residential_2026_Economic_million_m3_Before Competition Groups_Wall Insulation MF
Residential | Res ¦ Home Energy Reports | 2026 | Economic | million_m3 | Before Competition Groups | 6.2911 | 0 | 0 | 2212.5567 | 0.0028433 | 20 | Residential_2026_Economic_million_m3_Before Competition Groups_20 | Home Energy Reports | 0.2843% | 0 | 6.2911 | Residential_2026_Economic_million_m3_Before Competition Groups_Home Energy Reports
Residential | Res ¦ Clothes Drying Racks | 2026 | Economic | million_m3 | Before Competition Groups | 1.188 | 0 | 0 | 2212.5567 | 0.00053693 | 21 | Residential_2026_Economic_million_m3_Before Competition Groups_21 | Clothes Drying Racks | 0.05369% | 0 | 1.188 | Residential_2026_Economic_million_m3_Before Competition Groups_Clothes Drying Racks
Residential | Res ¦ Minimize Hot and Warm Clothes Wash | 2026 | Economic | million_m3 | Before Competition Groups | 1.0286 | 0 | 0 | 2212.5567 | 0.00046491 | 22 | Residential_2026_Economic_million_m3_Before Competition Groups_22 | Minimize Hot and Warm Clothes Wash | 0.04649% | 0 | 1.0286 | Residential_2026_Economic_million_m3_Before Competition Groups_Minimize Hot and Warm Clothes Wash
Residential | Res ¦ Energy Star Clothes Washer | 2026 | Economic | million_m3 | Before Competition Groups | 0 | 0 | 0 | 2212.5567 | 0 | 23 | Residential_2026_Economic_million_m3_Before Competition Groups_23 | Energy Star Clothes Washer | 0% | 0 | 0 | Residential_2026_Economic_million_m3_Before Competition Groups_Energy Star Clothes Washer
Residential | Res ¦ Water Heater Temperature Setback | 2026 | Economic | million_m3 | Before Competition Groups | 0 | 0 | 0 | 2212.5567 | 0 | 24 | Residential_2026_Economic_million_m3_Before Competition Groups_24 | Water Heater Temperature Setback | 0% | 0 | 0 | Residential_2026_Economic_million_m3_Before Competition Groups_Water Heater Temperature Setback
Residential | Res ¦ Comprehensive Draft Proofing | 2026 | SC A | million_m3 | Before Competition Groups | 49.5936 | 0 | 0 | 246.5034 | 0.20119 | 1 | Residential_2026_SC A_million_m3_Before Competition Groups_1 | Comprehensive Draft Proofing | 20.12% | 0 | 49.5936 | Residential_2026_SC A_million_m3_Before Competition Groups_Comprehensive Draft Proofing
Residential | Res ¦ Adaptive Thermostat | 2026 | SC A | million_m3 | Before Competition Groups | 40.6158 | 0 | 0 | 246.5034 | 0.16477 | 2 | Residential_2026_SC A_million_m3_Before Competition Groups_2 | Adaptive Thermostat | 16.48% | 0 | 40.6158 | Residential_2026_SC A_million_m3_Before Competition Groups_Adaptive Thermostat
Residential | Res ¦ High Efficiency Fireplace with Pilotless Ignition | 2026 | SC A | million_m3 | Before Competition Groups | 33.5376 | 0 | 0 | 246.5034 | 0.13605 | 3 | Residential_2026_SC A_million_m3_Before Competition Groups_3 | High Efficiency Fireplace with Pilotless Ignition | 13.61% | 0 | 33.5376 | Residential_2026_SC A_million_m3_Before Competition Groups_High Efficiency Fireplace with Pilotless Ignition
Residential | Res ¦ Air Sealing | 2026 | SC A | million_m3 | Before Competition Groups | 28.9781 | 0 | 0 | 246.5034 | 0.11756 | 4 | Residential_2026_SC A_million_m3_Before Competition Groups_4 | Air Sealing | 11.76% | 0 | 28.9781 | Residential_2026_SC A_million_m3_Before Competition Groups_Air Sealing
Residential | Res ¦ Advanced BAS/Controllers | 2026 | SC A | million_m3 | Before Competition Groups | 21.3829 | 0 | 0 | 246.5034 | 0.086745 | 5 | Residential_2026_SC A_million_m3_Before Competition Groups_5 | Advanced BAS/Controllers | 8.674% | 0 | 21.3829 | Residential_2026_SC A_million_m3_Before Competition Groups_Advanced BAS/Controllers
Residential | Res ¦ Building Recommissioning, Operations and Maintenance (O&M) Improvements | 2026 | SC A | million_m3 | Before Competition Groups | 17.67 | 0 | 0 | 246.5034 | 0.071683 | 6 | Residential_2026_SC A_million_m3_Before Competition Groups_6 | Building Recommissioning, Operations and Maintenance (O&M) Improvements | 7.168% | 0 | 17.67 | Residential_2026_SC A_million_m3_Before Competition Groups_Building Recommissioning, Operations and Maintenance (O&M) Improvements
Residential | Res ¦ Basement Wall Insulation | 2026 | SC A | million_m3 | Before Competition Groups | 12.1864 | 0 | 0 | 246.5034 | 0.049437 | 7 | Residential_2026_SC A_million_m3_Before Competition Groups_7 | Basement Wall Insulation | 4.944% | 0 | 12.1864 | Residential_2026_SC A_million_m3_Before Competition Groups_Basement Wall Insulation
Residential | Res ¦ Condensing Make Up Air Unit | 2026 | SC A | million_m3 | Before Competition Groups | 11.5042 | 0 | 0 | 246.5034 | 0.046669 | 8 | Residential_2026_SC A_million_m3_Before Competition Groups_8 | Condensing Make Up Air Unit | 4.667% | 0 | 11.5042 | Residential_2026_SC A_million_m3_Before Competition Groups_Condensing Make Up Air Unit
Residential | Res ¦ Attic Insulation | 2026 | SC A | million_m3 | Before Competition Groups | 8.2742 | 0 | 0 | 246.5034 | 0.033566 | 9 | Residential_2026_SC A_million_m3_Before Competition Groups_9 | Attic Insulation | 3.357% | 0 | 8.2742 | Residential_2026_SC A_million_m3_Before Competition Groups_Attic Insulation
Residential | Res ¦ Demand Control Ventilation | 2026 | SC A | million_m3 | Before Competition Groups | 6.4293 | 0 | 0 | 246.5034 | 0.026082 | 10 | Residential_2026_SC A_million_m3_Before Competition Groups_10 | Demand Control Ventilation | 2.608% | 0 | 6.4293 | Residential_2026_SC A_million_m3_Before Competition Groups_Demand Control Ventilation
Residential | Res ¦ Condensing Boiler | 2026 | SC A | million_m3 | Before Competition Groups | 4.7927 | 0 | 0 | 246.5034 | 0.019443 | 11 | Residential_2026_SC A_million_m3_Before Competition Groups_11 | Condensing Boiler | 1.944% | 0 | 4.7927 | Residential_2026_SC A_million_m3_Before Competition Groups_Condensing Boiler
Residential | Res ¦ High Efficiency Condensing Furnace | 2026 | SC A | million_m3 | Before Competition Groups | 4.2332 | 0 | 0 | 246.5034 | 0.017173 | 12 | Residential_2026_SC A_million_m3_Before Competition Groups_12 | High Efficiency Condensing Furnace | 1.717% | 0 | 4.2332 | Residential_2026_SC A_million_m3_Before Competition Groups_High Efficiency Condensing Furnace
Residential | Res ¦ Home Energy Reports | 2026 | SC A | million_m3 | Before Competition Groups | 2.1924 | 0 | 0 | 246.5034 | 0.0088941 | 13 | Residential_2026_SC A_million_m3_Before Competition Groups_13 | Home Energy Reports | 0.8894% | 0 | 2.1924 | Residential_2026_SC A_million_m3_Before Competition Groups_Home Energy Reports
Residential | Res ¦ Heat Recovery Ventilator | 2026 | SC A | million_m3 | Before Competition Groups | 1.7014 | 0 | 0 | 246.5034 | 0.0069021 | 14 | Residential_2026_SC A_million_m3_Before Competition Groups_14 | Heat Recovery Ventilator | 0.6902% | 0 | 1.7014 | Residential_2026_SC A_million_m3_Before Competition Groups_Heat Recovery Ventilator
Residential | Res ¦ Duct Insulation MF | 2026 | SC A | million_m3 | Before Competition Groups | 0.9785 | 0 | 0 | 246.5034 | 0.0039695 | 15 | Residential_2026_SC A_million_m3_Before Competition Groups_15 | Duct Insulation MF | 0.397% | 0 | 0.9785 | Residential_2026_SC A_million_m3_Before Competition Groups_Duct Insulation MF
Residential | Res ¦ Wall Insulation MF | 2026 | SC A | million_m3 | Before Competition Groups | 0.90183 | 0 | 0 | 246.5034 | 0.0036585 | 16 | Residential_2026_SC A_million_m3_Before Competition Groups_16 | Wall Insulation MF | 0.3659% | 0 | 0.90183 | Residential_2026_SC A_million_m3_Before Competition Groups_Wall Insulation MF
Residential | Res ¦ Duct Insulation | 2026 | SC A | million_m3 | Before Competition Groups | 0.4153 | 0 | 0 | 246.5034 | 0.0016848 | 17 | Residential_2026_SC A_million_m3_Before Competition Groups_17 | Duct Insulation | 0.1685% | 0 | 0.4153 | Residential_2026_SC A_million_m3_Before Competition Groups_Duct Insulation
Residential | Res ¦ Pool Cover | 2026 | SC A | million_m3 | Before Competition Groups | 0.38754 | 0 | 0 | 246.5034 | 0.0015721 | 18 | Residential_2026_SC A_million_m3_Before Competition Groups_18 | Pool Cover | 0.1572% | 0 | 0.38754 | Residential_2026_SC A_million_m3_Before Competition Groups_Pool Cover
Residential | Res ¦ Minimize Hot and Warm Clothes Wash | 2026 | SC A | million_m3 | Before Competition Groups | 0.33988 | 0 | 0 | 246.5034 | 0.0013788 | 19 | Residential_2026_SC A_million_m3_Before Competition Groups_19 | Minimize Hot and Warm Clothes Wash | 0.1379% | 0 | 0.33988 | Residential_2026_SC A_million_m3_Before Competition Groups_Minimize Hot and Warm Clothes Wash
Residential | Res ¦ Floor Insulation | 2026 | SC A | million_m3 | Before Competition Groups | 0.30571 | 0 | 0 | 246.5034 | 0.0012402 | 20 | Residential_2026_SC A_million_m3_Before Competition Groups_20 | Floor Insulation | 0.124% | 0 | 0.30571 | Residential_2026_SC A_million_m3_Before Competition Groups_Floor Insulation
Residential | Res ¦ Wall Insulation | 2026 | SC A | million_m3 | Before Competition Groups | 0.082474 | 0 | 0 | 246.5034 | 0.00033457 | 21 | Residential_2026_SC A_million_m3_Before Competition Groups_21 | Wall Insulation | 0.03346% | 0 | 0.082474 | Residential_2026_SC A_million_m3_Before Competition Groups_Wall Insulation
Residential | Res ¦ Clothes Drying Racks | 2026 | SC A | million_m3 | Before Competition Groups | 0.00030328 | 0 | 0 | 246.5034 | 1.2303e-06 | 22 | Residential_2026_SC A_million_m3_Before Competition Groups_22 | Clothes Drying Racks | 0.000123% | 0 | 0.00030328 | Residential_2026_SC A_million_m3_Before Competition Groups_Clothes Drying Racks
Residential | Res ¦ Energy Star Clothes Washer | 2026 | SC A | million_m3 | Before Competition Groups | 0 | 0 | 0 | 246.5034 | 0 | 23 | Residential_2026_SC A_million_m3_Before Competition Groups_23 | Energy Star Clothes Washer | 0% | 0 | 0 | Residential_2026_SC A_million_m3_Before Competition Groups_Energy Star Clothes Washer
Residential | Res ¦ Water Heater Temperature Setback | 2026 | SC A | million_m3 | Before Competition Groups | 0 | 0 | 0 | 246.5034 | 0 | 24 | Residential_2026_SC A_million_m3_Before Competition Groups_24 | Water Heater Temperature Setback | 0% | 0 | 0 | Residential_2026_SC A_million_m3_Before Competition Groups_Water Heater Temperature Setback
Residential | Res ¦ Comprehensive Draft Proofing | 2026 | SC B | million_m3 | Before Competition Groups | 123.9996 | 0 | 0 | 613.921 | 0.20198 | 1 | Residential_2026_SC B_million_m3_Before Competition Groups_1 | Comprehensive Draft Proofing | 20.2% | 0 | 123.9996 | Residential_2026_SC B_million_m3_Before Competition Groups_Comprehensive Draft Proofing
Residential | Res ¦ Adaptive Thermostat | 2026 | SC B | million_m3 | Before Competition Groups | 84.316 | 0 | 0 | 613.921 | 0.13734 | 2 | Residential_2026_SC B_million_m3_Before Competition Groups_2 | Adaptive Thermostat | 13.73% | 0 | 84.316 | Residential_2026_SC B_million_m3_Before Competition Groups_Adaptive Thermostat
Residential | Res ¦ Air Sealing | 2026 | SC B | million_m3 | Before Competition Groups | 74.6451 | 0 | 0 | 613.921 | 0.12159 | 3 | Residential_2026_SC B_million_m3_Before Competition Groups_3 | Air Sealing | 12.16% | 0 | 74.6451 | Residential_2026_SC B_million_m3_Before Competition Groups_Air Sealing
Residential | Res ¦ Advanced BAS/Controllers | 2026 | SC B | million_m3 | Before Competition Groups | 51.0727 | 0 | 0 | 613.921 | 0.083191 | 4 | Residential_2026_SC B_million_m3_Before Competition Groups_4 | Advanced BAS/Controllers | 8.319% | 0 | 51.0727 | Residential_2026_SC B_million_m3_Before Competition Groups_Advanced BAS/Controllers
Residential | Res ¦ High Efficiency Condensing Furnace | 2026 | SC B | million_m3 | Before Competition Groups | 48.9899 | 0 | 0 | 613.921 | 0.079798 | 5 | Residential_2026_SC B_million_m3_Before Competition Groups_5 | High Efficiency Condensing Furnace | 7.98% | 0 | 48.9899 | Residential_2026_SC B_million_m3_Before Competition Groups_High Efficiency Condensing Furnace
Residential | Res ¦ High Efficiency Fireplace with Pilotless Ignition | 2026 | SC B | million_m3 | Before Competition Groups | 47.6591 | 0 | 0 | 613.921 | 0.077631 | 6 | Residential_2026_SC B_million_m3_Before Competition Groups_6 | High Efficiency Fireplace with Pilotless Ignition | 7.763% | 0 | 47.6591 | Residential_2026_SC B_million_m3_Before Competition Groups_High Efficiency Fireplace with Pilotless Ignition
Residential | Res ¦ Building Recommissioning, Operations and Maintenance (O&M) Improvements | 2026 | SC B | million_m3 | Before Competition Groups | 42.2053 | 0 | 0 | 613.921 | 0.068747 | 7 | Residential_2026_SC B_million_m3_Before Competition Groups_7 | Building Recommissioning, Operations and Maintenance (O&M) Improvements | 6.875% | 0 | 42.2053 | Residential_2026_SC B_million_m3_Before Competition Groups_Building Recommissioning, Operations and Maintenance (O&M) Improvements
Residential | Res ¦ Demand Control Ventilation | 2026 | SC B | million_m3 | Before Competition Groups | 22.8906 | 0 | 0 | 613.921 | 0.037286 | 8 | Residential_2026_SC B_million_m3_Before Competition Groups_8 | Demand Control Ventilation | 3.729% | 0 | 22.8906 | Residential_2026_SC B_million_m3_Before Competition Groups_Demand Control Ventilation
Residential | Res ¦ Condensing Make Up Air Unit | 2026 | SC B | million_m3 | Before Competition Groups | 21.2879 | 0 | 0 | 613.921 | 0.034675 | 9 | Residential_2026_SC B_million_m3_Before Competition Groups_9 | Condensing Make Up Air Unit | 3.468% | 0 | 21.2879 | Residential_2026_SC B_million_m3_Before Competition Groups_Condensing Make Up Air Unit
Residential | Res ¦ Condensing Boiler | 2026 | SC B | million_m3 | Before Competition Groups | 19.2534 | 0 | 0 | 613.921 | 0.031361 | 10 | Residential_2026_SC B_million_m3_Before Competition Groups_10 | Condensing Boiler | 3.136% | 0 | 19.2534 | Residential_2026_SC B_million_m3_Before Competition Groups_Condensing Boiler
Residential | Res ¦ Attic Insulation | 2026 | SC B | million_m3 | Before Competition Groups | 18.2261 | 0 | 0 | 613.921 | 0.029688 | 11 | Residential_2026_SC B_million_m3_Before Competition Groups_11 | Attic Insulation | 2.969% | 0 | 18.2261 | Residential_2026_SC B_million_m3_Before Competition Groups_Attic Insulation
Residential | Res ¦ Heat Recovery Ventilator | 2026 | SC B | million_m3 | Before Competition Groups | 15.5568 | 0 | 0 | 613.921 | 0.02534 | 12 | Residential_2026_SC B_million_m3_Before Competition Groups_12 | Heat Recovery Ventilator | 2.534% | 0 | 15.5568 | Residential_2026_SC B_million_m3_Before Competition Groups_Heat Recovery Ventilator
Residential | Res ¦ Basement Wall Insulation | 2026 | SC B | million_m3 | Before Competition Groups | 15.1519 | 0 | 0 | 613.921 | 0.024681 | 13 | Residential_2026_SC B_million_m3_Before Competition Groups_13 | Basement Wall Insulation | 2.468% | 0 | 15.1519 | Residential_2026_SC B_million_m3_Before Competition Groups_Basement Wall Insulation
Residential | Res ¦ Pool Cover | 2026 | SC B | million_m3 | Before Competition Groups | 7.661 | 0 | 0 | 613.921 | 0.012479 | 14 | Residential_2026_SC B_million_m3_Before Competition Groups_14 | Pool Cover | 1.248% | 0 | 7.661 | Residential_2026_SC B_million_m3_Before Competition Groups_Pool Cover
Residential | Res ¦ Floor Insulation | 2026 | SC B | million_m3 | Before Competition Groups | 5.9643 | 0 | 0 | 613.921 | 0.009715 | 15 | Residential_2026_SC B_million_m3_Before Competition Groups_15 | Floor Insulation | 0.9715% | 0 | 5.9643 | Residential_2026_SC B_million_m3_Before Competition Groups_Floor Insulation
Residential | Res ¦ Duct Insulation | 2026 | SC B | million_m3 | Before Competition Groups | 4.6378 | 0 | 0 | 613.921 | 0.0075544 | 16 | Residential_2026_SC B_million_m3_Before Competition Groups_16 | Duct Insulation | 0.7554% | 0 | 4.6378 | Residential_2026_SC B_million_m3_Before Competition Groups_Duct Insulation
Residential | Res ¦ Duct Insulation MF | 2026 | SC B | million_m3 | Before Competition Groups | 4.2944 | 0 | 0 | 613.921 | 0.006995 | 17 | Residential_2026_SC B_million_m3_Before Competition Groups_17 | Duct Insulation MF | 0.6995% | 0 | 4.2944 | Residential_2026_SC B_million_m3_Before Competition Groups_Duct Insulation MF
Residential | Res ¦ Home Energy Reports | 2026 | SC B | million_m3 | Before Competition Groups | 2.1924 | 0 | 0 | 613.921 | 0.0035712 | 18 | Residential_2026_SC B_million_m3_Before Competition Groups_18 | Home Energy Reports | 0.3571% | 0 | 2.1924 | Residential_2026_SC B_million_m3_Before Competition Groups_Home Energy Reports
Residential | Res ¦ Wall Insulation | 2026 | SC B | million_m3 | Before Competition Groups | 1.8409 | 0 | 0 | 613.921 | 0.0029987 | 19 | Residential_2026_SC B_million_m3_Before Competition Groups_19 | Wall Insulation | 0.2999% | 0 | 1.8409 | Residential_2026_SC B_million_m3_Before Competition Groups_Wall Insulation
Residential | Res ¦ Wall Insulation MF | 2026 | SC B | million_m3 | Before Competition Groups | 0.93812 | 0 | 0 | 613.921 | 0.0015281 | 20 | Residential_2026_SC B_million_m3_Before Competition Groups_20 | Wall Insulation MF | 0.1528% | 0 | 0.93812 | Residential_2026_SC B_million_m3_Before Competition Groups_Wall Insulation MF
Residential | Res ¦ Clothes Drying Racks | 2026 | SC B | million_m3 | Before Competition Groups | 0.79773 | 0 | 0 | 613.921 | 0.0012994 | 21 | Residential_2026_SC B_million_m3_Before Competition Groups_21 | Clothes Drying Racks | 0.1299% | 0 | 0.79773 | Residential_2026_SC B_million_m3_Before Competition Groups_Clothes Drying Racks
Residential | Res ¦ Minimize Hot and Warm Clothes Wash | 2026 | SC B | million_m3 | Before Competition Groups | 0.33988 | 0 | 0 | 613.921 | 0.00055362 | 22 | Residential_2026_SC B_million_m3_Before Competition Groups_22 | Minimize Hot and Warm Clothes Wash | 0.05536% | 0 | 0.33988 | Residential_2026_SC B_million_m3_Before Competition Groups_Minimize Hot and Warm Clothes Wash
Residential | Res ¦ Energy Star Clothes Washer | 2026 | SC B | million_m3 | Before Competition Groups | 0 | 0 | 0 | 613.921 | 0 | 23 | Residential_2026_SC B_million_m3_Before Competition Groups_23 | Energy Star Clothes Washer | 0% | 0 | 0 | Residential_2026_SC B_million_m3_Before Competition Groups_Energy Star Clothes Washer
Residential | Res ¦ Water Heater Temperature Setback | 2026 | SC B | million_m3 | Before Competition Groups | 0 | 0 | 0 | 613.921 | 0 | 24 | Residential_2026_SC B_million_m3_Before Competition Groups_24 | Water Heater Temperature Setback | 0% | 0 | 0 | Residential_2026_SC B_million_m3_Before Competition Groups_Water Heater Temperature Setback
Residential | Res ¦ Comprehensive Draft Proofing | 2026 | SC C | million_m3 | Before Competition Groups | 51.9146 | 0 | 0 | 299.1297 | 0.17355 | 1 | Residential_2026_SC C_million_m3_Before Competition Groups_1 | Comprehensive Draft Proofing | 17.36% | 0 | 51.9146 | Residential_2026_SC C_million_m3_Before Competition Groups_Comprehensive Draft Proofing
Residential | Res ¦ Adaptive Thermostat | 2026 | SC C | million_m3 | Before Competition Groups | 50.8017 | 0 | 0 | 299.1297 | 0.16983 | 2 | Residential_2026_SC C_million_m3_Before Competition Groups_2 | Adaptive Thermostat | 16.98% | 0 | 50.8017 | Residential_2026_SC C_million_m3_Before Competition Groups_Adaptive Thermostat
Residential | Res ¦ High Efficiency Fireplace with Pilotless Ignition | 2026 | SC C | million_m3 | Before Competition Groups | 41.7805 | 0 | 0 | 299.1297 | 0.13967 | 3 | Residential_2026_SC C_million_m3_Before Competition Groups_3 | High Efficiency Fireplace with Pilotless Ignition | 13.97% | 0 | 41.7805 | Residential_2026_SC C_million_m3_Before Competition Groups_High Efficiency Fireplace with Pilotless Ignition
Residential | Res ¦ Air Sealing | 2026 | SC C | million_m3 | Before Competition Groups | 38.7081 | 0 | 0 | 299.1297 | 0.1294 | 4 | Residential_2026_SC C_million_m3_Before Competition Groups_4 | Air Sealing | 12.94% | 0 | 38.7081 | Residential_2026_SC C_million_m3_Before Competition Groups_Air Sealing
Residential | Res ¦ Advanced BAS/Controllers | 2026 | SC C | million_m3 | Before Competition Groups | 21.3829 | 0 | 0 | 299.1297 | 0.071484 | 5 | Residential_2026_SC C_million_m3_Before Competition Groups_5 | Advanced BAS/Controllers | 7.148% | 0 | 21.3829 | Residential_2026_SC C_million_m3_Before Competition Groups_Advanced BAS/Controllers
Residential | Res ¦ Building Recommissioning, Operations and Maintenance (O&M) Improvements | 2026 | SC C | million_m3 | Before Competition Groups | 17.67 | 0 | 0 | 299.1297 | 0.059071 | 6 | Residential_2026_SC C_million_m3_Before Competition Groups_6 | Building Recommissioning, Operations and Maintenance (O&M) Improvements | 5.907% | 0 | 17.67 | Residential_2026_SC C_million_m3_Before Competition Groups_Building Recommissioning, Operations and Maintenance (O&M) Improvements
Residential | Res ¦ Basement Wall Insulation | 2026 | SC C | million_m3 | Before Competition Groups | 15.1548 | 0 | 0 | 299.1297 | 0.050663 | 7 | Residential_2026_SC C_million_m3_Before Competition Groups_7 | Basement Wall Insulation | 5.066% | 0 | 15.1548 | Residential_2026_SC C_million_m3_Before Competition Groups_Basement Wall Insulation
Residential | Res ¦ Condensing Make Up Air Unit | 2026 | SC C | million_m3 | Before Competition Groups | 14.9803 | 0 | 0 | 299.1297 | 0.050079 | 8 | Residential_2026_SC C_million_m3_Before Competition Groups_8 | Condensing Make Up Air Unit | 5.008% | 0 | 14.9803 | Residential_2026_SC C_million_m3_Before Competition Groups_Condensing Make Up Air Unit
Residential | Res ¦ Attic Insulation | 2026 | SC C | million_m3 | Before Competition Groups | 14.2906 | 0 | 0 | 299.1297 | 0.047774 | 9 | Residential_2026_SC C_million_m3_Before Competition Groups_9 | Attic Insulation | 4.777% | 0 | 14.2906 | Residential_2026_SC C_million_m3_Before Competition Groups_Attic Insulation
Residential | Res ¦ Demand Control Ventilation | 2026 | SC C | million_m3 | Before Competition Groups | 9.5843 | 0 | 0 | 299.1297 | 0.032041 | 10 | Residential_2026_SC C_million_m3_Before Competition Groups_10 | Demand Control Ventilation | 3.204% | 0 | 9.5843 | Residential_2026_SC C_million_m3_Before Competition Groups_Demand Control Ventilation
Residential | Res ¦ High Efficiency Condensing Furnace | 2026 | SC C | million_m3 | Before Competition Groups | 7.0265 | 0 | 0 | 299.1297 | 0.02349 | 11 | Residential_2026_SC C_million_m3_Before Competition Groups_11 | High Efficiency Condensing Furnace | 2.349% | 0 | 7.0265 | Residential_2026_SC C_million_m3_Before Competition Groups_High Efficiency Condensing Furnace
Residential | Res ¦ Condensing Boiler | 2026 | SC C | million_m3 | Before Competition Groups | 6.5563 | 0 | 0 | 299.1297 | 0.021918 | 12 | Residential_2026_SC C_million_m3_Before Competition Groups_12 | Condensing Boiler | 2.192% | 0 | 6.5563 | Residential_2026_SC C_million_m3_Before Competition Groups_Condensing Boiler
Residential | Res ¦ Heat Recovery Ventilator | 2026 | SC C | million_m3 | Before Competition Groups | 2.5345 | 0 | 0 | 299.1297 | 0.0084728 | 13 | Residential_2026_SC C_million_m3_Before Competition Groups_13 | Heat Recovery Ventilator | 0.8473% | 0 | 2.5345 | Residential_2026_SC C_million_m3_Before Competition Groups_Heat Recovery Ventilator
Residential | Res ¦ Home Energy Reports | 2026 | SC C | million_m3 | Before Competition Groups | 2.1924 | 0 | 0 | 299.1297 | 0.0073293 | 14 | Residential_2026_SC C_million_m3_Before Competition Groups_14 | Home Energy Reports | 0.7329% | 0 | 2.1924 | Residential_2026_SC C_million_m3_Before Competition Groups_Home Energy Reports
Residential | Res ¦ Duct Insulation MF | 2026 | SC C | million_m3 | Before Competition Groups | 1.321 | 0 | 0 | 299.1297 | 0.004416 | 15 | Residential_2026_SC C_million_m3_Before Competition Groups_15 | Duct Insulation MF | 0.4416% | 0 | 1.321 | Residential_2026_SC C_million_m3_Before Competition Groups_Duct Insulation MF
Residential | Res ¦ Wall Insulation MF | 2026 | SC C | million_m3 | Before Competition Groups | 0.93818 | 0 | 0 | 299.1297 | 0.0031364 | 16 | Residential_2026_SC C_million_m3_Before Competition Groups_16 | Wall Insulation MF | 0.3136% | 0 | 0.93818 | Residential_2026_SC C_million_m3_Before Competition Groups_Wall Insulation MF
Residential | Res ¦ Pool Cover | 2026 | SC C | million_m3 | Before Competition Groups | 0.69337 | 0 | 0 | 299.1297 | 0.0023179 | 17 | Residential_2026_SC C_million_m3_Before Competition Groups_17 | Pool Cover | 0.2318% | 0 | 0.69337 | Residential_2026_SC C_million_m3_Before Competition Groups_Pool Cover
Residential | Res ¦ Duct Insulation | 2026 | SC C | million_m3 | Before Competition Groups | 0.62658 | 0 | 0 | 299.1297 | 0.0020947 | 18 | Residential_2026_SC C_million_m3_Before Competition Groups_18 | Duct Insulation | 0.2095% | 0 | 0.62658 | Residential_2026_SC C_million_m3_Before Competition Groups_Duct Insulation
Residential | Res ¦ Floor Insulation | 2026 | SC C | million_m3 | Before Competition Groups | 0.49641 | 0 | 0 | 299.1297 | 0.0016595 | 19 | Residential_2026_SC C_million_m3_Before Competition Groups_19 | Floor Insulation | 0.166% | 0 | 0.49641 | Residential_2026_SC C_million_m3_Before Competition Groups_Floor Insulation
Residential | Res ¦ Minimize Hot and Warm Clothes Wash | 2026 | SC C | million_m3 | Before Competition Groups | 0.33988 | 0 | 0 | 299.1297 | 0.0011362 | 20 | Residential_2026_SC C_million_m3_Before Competition Groups_20 | Minimize Hot and Warm Clothes Wash | 0.1136% | 0 | 0.33988 | Residential_2026_SC C_million_m3_Before Competition Groups_Minimize Hot and Warm Clothes Wash
Residential | Res ¦ Wall Insulation | 2026 | SC C | million_m3 | Before Competition Groups | 0.13646 | 0 | 0 | 299.1297 | 0.00045619 | 21 | Residential_2026_SC C_million_m3_Before Competition Groups_21 | Wall Insulation | 0.04562% | 0 | 0.13646 | Residential_2026_SC C_million_m3_Before Competition Groups_Wall Insulation
Residential | Res ¦ Clothes Drying Racks | 2026 | SC C | million_m3 | Before Competition Groups | 0.00030328 | 0 | 0 | 299.1297 | 1.0139e-06 | 22 | Residential_2026_SC C_million_m3_Before Competition Groups_22 | Clothes Drying Racks | 0.0001014% | 0 | 0.00030328 | Residential_2026_SC C_million_m3_Before Competition Groups_Clothes Drying Racks
Residential | Res ¦ Energy Star Clothes Washer | 2026 | SC C | million_m3 | Before Competition Groups | 0 | 0 | 0 | 299.1297 | 0 | 23 | Residential_2026_SC C_million_m3_Before Competition Groups_23 | Energy Star Clothes Washer | 0% | 0 | 0 | Residential_2026_SC C_million_m3_Before Competition Groups_Energy Star Clothes Washer
Residential | Res ¦ Water Heater Temperature Setback | 2026 | SC C | million_m3 | Before Competition Groups | 0 | 0 | 0 | 299.1297 | 0 | 24 | Residential_2026_SC C_million_m3_Before Competition Groups_24 | Water Heater Temperature Setback | 0% | 0 | 0 | Residential_2026_SC C_million_m3_Before Competition Groups_Water Heater Temperature Setback
Residential | Res ¦ Air Sealing | 2026 | Technical | million_m3 | Before Competition Groups | 611.8012 | 0 | 0 | 3616.0755 | 0.16919 | 1 | Residential_2026_Technical_million_m3_Before Competition Groups_1 | Air Sealing | 16.92% | 0 | 611.8012 | Residential_2026_Technical_million_m3_Before Competition Groups_Air Sealing
Residential | Res ¦ Adaptive Thermostat | 2026 | Technical | million_m3 | Before Competition Groups | 496.3452 | 0 | 0 | 3616.0755 | 0.13726 | 2 | Residential_2026_Technical_million_m3_Before Competition Groups_2 | Adaptive Thermostat | 13.73% | 0 | 496.3452 | Residential_2026_Technical_million_m3_Before Competition Groups_Adaptive Thermostat
Residential | Res ¦ Energy Star Windows | 2026 | Technical | million_m3 | Before Competition Groups | 232.786 | 0 | 0 | 3616.0755 | 0.064375 | 3 | Residential_2026_Technical_million_m3_Before Competition Groups_3 | Energy Star Windows | 6.438% | 0 | 232.786 | Residential_2026_Technical_million_m3_Before Competition Groups_Energy Star Windows
Residential | Res ¦ Comprehensive Draft Proofing | 2026 | Technical | million_m3 | Before Competition Groups | 184.2398 | 0 | 0 | 3616.0755 | 0.05095 | 4 | Residential_2026_Technical_million_m3_Before Competition Groups_4 | Comprehensive Draft Proofing | 5.095% | 0 | 184.2398 | Residential_2026_Technical_million_m3_Before Competition Groups_Comprehensive Draft Proofing
Residential | Res ¦ Wall Insulation | 2026 | Technical | million_m3 | Before Competition Groups | 169.1645 | 0 | 0 | 3616.0755 | 0.046781 | 5 | Residential_2026_Technical_million_m3_Before Competition Groups_5 | Wall Insulation | 4.678% | 0 | 169.1645 | Residential_2026_Technical_million_m3_Before Competition Groups_Wall Insulation
Residential | Res ¦ Attic Insulation | 2026 | Technical | million_m3 | Before Competition Groups | 149.3812 | 0 | 0 | 3616.0755 | 0.04131 | 6 | Residential_2026_Technical_million_m3_Before Competition Groups_6 | Attic Insulation | 4.131% | 0 | 149.3812 | Residential_2026_Technical_million_m3_Before Competition Groups_Attic Insulation
Residential | Res ¦ DHW Recirculation Systems | 2026 | Technical | million_m3 | Before Competition Groups | 141.3322 | 0 | 0 | 3616.0755 | 0.039084 | 7 | Residential_2026_Technical_million_m3_Before Competition Groups_7 | DHW Recirculation Systems | 3.908% | 0 | 141.3322 | Residential_2026_Technical_million_m3_Before Competition Groups_DHW Recirculation Systems
Residential | Res ¦ Condensing Storage Water Heater | 2026 | Technical | million_m3 | Before Competition Groups | 133.1963 | 0 | 0 | 3616.0755 | 0.036834 | 8 | Residential_2026_Technical_million_m3_Before Competition Groups_8 | Condensing Storage Water Heater | 3.683% | 0 | 133.1963 | Residential_2026_Technical_million_m3_Before Competition Groups_Condensing Storage Water Heater
Residential | Res ¦ Basement or Crawlspace Insulation | 2026 | Technical | million_m3 | Before Competition Groups | 126.8938 | 0 | 0 | 3616.0755 | 0.035092 | 9 | Residential_2026_Technical_million_m3_Before Competition Groups_9 | Basement or Crawlspace Insulation | 3.509% | 0 | 126.8938 | Residential_2026_Technical_million_m3_Before Competition Groups_Basement or Crawlspace Insulation
Residential | Res ¦ Basement Wall Insulation | 2026 | Technical | million_m3 | Before Competition Groups | 124.1761 | 0 | 0 | 3616.0755 | 0.03434 | 10 | Residential_2026_Technical_million_m3_Before Competition Groups_10 | Basement Wall Insulation | 3.434% | 0 | 124.1761 | Residential_2026_Technical_million_m3_Before Competition Groups_Basement Wall Insulation
Residential | Res ¦ Tankless Water Heater | 2026 | Technical | million_m3 | Before Competition Groups | 111.7997 | 0 | 0 | 3616.0755 | 0.030917 | 11 | Residential_2026_Technical_million_m3_Before Competition Groups_11 | Tankless Water Heater | 3.092% | 0 | 111.7997 | Residential_2026_Technical_million_m3_Before Competition Groups_Tankless Water Heater
Residential | Res ¦ Condensing Boiler | 2026 | Technical | million_m3 | Before Competition Groups | 101.2741 | 0 | 0 | 3616.0755 | 0.028007 | 12 | Residential_2026_Technical_million_m3_Before Competition Groups_12 | Condensing Boiler | 2.801% | 0 | 101.2741 | Residential_2026_Technical_million_m3_Before Competition Groups_Condensing Boiler
Residential | Res ¦ Window Film | 2026 | Technical | million_m3 | Before Competition Groups | 87.2992 | 0 | 0 | 3616.0755 | 0.024142 | 13 | Residential_2026_Technical_million_m3_Before Competition Groups_13 | Window Film | 2.414% | 0 | 87.2992 | Residential_2026_Technical_million_m3_Before Competition Groups_Window Film
Residential | Res ¦ Furnace Tune Up | 2026 | Technical | million_m3 | Before Competition Groups | 84.3819 | 0 | 0 | 3616.0755 | 0.023335 | 14 | Residential_2026_Technical_million_m3_Before Competition Groups_14 | Furnace Tune Up | 2.334% | 0 | 84.3819 | Residential_2026_Technical_million_m3_Before Competition Groups_Furnace Tune Up
Residential | Res ¦ Advanced BAS/Controllers | 2026 | Technical | million_m3 | Before Competition Groups | 75.8858 | 0 | 0 | 3616.0755 | 0.020986 | 15 | Residential_2026_Technical_million_m3_Before Competition Groups_15 | Advanced BAS/Controllers | 2.099% | 0 | 75.8858 | Residential_2026_Technical_million_m3_Before Competition Groups_Advanced BAS/Controllers
Residential | Res ¦ High Efficiency Storage Water Heater | 2026 | Technical | million_m3 | Before Competition Groups | 74.2023 | 0 | 0 | 3616.0755 | 0.02052 | 16 | Residential_2026_Technical_million_m3_Before Competition Groups_16 | High Efficiency Storage Water Heater | 2.052% | 0 | 74.2023 | Residential_2026_Technical_million_m3_Before Competition Groups_High Efficiency Storage Water Heater
Residential | Res ¦ Heat Recovery Ventilator | 2026 | Technical | million_m3 | Before Competition Groups | 72.9753 | 0 | 0 | 3616.0755 | 0.020181 | 17 | Residential_2026_Technical_million_m3_Before Competition Groups_17 | Heat Recovery Ventilator | 2.018% | 0 | 72.9753 | Residential_2026_Technical_million_m3_Before Competition Groups_Heat Recovery Ventilator
Residential | Res ¦ High Efficiency Condensing Furnace | 2026 | Technical | million_m3 | Before Competition Groups | 72.4708 | 0 | 0 | 3616.0755 | 0.020041 | 18 | Residential_2026_Technical_million_m3_Before Competition Groups_18 | High Efficiency Condensing Furnace | 2.004% | 0 | 72.4708 | Residential_2026_Technical_million_m3_Before Competition Groups_High Efficiency Condensing Furnace
Residential | Res ¦ High Efficiency Fireplace with Pilotless Ignition | 2026 | Technical | million_m3 | Before Competition Groups | 70.4725 | 0 | 0 | 3616.0755 | 0.019489 | 19 | Residential_2026_Technical_million_m3_Before Competition Groups_19 | High Efficiency Fireplace with Pilotless Ignition | 1.949% | 0 | 70.4725 | Residential_2026_Technical_million_m3_Before Competition Groups_High Efficiency Fireplace with Pilotless Ignition
Residential | Res ¦ Ceiling Insulation | 2026 | Technical | million_m3 | Before Competition Groups | 62.8755 | 0 | 0 | 3616.0755 | 0.017388 | 20 | Residential_2026_Technical_million_m3_Before Competition Groups_20 | Ceiling Insulation | 1.739% | 0 | 62.8755 | Residential_2026_Technical_million_m3_Before Competition Groups_Ceiling Insulation
Residential | Res ¦ Building Recommissioning, Operations and Maintenance (O&M) Improvements | 2026 | Technical | million_m3 | Before Competition Groups | 62.7092 | 0 | 0 | 3616.0755 | 0.017342 | 21 | Residential_2026_Technical_million_m3_Before Competition Groups_21 | Building Recommissioning, Operations and Maintenance (O&M) Improvements | 1.734% | 0 | 62.7092 | Residential_2026_Technical_million_m3_Before Competition Groups_Building Recommissioning, Operations and Maintenance (O&M) Improvements
Residential | Res ¦ Duct Insulation MF | 2026 | Technical | million_m3 | Before Competition Groups | 49.6251 | 0 | 0 | 3616.0755 | 0.013723 | 22 | Residential_2026_Technical_million_m3_Before Competition Groups_22 | Duct Insulation MF | 1.372% | 0 | 49.6251 | Residential_2026_Technical_million_m3_Before Competition Groups_Duct Insulation MF
Residential | Res ¦ Floor Insulation | 2026 | Technical | million_m3 | Before Competition Groups | 48.9141 | 0 | 0 | 3616.0755 | 0.013527 | 23 | Residential_2026_Technical_million_m3_Before Competition Groups_23 | Floor Insulation | 1.353% | 0 | 48.9141 | Residential_2026_Technical_million_m3_Before Competition Groups_Floor Insulation
Residential | Res ¦ Condensing Make Up Air Unit | 2026 | Technical | million_m3 | Before Competition Groups | 48.3738 | 0 | 0 | 3616.0755 | 0.013377 | 24 | Residential_2026_Technical_million_m3_Before Competition Groups_24 | Condensing Make Up Air Unit | 1.338% | 0 | 48.3738 | Residential_2026_Technical_million_m3_Before Competition Groups_Condensing Make Up Air Unit
Residential | Res ¦ Duct Insulation | 2026 | Technical | million_m3 | Before Competition Groups | 46.4889 | 0 | 0 | 3616.0755 | 0.012856 | 25 | Residential_2026_Technical_million_m3_Before Competition Groups_25 | Duct Insulation | 1.286% | 0 | 46.4889 | Residential_2026_Technical_million_m3_Before Competition Groups_Duct Insulation
Residential | Res ¦ Demand Control Ventilation | 2026 | Technical | million_m3 | Before Competition Groups | 34.0137 | 0 | 0 | 3616.0755 | 0.0094062 | 26 | Residential_2026_Technical_million_m3_Before Competition Groups_26 | Demand Control Ventilation | 0.9406% | 0 | 34.0137 | Residential_2026_Technical_million_m3_Before Competition Groups_Demand Control Ventilation
Residential | Res ¦ Solar Water Heating System | 2026 | Technical | million_m3 | Before Competition Groups | 32.9427 | 0 | 0 | 3616.0755 | 0.0091101 | 27 | Residential_2026_Technical_million_m3_Before Competition Groups_27 | Solar Water Heating System | 0.911% | 0 | 32.9427 | Residential_2026_Technical_million_m3_Before Competition Groups_Solar Water Heating System
Residential | Res ¦ Early Hot Water Heater Replacement | 2026 | Technical | million_m3 | Before Competition Groups | 27.6951 | 0 | 0 | 3616.0755 | 0.0076589 | 28 | Residential_2026_Technical_million_m3_Before Competition Groups_28 | Early Hot Water Heater Replacement | 0.7659% | 0 | 27.6951 | Residential_2026_Technical_million_m3_Before Competition Groups_Early Hot Water Heater Replacement
Residential | Res ¦ Drain Water Heat Recovery | 2026 | Technical | million_m3 | Before Competition Groups | 23.6365 | 0 | 0 | 3616.0755 | 0.0065365 | 29 | Residential_2026_Technical_million_m3_Before Competition Groups_29 | Drain Water Heat Recovery | 0.6536% | 0 | 23.6365 | Residential_2026_Technical_million_m3_Before Competition Groups_Drain Water Heat Recovery
Residential | Res ¦ Pool Cover | 2026 | Technical | million_m3 | Before Competition Groups | 15.4892 | 0 | 0 | 3616.0755 | 0.0042834 | 30 | Residential_2026_Technical_million_m3_Before Competition Groups_30 | Pool Cover | 0.4283% | 0 | 15.4892 | Residential_2026_Technical_million_m3_Before Competition Groups_Pool Cover
Residential | Res ¦ Home Energy Reports | 2026 | Technical | million_m3 | Before Competition Groups | 15.3919 | 0 | 0 | 3616.0755 | 0.0042565 | 31 | Residential_2026_Technical_million_m3_Before Competition Groups_31 | Home Energy Reports | 0.4257% | 0 | 15.3919 | Residential_2026_Technical_million_m3_Before Competition Groups_Home Energy Reports
Residential | Res ¦ High Efficiency Gas Pool Heater | 2026 | Technical | million_m3 | Before Competition Groups | 8.8431 | 0 | 0 | 3616.0755 | 0.0024455 | 32 | Residential_2026_Technical_million_m3_Before Competition Groups_32 | High Efficiency Gas Pool Heater | 0.2445% | 0 | 8.8431 | Residential_2026_Technical_million_m3_Before Competition Groups_High Efficiency Gas Pool Heater
Residential | Res ¦ Wall Insulation MF | 2026 | Technical | million_m3 | Before Competition Groups | 7.6873 | 0 | 0 | 3616.0755 | 0.0021259 | 33 | Residential_2026_Technical_million_m3_Before Competition Groups_33 | Wall Insulation MF | 0.2126% | 0 | 7.6873 | Residential_2026_Technical_million_m3_Before Competition Groups_Wall Insulation MF
Residential | Res ¦ Water Heater Temperature Setback | 2026 | Technical | million_m3 | Before Competition Groups | 6.8925 | 0 | 0 | 3616.0755 | 0.0019061 | 34 | Residential_2026_Technical_million_m3_Before Competition Groups_34 | Water Heater Temperature Setback | 0.1906% | 0 | 6.8925 | Residential_2026_Technical_million_m3_Before Competition Groups_Water Heater Temperature Setback
Residential | Res ¦ Energy Star Clothes Dryer | 2026 | Technical | million_m3 | Before Competition Groups | 1.3612 | 0 | 0 | 3616.0755 | 0.00037644 | 35 | Residential_2026_Technical_million_m3_Before Competition Groups_35 | Energy Star Clothes Dryer | 0.03764% | 0 | 1.3612 | Residential_2026_Technical_million_m3_Before Competition Groups_Energy Star Clothes Dryer
Residential | Res ¦ Clothes Drying Racks | 2026 | Technical | million_m3 | Before Competition Groups | 1.188 | 0 | 0 | 3616.0755 | 0.00032853 | 36 | Residential_2026_Technical_million_m3_Before Competition Groups_36 | Clothes Drying Racks | 0.03285% | 0 | 1.188 | Residential_2026_Technical_million_m3_Before Competition Groups_Clothes Drying Racks
Residential | Res ¦ Minimize Hot and Warm Clothes Wash | 2026 | Technical | million_m3 | Before Competition Groups | 1.0286 | 0 | 0 | 3616.0755 | 0.00028446 | 37 | Residential_2026_Technical_million_m3_Before Competition Groups_37 | Minimize Hot and Warm Clothes Wash | 0.02845% | 0 | 1.0286 | Residential_2026_Technical_million_m3_Before Competition Groups_Minimize Hot and Warm Clothes Wash
Residential | Res ¦ Energy Star Clothes Washer | 2026 | Technical | million_m3 | Before Competition Groups | 0.71998 | 0 | 0 | 3616.0755 | 0.0001991 | 38 | Residential_2026_Technical_million_m3_Before Competition Groups_38 | Energy Star Clothes Washer | 0.01991% | 0 | 0.71998 | Residential_2026_Technical_million_m3_Before Competition Groups_Energy Star Clothes Washer
Residential | Res ¦ Solar Water Preheat (Pools/DHW) | 2026 | Technical | million_m3 | Before Competition Groups | 0.12115 | 0 | 0 | 3616.0755 | 3.3504e-05 | 39 | Residential_2026_Technical_million_m3_Before Competition Groups_39 | Solar Water Preheat (Pools/DHW) | 0.00335% | 0 | 0.12115 | Residential_2026_Technical_million_m3_Before Competition Groups_Solar Water Preheat (Pools/DHW)
Residential | Res ¦ Air Sealing | 2027 | Economic | million_m3 | Before Competition Groups | 602.1347 | 0 | 0 | 2225.7911 | 0.27053 | 1 | Residential_2027_Economic_million_m3_Before Competition Groups_1 | Air Sealing | 27.05% | 0 | 602.1347 | Residential_2027_Economic_million_m3_Before Competition Groups_Air Sealing
Residential | Res ¦ Adaptive Thermostat | 2027 | Economic | million_m3 | Before Competition Groups | 496.6736 | 0 | 0 | 2225.7911 | 0.22314 | 2 | Residential_2027_Economic_million_m3_Before Competition Groups_2 | Adaptive Thermostat | 22.31% | 0 | 496.6736 | Residential_2027_Economic_million_m3_Before Competition Groups_Adaptive Thermostat
Residential | Res ¦ Comprehensive Draft Proofing | 2027 | Economic | million_m3 | Before Competition Groups | 181.3288 | 0 | 0 | 2225.7911 | 0.081467 | 3 | Residential_2027_Economic_million_m3_Before Competition Groups_3 | Comprehensive Draft Proofing | 8.147% | 0 | 181.3288 | Residential_2027_Economic_million_m3_Before Competition Groups_Comprehensive Draft Proofing
Residential | Res ¦ Attic Insulation | 2027 | Economic | million_m3 | Before Competition Groups | 147.021 | 0 | 0 | 2225.7911 | 0.066053 | 4 | Residential_2027_Economic_million_m3_Before Competition Groups_4 | Attic Insulation | 6.605% | 0 | 147.021 | Residential_2027_Economic_million_m3_Before Competition Groups_Attic Insulation
Residential | Res ¦ Basement Wall Insulation | 2027 | Economic | million_m3 | Before Competition Groups | 122.2141 | 0 | 0 | 2225.7911 | 0.054908 | 5 | Residential_2027_Economic_million_m3_Before Competition Groups_5 | Basement Wall Insulation | 5.491% | 0 | 122.2141 | Residential_2027_Economic_million_m3_Before Competition Groups_Basement Wall Insulation
Residential | Res ¦ Heat Recovery Ventilator | 2027 | Economic | million_m3 | Before Competition Groups | 81.2031 | 0 | 0 | 2225.7911 | 0.036483 | 6 | Residential_2027_Economic_million_m3_Before Competition Groups_6 | Heat Recovery Ventilator | 3.648% | 0 | 81.2031 | Residential_2027_Economic_million_m3_Before Competition Groups_Heat Recovery Ventilator
Residential | Res ¦ High Efficiency Fireplace with Pilotless Ignition | 2027 | Economic | million_m3 | Before Competition Groups | 77.8511 | 0 | 0 | 2225.7911 | 0.034977 | 7 | Residential_2027_Economic_million_m3_Before Competition Groups_7 | High Efficiency Fireplace with Pilotless Ignition | 3.498% | 0 | 77.8511 | Residential_2027_Economic_million_m3_Before Competition Groups_High Efficiency Fireplace with Pilotless Ignition
Residential | Res ¦ Advanced BAS/Controllers | 2027 | Economic | million_m3 | Before Competition Groups | 74.6868 | 0 | 0 | 2225.7911 | 0.033555 | 8 | Residential_2027_Economic_million_m3_Before Competition Groups_8 | Advanced BAS/Controllers | 3.356% | 0 | 74.6868 | Residential_2027_Economic_million_m3_Before Competition Groups_Advanced BAS/Controllers
Residential | Res ¦ High Efficiency Condensing Furnace | 2027 | Economic | million_m3 | Before Competition Groups | 69.2149 | 0 | 0 | 2225.7911 | 0.031097 | 9 | Residential_2027_Economic_million_m3_Before Competition Groups_9 | High Efficiency Condensing Furnace | 3.11% | 0 | 69.2149 | Residential_2027_Economic_million_m3_Before Competition Groups_High Efficiency Condensing Furnace
Residential | Res ¦ Building Recommissioning, Operations and Maintenance (O&M) Improvements | 2027 | Economic | million_m3 | Before Competition Groups | 61.7184 | 0 | 0 | 2225.7911 | 0.027729 | 10 | Residential_2027_Economic_million_m3_Before Competition Groups_10 | Building Recommissioning, Operations and Maintenance (O&M) Improvements | 2.773% | 0 | 61.7184 | Residential_2027_Economic_million_m3_Before Competition Groups_Building Recommissioning, Operations and Maintenance (O&M) Improvements
Residential | Res ¦ Condensing Boiler | 2027 | Economic | million_m3 | Before Competition Groups | 55.0502 | 0 | 0 | 2225.7911 | 0.024733 | 11 | Residential_2027_Economic_million_m3_Before Competition Groups_11 | Condensing Boiler | 2.473% | 0 | 55.0502 | Residential_2027_Economic_million_m3_Before Competition Groups_Condensing Boiler
Residential | Res ¦ Condensing Make Up Air Unit | 2027 | Economic | million_m3 | Before Competition Groups | 53.4331 | 0 | 0 | 2225.7911 | 0.024006 | 12 | Residential_2027_Economic_million_m3_Before Competition Groups_12 | Condensing Make Up Air Unit | 2.401% | 0 | 53.4331 | Residential_2027_Economic_million_m3_Before Competition Groups_Condensing Make Up Air Unit
Residential | Res ¦ Floor Insulation | 2027 | Economic | million_m3 | Before Competition Groups | 48.1413 | 0 | 0 | 2225.7911 | 0.021629 | 13 | Residential_2027_Economic_million_m3_Before Competition Groups_13 | Floor Insulation | 2.163% | 0 | 48.1413 | Residential_2027_Economic_million_m3_Before Competition Groups_Floor Insulation
Residential | Res ¦ Duct Insulation | 2027 | Economic | million_m3 | Before Competition Groups | 39.5228 | 0 | 0 | 2225.7911 | 0.017757 | 14 | Residential_2027_Economic_million_m3_Before Competition Groups_14 | Duct Insulation | 1.776% | 0 | 39.5228 | Residential_2027_Economic_million_m3_Before Competition Groups_Duct Insulation
Residential | Res ¦ Duct Insulation MF | 2027 | Economic | million_m3 | Before Competition Groups | 34.649 | 0 | 0 | 2225.7911 | 0.015567 | 15 | Residential_2027_Economic_million_m3_Before Competition Groups_15 | Duct Insulation MF | 1.557% | 0 | 34.649 | Residential_2027_Economic_million_m3_Before Competition Groups_Duct Insulation MF
Residential | Res ¦ Demand Control Ventilation | 2027 | Economic | million_m3 | Before Competition Groups | 33.4762 | 0 | 0 | 2225.7911 | 0.01504 | 16 | Residential_2027_Economic_million_m3_Before Competition Groups_16 | Demand Control Ventilation | 1.504% | 0 | 33.4762 | Residential_2027_Economic_million_m3_Before Competition Groups_Demand Control Ventilation
Residential | Res ¦ Pool Cover | 2027 | Economic | million_m3 | Before Competition Groups | 15.2445 | 0 | 0 | 2225.7911 | 0.006849 | 17 | Residential_2027_Economic_million_m3_Before Competition Groups_17 | Pool Cover | 0.6849% | 0 | 15.2445 | Residential_2027_Economic_million_m3_Before Competition Groups_Pool Cover
Residential | Res ¦ Wall Insulation | 2027 | Economic | million_m3 | Before Competition Groups | 14.858 | 0 | 0 | 2225.7911 | 0.0066754 | 18 | Residential_2027_Economic_million_m3_Before Competition Groups_18 | Wall Insulation | 0.6675% | 0 | 14.858 | Residential_2027_Economic_million_m3_Before Competition Groups_Wall Insulation
Residential | Res ¦ Home Energy Reports | 2027 | Economic | million_m3 | Before Competition Groups | 7.6221 | 0 | 0 | 2225.7911 | 0.0034245 | 19 | Residential_2027_Economic_million_m3_Before Competition Groups_19 | Home Energy Reports | 0.3424% | 0 | 7.6221 | Residential_2027_Economic_million_m3_Before Competition Groups_Home Energy Reports
Residential | Res ¦ Wall Insulation MF | 2027 | Economic | million_m3 | Before Competition Groups | 7.5658 | 0 | 0 | 2225.7911 | 0.0033992 | 20 | Residential_2027_Economic_million_m3_Before Competition Groups_20 | Wall Insulation MF | 0.3399% | 0 | 7.5658 | Residential_2027_Economic_million_m3_Before Competition Groups_Wall Insulation MF
Residential | Res ¦ Clothes Drying Racks | 2027 | Economic | million_m3 | Before Competition Groups | 1.1692 | 0 | 0 | 2225.7911 | 0.0005253 | 21 | Residential_2027_Economic_million_m3_Before Competition Groups_21 | Clothes Drying Racks | 0.05253% | 0 | 1.1692 | Residential_2027_Economic_million_m3_Before Competition Groups_Clothes Drying Racks
Residential | Res ¦ Minimize Hot and Warm Clothes Wash | 2027 | Economic | million_m3 | Before Competition Groups | 1.0124 | 0 | 0 | 2225.7911 | 0.00045484 | 22 | Residential_2027_Economic_million_m3_Before Competition Groups_22 | Minimize Hot and Warm Clothes Wash | 0.04548% | 0 | 1.0124 | Residential_2027_Economic_million_m3_Before Competition Groups_Minimize Hot and Warm Clothes Wash
Residential | Res ¦ Energy Star Clothes Washer | 2027 | Economic | million_m3 | Before Competition Groups | 0 | 0 | 0 | 2225.7911 | 0 | 23 | Residential_2027_Economic_million_m3_Before Competition Groups_23 | Energy Star Clothes Washer | 0% | 0 | 0 | Residential_2027_Economic_million_m3_Before Competition Groups_Energy Star Clothes Washer
Residential | Res ¦ Water Heater Temperature Setback | 2027 | Economic | million_m3 | Before Competition Groups | 0 | 0 | 0 | 2225.7911 | 0 | 24 | Residential_2027_Economic_million_m3_Before Competition Groups_24 | Water Heater Temperature Setback | 0% | 0 | 0 | Residential_2027_Economic_million_m3_Before Competition Groups_Water Heater Temperature Setback
Residential | Res ¦ Comprehensive Draft Proofing | 2027 | SC A | million_m3 | Before Competition Groups | 58.2134 | 0 | 0 | 285.8817 | 0.20363 | 1 | Residential_2027_SC A_million_m3_Before Competition Groups_1 | Comprehensive Draft Proofing | 20.36% | 0 | 58.2134 | Residential_2027_SC A_million_m3_Before Competition Groups_Comprehensive Draft Proofing
Residential | Res ¦ Adaptive Thermostat | 2027 | SC A | million_m3 | Before Competition Groups | 46.6683 | 0 | 0 | 285.8817 | 0.16324 | 2 | Residential_2027_SC A_million_m3_Before Competition Groups_2 | Adaptive Thermostat | 16.32% | 0 | 46.6683 | Residential_2027_SC A_million_m3_Before Competition Groups_Adaptive Thermostat
Residential | Res ¦ High Efficiency Fireplace with Pilotless Ignition | 2027 | SC A | million_m3 | Before Competition Groups | 37.7936 | 0 | 0 | 285.8817 | 0.1322 | 3 | Residential_2027_SC A_million_m3_Before Competition Groups_3 | High Efficiency Fireplace with Pilotless Ignition | 13.22% | 0 | 37.7936 | Residential_2027_SC A_million_m3_Before Competition Groups_High Efficiency Fireplace with Pilotless Ignition
Residential | Res ¦ Air Sealing | 2027 | SC A | million_m3 | Before Competition Groups | 33.0909 | 0 | 0 | 285.8817 | 0.11575 | 4 | Residential_2027_SC A_million_m3_Before Competition Groups_4 | Air Sealing | 11.58% | 0 | 33.0909 | Residential_2027_SC A_million_m3_Before Competition Groups_Air Sealing
Residential | Res ¦ Advanced BAS/Controllers | 2027 | SC A | million_m3 | Before Competition Groups | 25.1613 | 0 | 0 | 285.8817 | 0.088013 | 5 | Residential_2027_SC A_million_m3_Before Competition Groups_5 | Advanced BAS/Controllers | 8.801% | 0 | 25.1613 | Residential_2027_SC A_million_m3_Before Competition Groups_Advanced BAS/Controllers
Residential | Res ¦ Building Recommissioning, Operations and Maintenance (O&M) Improvements | 2027 | SC A | million_m3 | Before Competition Groups | 20.7922 | 0 | 0 | 285.8817 | 0.07273 | 6 | Residential_2027_SC A_million_m3_Before Competition Groups_6 | Building Recommissioning, Operations and Maintenance (O&M) Improvements | 7.273% | 0 | 20.7922 | Residential_2027_SC A_million_m3_Before Competition Groups_Building Recommissioning, Operations and Maintenance (O&M) Improvements
Residential | Res ¦ Basement Wall Insulation | 2027 | SC A | million_m3 | Before Competition Groups | 13.8167 | 0 | 0 | 285.8817 | 0.04833 | 7 | Residential_2027_SC A_million_m3_Before Competition Groups_7 | Basement Wall Insulation | 4.833% | 0 | 13.8167 | Residential_2027_SC A_million_m3_Before Competition Groups_Basement Wall Insulation
Residential | Res ¦ Condensing Make Up Air Unit | 2027 | SC A | million_m3 | Before Competition Groups | 13.6729 | 0 | 0 | 285.8817 | 0.047827 | 8 | Residential_2027_SC A_million_m3_Before Competition Groups_8 | Condensing Make Up Air Unit | 4.783% | 0 | 13.6729 | Residential_2027_SC A_million_m3_Before Competition Groups_Condensing Make Up Air Unit
Residential | Res ¦ Attic Insulation | 2027 | SC A | million_m3 | Before Competition Groups | 9.3594 | 0 | 0 | 285.8817 | 0.032739 | 9 | Residential_2027_SC A_million_m3_Before Competition Groups_9 | Attic Insulation | 3.274% | 0 | 9.3594 | Residential_2027_SC A_million_m3_Before Competition Groups_Attic Insulation
Residential | Res ¦ Demand Control Ventilation | 2027 | SC A | million_m3 | Before Competition Groups | 7.4493 | 0 | 0 | 285.8817 | 0.026057 | 10 | Residential_2027_SC A_million_m3_Before Competition Groups_10 | Demand Control Ventilation | 2.606% | 0 | 7.4493 | Residential_2027_SC A_million_m3_Before Competition Groups_Demand Control Ventilation
Residential | Res ¦ Condensing Boiler | 2027 | SC A | million_m3 | Before Competition Groups | 5.8678 | 0 | 0 | 285.8817 | 0.020525 | 11 | Residential_2027_SC A_million_m3_Before Competition Groups_11 | Condensing Boiler | 2.053% | 0 | 5.8678 | Residential_2027_SC A_million_m3_Before Competition Groups_Condensing Boiler
Residential | Res ¦ High Efficiency Condensing Furnace | 2027 | SC A | million_m3 | Before Competition Groups | 4.8949 | 0 | 0 | 285.8817 | 0.017122 | 12 | Residential_2027_SC A_million_m3_Before Competition Groups_12 | High Efficiency Condensing Furnace | 1.712% | 0 | 4.8949 | Residential_2027_SC A_million_m3_Before Competition Groups_High Efficiency Condensing Furnace
Residential | Res ¦ Home Energy Reports | 2027 | SC A | million_m3 | Before Competition Groups | 3.106 | 0 | 0 | 285.8817 | 0.010865 | 13 | Residential_2027_SC A_million_m3_Before Competition Groups_13 | Home Energy Reports | 1.086% | 0 | 3.106 | Residential_2027_SC A_million_m3_Before Competition Groups_Home Energy Reports
Residential | Res ¦ Heat Recovery Ventilator | 2027 | SC A | million_m3 | Before Competition Groups | 2.113 | 0 | 0 | 285.8817 | 0.0073913 | 14 | Residential_2027_SC A_million_m3_Before Competition Groups_14 | Heat Recovery Ventilator | 0.7391% | 0 | 2.113 | Residential_2027_SC A_million_m3_Before Competition Groups_Heat Recovery Ventilator
Residential | Res ¦ Duct Insulation MF | 2027 | SC A | million_m3 | Before Competition Groups | 1.0989 | 0 | 0 | 285.8817 | 0.0038438 | 15 | Residential_2027_SC A_million_m3_Before Competition Groups_15 | Duct Insulation MF | 0.3844% | 0 | 1.0989 | Residential_2027_SC A_million_m3_Before Competition Groups_Duct Insulation MF
Residential | Res ¦ Wall Insulation MF | 2027 | SC A | million_m3 | Before Competition Groups | 1.0446 | 0 | 0 | 285.8817 | 0.0036538 | 16 | Residential_2027_SC A_million_m3_Before Competition Groups_16 | Wall Insulation MF | 0.3654% | 0 | 1.0446 | Residential_2027_SC A_million_m3_Before Competition Groups_Wall Insulation MF
Residential | Res ¦ Duct Insulation | 2027 | SC A | million_m3 | Before Competition Groups | 0.47067 | 0 | 0 | 285.8817 | 0.0016464 | 17 | Residential_2027_SC A_million_m3_Before Competition Groups_17 | Duct Insulation | 0.1646% | 0 | 0.47067 | Residential_2027_SC A_million_m3_Before Competition Groups_Duct Insulation
Residential | Res ¦ Pool Cover | 2027 | SC A | million_m3 | Before Competition Groups | 0.45498 | 0 | 0 | 285.8817 | 0.0015915 | 18 | Residential_2027_SC A_million_m3_Before Competition Groups_18 | Pool Cover | 0.1592% | 0 | 0.45498 | Residential_2027_SC A_million_m3_Before Competition Groups_Pool Cover
Residential | Res ¦ Minimize Hot and Warm Clothes Wash | 2027 | SC A | million_m3 | Before Competition Groups | 0.38236 | 0 | 0 | 285.8817 | 0.0013375 | 19 | Residential_2027_SC A_million_m3_Before Competition Groups_19 | Minimize Hot and Warm Clothes Wash | 0.1337% | 0 | 0.38236 | Residential_2027_SC A_million_m3_Before Competition Groups_Minimize Hot and Warm Clothes Wash
Residential | Res ¦ Floor Insulation | 2027 | SC A | million_m3 | Before Competition Groups | 0.33904 | 0 | 0 | 285.8817 | 0.0011859 | 20 | Residential_2027_SC A_million_m3_Before Competition Groups_20 | Floor Insulation | 0.1186% | 0 | 0.33904 | Residential_2027_SC A_million_m3_Before Competition Groups_Floor Insulation
Residential | Res ¦ Wall Insulation | 2027 | SC A | million_m3 | Before Competition Groups | 0.09102 | 0 | 0 | 285.8817 | 0.00031839 | 21 | Residential_2027_SC A_million_m3_Before Competition Groups_21 | Wall Insulation | 0.03184% | 0 | 0.09102 | Residential_2027_SC A_million_m3_Before Competition Groups_Wall Insulation
Residential | Res ¦ Clothes Drying Racks | 2027 | SC A | million_m3 | Before Competition Groups | 0.00034862 | 0 | 0 | 285.8817 | 1.2194e-06 | 22 | Residential_2027_SC A_million_m3_Before Competition Groups_22 | Clothes Drying Racks | 0.0001219% | 0 | 0.00034862 | Residential_2027_SC A_million_m3_Before Competition Groups_Clothes Drying Racks
Residential | Res ¦ Energy Star Clothes Washer | 2027 | SC A | million_m3 | Before Competition Groups | 0 | 0 | 0 | 285.8817 | 0 | 23 | Residential_2027_SC A_million_m3_Before Competition Groups_23 | Energy Star Clothes Washer | 0% | 0 | 0 | Residential_2027_SC A_million_m3_Before Competition Groups_Energy Star Clothes Washer
Residential | Res ¦ Water Heater Temperature Setback | 2027 | SC A | million_m3 | Before Competition Groups | 0 | 0 | 0 | 285.8817 | 0 | 24 | Residential_2027_SC A_million_m3_Before Competition Groups_24 | Water Heater Temperature Setback | 0% | 0 | 0 | Residential_2027_SC A_million_m3_Before Competition Groups_Water Heater Temperature Setback
Residential | Res ¦ Comprehensive Draft Proofing | 2027 | SC B | million_m3 | Before Competition Groups | 137.9544 | 0 | 0 | 707.91 | 0.19488 | 1 | Residential_2027_SC B_million_m3_Before Competition Groups_1 | Comprehensive Draft Proofing | 19.49% | 0 | 137.9544 | Residential_2027_SC B_million_m3_Before Competition Groups_Comprehensive Draft Proofing
Residential | Res ¦ Adaptive Thermostat | 2027 | SC B | million_m3 | Before Competition Groups | 98.2892 | 0 | 0 | 707.91 | 0.13884 | 2 | Residential_2027_SC B_million_m3_Before Competition Groups_2 | Adaptive Thermostat | 13.88% | 0 | 98.2892 | Residential_2027_SC B_million_m3_Before Competition Groups_Adaptive Thermostat
Residential | Res ¦ Air Sealing | 2027 | SC B | million_m3 | Before Competition Groups | 87.71 | 0 | 0 | 707.91 | 0.1239 | 3 | Residential_2027_SC B_million_m3_Before Competition Groups_3 | Air Sealing | 12.39% | 0 | 87.71 | Residential_2027_SC B_million_m3_Before Competition Groups_Air Sealing
Residential | Res ¦ Advanced BAS/Controllers | 2027 | SC B | million_m3 | Before Competition Groups | 56.8205 | 0 | 0 | 707.91 | 0.080265 | 4 | Residential_2027_SC B_million_m3_Before Competition Groups_4 | Advanced BAS/Controllers | 8.027% | 0 | 56.8205 | Residential_2027_SC B_million_m3_Before Competition Groups_Advanced BAS/Controllers
Residential | Res ¦ High Efficiency Condensing Furnace | 2027 | SC B | million_m3 | Before Competition Groups | 56.4354 | 0 | 0 | 707.91 | 0.079721 | 5 | Residential_2027_SC B_million_m3_Before Competition Groups_5 | High Efficiency Condensing Furnace | 7.972% | 0 | 56.4354 | Residential_2027_SC B_million_m3_Before Competition Groups_High Efficiency Condensing Furnace
Residential | Res ¦ High Efficiency Fireplace with Pilotless Ignition | 2027 | SC B | million_m3 | Before Competition Groups | 54.7564 | 0 | 0 | 707.91 | 0.077349 | 6 | Residential_2027_SC B_million_m3_Before Competition Groups_6 | High Efficiency Fireplace with Pilotless Ignition | 7.735% | 0 | 54.7564 | Residential_2027_SC B_million_m3_Before Competition Groups_High Efficiency Fireplace with Pilotless Ignition
Residential | Res ¦ Building Recommissioning, Operations and Maintenance (O&M) Improvements | 2027 | SC B | million_m3 | Before Competition Groups | 46.9551 | 0 | 0 | 707.91 | 0.066329 | 7 | Residential_2027_SC B_million_m3_Before Competition Groups_7 | Building Recommissioning, Operations and Maintenance (O&M) Improvements | 6.633% | 0 | 46.9551 | Residential_2027_SC B_million_m3_Before Competition Groups_Building Recommissioning, Operations and Maintenance (O&M) Improvements
Residential | Res ¦ Condensing Make Up Air Unit | 2027 | SC B | million_m3 | Before Competition Groups | 25.8609 | 0 | 0 | 707.91 | 0.036531 | 8 | Residential_2027_SC B_million_m3_Before Competition Groups_8 | Condensing Make Up Air Unit | 3.653% | 0 | 25.8609 | Residential_2027_SC B_million_m3_Before Competition Groups_Condensing Make Up Air Unit
Residential | Res ¦ Demand Control Ventilation | 2027 | SC B | million_m3 | Before Competition Groups | 25.4669 | 0 | 0 | 707.91 | 0.035975 | 9 | Residential_2027_SC B_million_m3_Before Competition Groups_9 | Demand Control Ventilation | 3.597% | 0 | 25.4669 | Residential_2027_SC B_million_m3_Before Competition Groups_Demand Control Ventilation
Residential | Res ¦ Condensing Boiler | 2027 | SC B | million_m3 | Before Competition Groups | 23.7098 | 0 | 0 | 707.91 | 0.033493 | 10 | Residential_2027_SC B_million_m3_Before Competition Groups_10 | Condensing Boiler | 3.349% | 0 | 23.7098 | Residential_2027_SC B_million_m3_Before Competition Groups_Condensing Boiler
Residential | Res ¦ Attic Insulation | 2027 | SC B | million_m3 | Before Competition Groups | 21.4162 | 0 | 0 | 707.91 | 0.030253 | 11 | Residential_2027_SC B_million_m3_Before Competition Groups_11 | Attic Insulation | 3.025% | 0 | 21.4162 | Residential_2027_SC B_million_m3_Before Competition Groups_Attic Insulation
Residential | Res ¦ Heat Recovery Ventilator | 2027 | SC B | million_m3 | Before Competition Groups | 20.5218 | 0 | 0 | 707.91 | 0.028989 | 12 | Residential_2027_SC B_million_m3_Before Competition Groups_12 | Heat Recovery Ventilator | 2.899% | 0 | 20.5218 | Residential_2027_SC B_million_m3_Before Competition Groups_Heat Recovery Ventilator
Residential | Res ¦ Basement Wall Insulation | 2027 | SC B | million_m3 | Before Competition Groups | 17.804 | 0 | 0 | 707.91 | 0.02515 | 13 | Residential_2027_SC B_million_m3_Before Competition Groups_13 | Basement Wall Insulation | 2.515% | 0 | 17.804 | Residential_2027_SC B_million_m3_Before Competition Groups_Basement Wall Insulation
Residential | Res ¦ Pool Cover | 2027 | SC B | million_m3 | Before Competition Groups | 9.0399 | 0 | 0 | 707.91 | 0.01277 | 14 | Residential_2027_SC B_million_m3_Before Competition Groups_14 | Pool Cover | 1.277% | 0 | 9.0399 | Residential_2027_SC B_million_m3_Before Competition Groups_Pool Cover
Residential | Res ¦ Floor Insulation | 2027 | SC B | million_m3 | Before Competition Groups | 7.0081 | 0 | 0 | 707.91 | 0.0098996 | 15 | Residential_2027_SC B_million_m3_Before Competition Groups_15 | Floor Insulation | 0.99% | 0 | 7.0081 | Residential_2027_SC B_million_m3_Before Competition Groups_Floor Insulation
Residential | Res ¦ Duct Insulation | 2027 | SC B | million_m3 | Before Competition Groups | 5.4739 | 0 | 0 | 707.91 | 0.0077325 | 16 | Residential_2027_SC B_million_m3_Before Competition Groups_16 | Duct Insulation | 0.7733% | 0 | 5.4739 | Residential_2027_SC B_million_m3_Before Competition Groups_Duct Insulation
Residential | Res ¦ Duct Insulation MF | 2027 | SC B | million_m3 | Before Competition Groups | 5.046 | 0 | 0 | 707.91 | 0.007128 | 17 | Residential_2027_SC B_million_m3_Before Competition Groups_17 | Duct Insulation MF | 0.7128% | 0 | 5.046 | Residential_2027_SC B_million_m3_Before Competition Groups_Duct Insulation MF
Residential | Res ¦ Home Energy Reports | 2027 | SC B | million_m3 | Before Competition Groups | 3.106 | 0 | 0 | 707.91 | 0.0043875 | 18 | Residential_2027_SC B_million_m3_Before Competition Groups_18 | Home Energy Reports | 0.4388% | 0 | 3.106 | Residential_2027_SC B_million_m3_Before Competition Groups_Home Energy Reports
Residential | Res ¦ Wall Insulation | 2027 | SC B | million_m3 | Before Competition Groups | 2.1631 | 0 | 0 | 707.91 | 0.0030556 | 19 | Residential_2027_SC B_million_m3_Before Competition Groups_19 | Wall Insulation | 0.3056% | 0 | 2.1631 | Residential_2027_SC B_million_m3_Before Competition Groups_Wall Insulation
Residential | Res ¦ Wall Insulation MF | 2027 | SC B | million_m3 | Before Competition Groups | 1.1023 | 0 | 0 | 707.91 | 0.0015572 | 20 | Residential_2027_SC B_million_m3_Before Competition Groups_20 | Wall Insulation MF | 0.1557% | 0 | 1.1023 | Residential_2027_SC B_million_m3_Before Competition Groups_Wall Insulation MF
Residential | Res ¦ Clothes Drying Racks | 2027 | SC B | million_m3 | Before Competition Groups | 0.88774 | 0 | 0 | 707.91 | 0.001254 | 21 | Residential_2027_SC B_million_m3_Before Competition Groups_21 | Clothes Drying Racks | 0.1254% | 0 | 0.88774 | Residential_2027_SC B_million_m3_Before Competition Groups_Clothes Drying Racks
Residential | Res ¦ Minimize Hot and Warm Clothes Wash | 2027 | SC B | million_m3 | Before Competition Groups | 0.38236 | 0 | 0 | 707.91 | 0.00054013 | 22 | Residential_2027_SC B_million_m3_Before Competition Groups_22 | Minimize Hot and Warm Clothes Wash | 0.05401% | 0 | 0.38236 | Residential_2027_SC B_million_m3_Before Competition Groups_Minimize Hot and Warm Clothes Wash
Residential | Res ¦ Energy Star Clothes Washer | 2027 | SC B | million_m3 | Before Competition Groups | 0 | 0 | 0 | 707.91 | 0 | 23 | Residential_2027_SC B_million_m3_Before Competition Groups_23 | Energy Star Clothes Washer | 0% | 0 | 0 | Residential_2027_SC B_million_m3_Before Competition Groups_Energy Star Clothes Washer
Residential | Res ¦ Water Heater Temperature Setback | 2027 | SC B | million_m3 | Before Competition Groups | 0 | 0 | 0 | 707.91 | 0 | 24 | Residential_2027_SC B_million_m3_Before Competition Groups_24 | Water Heater Temperature Setback | 0% | 0 | 0 | Residential_2027_SC B_million_m3_Before Competition Groups_Water Heater Temperature Setback
Residential | Res ¦ Comprehensive Draft Proofing | 2027 | SC C | million_m3 | Before Competition Groups | 61.088 | 0 | 0 | 350.4321 | 0.17432 | 1 | Residential_2027_SC C_million_m3_Before Competition Groups_1 | Comprehensive Draft Proofing | 17.43% | 0 | 61.088 | Residential_2027_SC C_million_m3_Before Competition Groups_Comprehensive Draft Proofing
Residential | Res ¦ Adaptive Thermostat | 2027 | SC C | million_m3 | Before Competition Groups | 58.7536 | 0 | 0 | 350.4321 | 0.16766 | 2 | Residential_2027_SC C_million_m3_Before Competition Groups_2 | Adaptive Thermostat | 16.77% | 0 | 58.7536 | Residential_2027_SC C_million_m3_Before Competition Groups_Adaptive Thermostat
Residential | Res ¦ High Efficiency Fireplace with Pilotless Ignition | 2027 | SC C | million_m3 | Before Competition Groups | 48.0079 | 0 | 0 | 350.4321 | 0.137 | 3 | Residential_2027_SC C_million_m3_Before Competition Groups_3 | High Efficiency Fireplace with Pilotless Ignition | 13.7% | 0 | 48.0079 | Residential_2027_SC C_million_m3_Before Competition Groups_High Efficiency Fireplace with Pilotless Ignition
Residential | Res ¦ Air Sealing | 2027 | SC C | million_m3 | Before Competition Groups | 44.7571 | 0 | 0 | 350.4321 | 0.12772 | 4 | Residential_2027_SC C_million_m3_Before Competition Groups_4 | Air Sealing | 12.77% | 0 | 44.7571 | Residential_2027_SC C_million_m3_Before Competition Groups_Air Sealing
Residential | Res ¦ Advanced BAS/Controllers | 2027 | SC C | million_m3 | Before Competition Groups | 25.1613 | 0 | 0 | 350.4321 | 0.071801 | 5 | Residential_2027_SC C_million_m3_Before Competition Groups_5 | Advanced BAS/Controllers | 7.18% | 0 | 25.1613 | Residential_2027_SC C_million_m3_Before Competition Groups_Advanced BAS/Controllers
Residential | Res ¦ Building Recommissioning, Operations and Maintenance (O&M) Improvements | 2027 | SC C | million_m3 | Before Competition Groups | 20.7924 | 0 | 0 | 350.4321 | 0.059334 | 6 | Residential_2027_SC C_million_m3_Before Competition Groups_6 | Building Recommissioning, Operations and Maintenance (O&M) Improvements | 5.933% | 0 | 20.7924 | Residential_2027_SC C_million_m3_Before Competition Groups_Building Recommissioning, Operations and Maintenance (O&M) Improvements
Residential | Res ¦ Condensing Make Up Air Unit | 2027 | SC C | million_m3 | Before Competition Groups | 18.1286 | 0 | 0 | 350.4321 | 0.051732 | 7 | Residential_2027_SC C_million_m3_Before Competition Groups_7 | Condensing Make Up Air Unit | 5.173% | 0 | 18.1286 | Residential_2027_SC C_million_m3_Before Competition Groups_Condensing Make Up Air Unit
Residential | Res ¦ Basement Wall Insulation | 2027 | SC C | million_m3 | Before Competition Groups | 17.8075 | 0 | 0 | 350.4321 | 0.050816 | 8 | Residential_2027_SC C_million_m3_Before Competition Groups_8 | Basement Wall Insulation | 5.082% | 0 | 17.8075 | Residential_2027_SC C_million_m3_Before Competition Groups_Basement Wall Insulation
Residential | Res ¦ Attic Insulation | 2027 | SC C | million_m3 | Before Competition Groups | 16.6949 | 0 | 0 | 350.4321 | 0.047641 | 9 | Residential_2027_SC C_million_m3_Before Competition Groups_9 | Attic Insulation | 4.764% | 0 | 16.6949 | Residential_2027_SC C_million_m3_Before Competition Groups_Attic Insulation
Residential | Res ¦ Demand Control Ventilation | 2027 | SC C | million_m3 | Before Competition Groups | 11.2778 | 0 | 0 | 350.4321 | 0.032183 | 10 | Residential_2027_SC C_million_m3_Before Competition Groups_10 | Demand Control Ventilation | 3.218% | 0 | 11.2778 | Residential_2027_SC C_million_m3_Before Competition Groups_Demand Control Ventilation
Residential | Res ¦ High Efficiency Condensing Furnace | 2027 | SC C | million_m3 | Before Competition Groups | 8.2072 | 0 | 0 | 350.4321 | 0.02342 | 11 | Residential_2027_SC C_million_m3_Before Competition Groups_11 | High Efficiency Condensing Furnace | 2.342% | 0 | 8.2072 | Residential_2027_SC C_million_m3_Before Competition Groups_High Efficiency Condensing Furnace
Residential | Res ¦ Condensing Boiler | 2027 | SC C | million_m3 | Before Competition Groups | 8.0646 | 0 | 0 | 350.4321 | 0.023013 | 12 | Residential_2027_SC C_million_m3_Before Competition Groups_12 | Condensing Boiler | 2.301% | 0 | 8.0646 | Residential_2027_SC C_million_m3_Before Competition Groups_Condensing Boiler
Residential | Res ¦ Heat Recovery Ventilator | 2027 | SC C | million_m3 | Before Competition Groups | 3.3422 | 0 | 0 | 350.4321 | 0.0095373 | 13 | Residential_2027_SC C_million_m3_Before Competition Groups_13 | Heat Recovery Ventilator | 0.9537% | 0 | 3.3422 | Residential_2027_SC C_million_m3_Before Competition Groups_Heat Recovery Ventilator
Residential | Res ¦ Home Energy Reports | 2027 | SC C | million_m3 | Before Competition Groups | 3.106 | 0 | 0 | 350.4321 | 0.0088632 | 14 | Residential_2027_SC C_million_m3_Before Competition Groups_14 | Home Energy Reports | 0.8863% | 0 | 3.106 | Residential_2027_SC C_million_m3_Before Competition Groups_Home Energy Reports
Residential | Res ¦ Duct Insulation MF | 2027 | SC C | million_m3 | Before Competition Groups | 1.513 | 0 | 0 | 350.4321 | 0.0043175 | 15 | Residential_2027_SC C_million_m3_Before Competition Groups_15 | Duct Insulation MF | 0.4318% | 0 | 1.513 | Residential_2027_SC C_million_m3_Before Competition Groups_Duct Insulation MF
Residential | Res ¦ Wall Insulation MF | 2027 | SC C | million_m3 | Before Competition Groups | 1.1024 | 0 | 0 | 350.4321 | 0.0031458 | 16 | Residential_2027_SC C_million_m3_Before Competition Groups_16 | Wall Insulation MF | 0.3146% | 0 | 1.1024 | Residential_2027_SC C_million_m3_Before Competition Groups_Wall Insulation MF
Residential | Res ¦ Pool Cover | 2027 | SC C | million_m3 | Before Competition Groups | 0.80889 | 0 | 0 | 350.4321 | 0.0023083 | 17 | Residential_2027_SC C_million_m3_Before Competition Groups_17 | Pool Cover | 0.2308% | 0 | 0.80889 | Residential_2027_SC C_million_m3_Before Competition Groups_Pool Cover
Residential | Res ¦ Duct Insulation | 2027 | SC C | million_m3 | Before Competition Groups | 0.71849 | 0 | 0 | 350.4321 | 0.0020503 | 18 | Residential_2027_SC C_million_m3_Before Competition Groups_18 | Duct Insulation | 0.205% | 0 | 0.71849 | Residential_2027_SC C_million_m3_Before Competition Groups_Duct Insulation
Residential | Res ¦ Floor Insulation | 2027 | SC C | million_m3 | Before Competition Groups | 0.56353 | 0 | 0 | 350.4321 | 0.0016081 | 19 | Residential_2027_SC C_million_m3_Before Competition Groups_19 | Floor Insulation | 0.1608% | 0 | 0.56353 | Residential_2027_SC C_million_m3_Before Competition Groups_Floor Insulation
Residential | Res ¦ Minimize Hot and Warm Clothes Wash | 2027 | SC C | million_m3 | Before Competition Groups | 0.38236 | 0 | 0 | 350.4321 | 0.0010911 | 20 | Residential_2027_SC C_million_m3_Before Competition Groups_20 | Minimize Hot and Warm Clothes Wash | 0.1091% | 0 | 0.38236 | Residential_2027_SC C_million_m3_Before Competition Groups_Minimize Hot and Warm Clothes Wash
Residential | Res ¦ Wall Insulation | 2027 | SC C | million_m3 | Before Competition Groups | 0.15405 | 0 | 0 | 350.4321 | 0.0004396 | 21 | Residential_2027_SC C_million_m3_Before Competition Groups_21 | Wall Insulation | 0.04396% | 0 | 0.15405 | Residential_2027_SC C_million_m3_Before Competition Groups_Wall Insulation
Residential | Res ¦ Clothes Drying Racks | 2027 | SC C | million_m3 | Before Competition Groups | 0.00034862 | 0 | 0 | 350.4321 | 9.9482e-07 | 22 | Residential_2027_SC C_million_m3_Before Competition Groups_22 | Clothes Drying Racks | 9.948e-05% | 0 | 0.00034862 | Residential_2027_SC C_million_m3_Before Competition Groups_Clothes Drying Racks
Residential | Res ¦ Energy Star Clothes Washer | 2027 | SC C | million_m3 | Before Competition Groups | 0 | 0 | 0 | 350.4321 | 0 | 23 | Residential_2027_SC C_million_m3_Before Competition Groups_23 | Energy Star Clothes Washer | 0% | 0 | 0 | Residential_2027_SC C_million_m3_Before Competition Groups_Energy Star Clothes Washer
Residential | Res ¦ Water Heater Temperature Setback | 2027 | SC C | million_m3 | Before Competition Groups | 0 | 0 | 0 | 350.4321 | 0 | 24 | Residential_2027_SC C_million_m3_Before Competition Groups_24 | Water Heater Temperature Setback | 0% | 0 | 0 | Residential_2027_SC C_million_m3_Before Competition Groups_Water Heater Temperature Setback
Residential | Res ¦ Air Sealing | 2027 | Technical | million_m3 | Before Competition Groups | 602.1347 | 0 | 0 | 3651.3504 | 0.16491 | 1 | Residential_2027_Technical_million_m3_Before Competition Groups_1 | Air Sealing | 16.49% | 0 | 602.1347 | Residential_2027_Technical_million_m3_Before Competition Groups_Air Sealing
Residential | Res ¦ Adaptive Thermostat | 2027 | Technical | million_m3 | Before Competition Groups | 496.6736 | 0 | 0 | 3651.3504 | 0.13602 | 2 | Residential_2027_Technical_million_m3_Before Competition Groups_2 | Adaptive Thermostat | 13.6% | 0 | 496.6736 | Residential_2027_Technical_million_m3_Before Competition Groups_Adaptive Thermostat
Residential | Res ¦ Energy Star Windows | 2027 | Technical | million_m3 | Before Competition Groups | 229.108 | 0 | 0 | 3651.3504 | 0.062746 | 3 | Residential_2027_Technical_million_m3_Before Competition Groups_3 | Energy Star Windows | 6.275% | 0 | 229.108 | Residential_2027_Technical_million_m3_Before Competition Groups_Energy Star Windows
Residential | Res ¦ Comprehensive Draft Proofing | 2027 | Technical | million_m3 | Before Competition Groups | 181.3288 | 0 | 0 | 3651.3504 | 0.049661 | 4 | Residential_2027_Technical_million_m3_Before Competition Groups_4 | Comprehensive Draft Proofing | 4.966% | 0 | 181.3288 | Residential_2027_Technical_million_m3_Before Competition Groups_Comprehensive Draft Proofing
Residential | Res ¦ Wall Insulation | 2027 | Technical | million_m3 | Before Competition Groups | 166.4917 | 0 | 0 | 3651.3504 | 0.045597 | 5 | Residential_2027_Technical_million_m3_Before Competition Groups_5 | Wall Insulation | 4.56% | 0 | 166.4917 | Residential_2027_Technical_million_m3_Before Competition Groups_Wall Insulation
Residential | Res ¦ Attic Insulation | 2027 | Technical | million_m3 | Before Competition Groups | 147.021 | 0 | 0 | 3651.3504 | 0.040265 | 6 | Residential_2027_Technical_million_m3_Before Competition Groups_6 | Attic Insulation | 4.026% | 0 | 147.021 | Residential_2027_Technical_million_m3_Before Competition Groups_Attic Insulation
Residential | Res ¦ Condensing Storage Water Heater | 2027 | Technical | million_m3 | Before Competition Groups | 146.3767 | 0 | 0 | 3651.3504 | 0.040088 | 7 | Residential_2027_Technical_million_m3_Before Competition Groups_7 | Condensing Storage Water Heater | 4.009% | 0 | 146.3767 | Residential_2027_Technical_million_m3_Before Competition Groups_Condensing Storage Water Heater
Residential | Res ¦ DHW Recirculation Systems | 2027 | Technical | million_m3 | Before Competition Groups | 139.0991 | 0 | 0 | 3651.3504 | 0.038095 | 8 | Residential_2027_Technical_million_m3_Before Competition Groups_8 | DHW Recirculation Systems | 3.81% | 0 | 139.0991 | Residential_2027_Technical_million_m3_Before Competition Groups_DHW Recirculation Systems
Residential | Res ¦ Basement or Crawlspace Insulation | 2027 | Technical | million_m3 | Before Competition Groups | 124.8889 | 0 | 0 | 3651.3504 | 0.034203 | 9 | Residential_2027_Technical_million_m3_Before Competition Groups_9 | Basement or Crawlspace Insulation | 3.42% | 0 | 124.8889 | Residential_2027_Technical_million_m3_Before Competition Groups_Basement or Crawlspace Insulation
Residential | Res ¦ Tankless Water Heater | 2027 | Technical | million_m3 | Before Competition Groups | 123.0253 | 0 | 0 | 3651.3504 | 0.033693 | 10 | Residential_2027_Technical_million_m3_Before Competition Groups_10 | Tankless Water Heater | 3.369% | 0 | 123.0253 | Residential_2027_Technical_million_m3_Before Competition Groups_Tankless Water Heater
Residential | Res ¦ Basement Wall Insulation | 2027 | Technical | million_m3 | Before Competition Groups | 122.2141 | 0 | 0 | 3651.3504 | 0.033471 | 11 | Residential_2027_Technical_million_m3_Before Competition Groups_11 | Basement Wall Insulation | 3.347% | 0 | 122.2141 | Residential_2027_Technical_million_m3_Before Competition Groups_Basement Wall Insulation
Residential | Res ¦ Condensing Boiler | 2027 | Technical | million_m3 | Before Competition Groups | 108.0153 | 0 | 0 | 3651.3504 | 0.029582 | 12 | Residential_2027_Technical_million_m3_Before Competition Groups_12 | Condensing Boiler | 2.958% | 0 | 108.0153 | Residential_2027_Technical_million_m3_Before Competition Groups_Condensing Boiler
Residential | Res ¦ Window Film | 2027 | Technical | million_m3 | Before Competition Groups | 85.9199 | 0 | 0 | 3651.3504 | 0.023531 | 13 | Residential_2027_Technical_million_m3_Before Competition Groups_13 | Window Film | 2.353% | 0 | 85.9199 | Residential_2027_Technical_million_m3_Before Competition Groups_Window Film
Residential | Res ¦ Furnace Tune Up | 2027 | Technical | million_m3 | Before Competition Groups | 83.0486 | 0 | 0 | 3651.3504 | 0.022745 | 14 | Residential_2027_Technical_million_m3_Before Competition Groups_14 | Furnace Tune Up | 2.274% | 0 | 83.0486 | Residential_2027_Technical_million_m3_Before Competition Groups_Furnace Tune Up
Residential | Res ¦ High Efficiency Storage Water Heater | 2027 | Technical | million_m3 | Before Competition Groups | 81.6529 | 0 | 0 | 3651.3504 | 0.022362 | 15 | Residential_2027_Technical_million_m3_Before Competition Groups_15 | High Efficiency Storage Water Heater | 2.236% | 0 | 81.6529 | Residential_2027_Technical_million_m3_Before Competition Groups_High Efficiency Storage Water Heater
Residential | Res ¦ Heat Recovery Ventilator | 2027 | Technical | million_m3 | Before Competition Groups | 81.2031 | 0 | 0 | 3651.3504 | 0.022239 | 16 | Residential_2027_Technical_million_m3_Before Competition Groups_16 | Heat Recovery Ventilator | 2.224% | 0 | 81.2031 | Residential_2027_Technical_million_m3_Before Competition Groups_Heat Recovery Ventilator
Residential | Res ¦ High Efficiency Condensing Furnace | 2027 | Technical | million_m3 | Before Competition Groups | 79.919 | 0 | 0 | 3651.3504 | 0.021888 | 17 | Residential_2027_Technical_million_m3_Before Competition Groups_17 | High Efficiency Condensing Furnace | 2.189% | 0 | 79.919 | Residential_2027_Technical_million_m3_Before Competition Groups_High Efficiency Condensing Furnace
Residential | Res ¦ High Efficiency Fireplace with Pilotless Ignition | 2027 | Technical | million_m3 | Before Competition Groups | 77.8511 | 0 | 0 | 3651.3504 | 0.021321 | 18 | Residential_2027_Technical_million_m3_Before Competition Groups_18 | High Efficiency Fireplace with Pilotless Ignition | 2.132% | 0 | 77.8511 | Residential_2027_Technical_million_m3_Before Competition Groups_High Efficiency Fireplace with Pilotless Ignition
Residential | Res ¦ Advanced BAS/Controllers | 2027 | Technical | million_m3 | Before Competition Groups | 74.6868 | 0 | 0 | 3651.3504 | 0.020455 | 19 | Residential_2027_Technical_million_m3_Before Competition Groups_19 | Advanced BAS/Controllers | 2.045% | 0 | 74.6868 | Residential_2027_Technical_million_m3_Before Competition Groups_Advanced BAS/Controllers
Residential | Res ¦ Ceiling Insulation | 2027 | Technical | million_m3 | Before Competition Groups | 61.8821 | 0 | 0 | 3651.3504 | 0.016948 | 20 | Residential_2027_Technical_million_m3_Before Competition Groups_20 | Ceiling Insulation | 1.695% | 0 | 61.8821 | Residential_2027_Technical_million_m3_Before Competition Groups_Ceiling Insulation
Residential | Res ¦ Building Recommissioning, Operations and Maintenance (O&M) Improvements | 2027 | Technical | million_m3 | Before Competition Groups | 61.7184 | 0 | 0 | 3651.3504 | 0.016903 | 21 | Residential_2027_Technical_million_m3_Before Competition Groups_21 | Building Recommissioning, Operations and Maintenance (O&M) Improvements | 1.69% | 0 | 61.7184 | Residential_2027_Technical_million_m3_Before Competition Groups_Building Recommissioning, Operations and Maintenance (O&M) Improvements
Residential | Res ¦ Condensing Make Up Air Unit | 2027 | Technical | million_m3 | Before Competition Groups | 53.4331 | 0 | 0 | 3651.3504 | 0.014634 | 22 | Residential_2027_Technical_million_m3_Before Competition Groups_22 | Condensing Make Up Air Unit | 1.463% | 0 | 53.4331 | Residential_2027_Technical_million_m3_Before Competition Groups_Condensing Make Up Air Unit
Residential | Res ¦ Duct Insulation MF | 2027 | Technical | million_m3 | Before Competition Groups | 48.841 | 0 | 0 | 3651.3504 | 0.013376 | 23 | Residential_2027_Technical_million_m3_Before Competition Groups_23 | Duct Insulation MF | 1.338% | 0 | 48.841 | Residential_2027_Technical_million_m3_Before Competition Groups_Duct Insulation MF
Residential | Res ¦ Floor Insulation | 2027 | Technical | million_m3 | Before Competition Groups | 48.1413 | 0 | 0 | 3651.3504 | 0.013185 | 24 | Residential_2027_Technical_million_m3_Before Competition Groups_24 | Floor Insulation | 1.318% | 0 | 48.1413 | Residential_2027_Technical_million_m3_Before Competition Groups_Floor Insulation
Residential | Res ¦ Duct Insulation | 2027 | Technical | million_m3 | Before Competition Groups | 45.7544 | 0 | 0 | 3651.3504 | 0.012531 | 25 | Residential_2027_Technical_million_m3_Before Competition Groups_25 | Duct Insulation | 1.253% | 0 | 45.7544 | Residential_2027_Technical_million_m3_Before Competition Groups_Duct Insulation
Residential | Res ¦ Solar Water Heating System | 2027 | Technical | million_m3 | Before Competition Groups | 36.2504 | 0 | 0 | 3651.3504 | 0.0099279 | 26 | Residential_2027_Technical_million_m3_Before Competition Groups_26 | Solar Water Heating System | 0.9928% | 0 | 36.2504 | Residential_2027_Technical_million_m3_Before Competition Groups_Solar Water Heating System
Residential | Res ¦ Demand Control Ventilation | 2027 | Technical | million_m3 | Before Competition Groups | 33.4762 | 0 | 0 | 3651.3504 | 0.0091682 | 27 | Residential_2027_Technical_million_m3_Before Competition Groups_27 | Demand Control Ventilation | 0.9168% | 0 | 33.4762 | Residential_2027_Technical_million_m3_Before Competition Groups_Demand Control Ventilation
Residential | Res ¦ Early Hot Water Heater Replacement | 2027 | Technical | million_m3 | Before Competition Groups | 27.2575 | 0 | 0 | 3651.3504 | 0.007465 | 28 | Residential_2027_Technical_million_m3_Before Competition Groups_28 | Early Hot Water Heater Replacement | 0.7465% | 0 | 27.2575 | Residential_2027_Technical_million_m3_Before Competition Groups_Early Hot Water Heater Replacement
Residential | Res ¦ Drain Water Heat Recovery | 2027 | Technical | million_m3 | Before Competition Groups | 23.263 | 0 | 0 | 3651.3504 | 0.0063711 | 29 | Residential_2027_Technical_million_m3_Before Competition Groups_29 | Drain Water Heat Recovery | 0.6371% | 0 | 23.263 | Residential_2027_Technical_million_m3_Before Competition Groups_Drain Water Heat Recovery
Residential | Res ¦ Home Energy Reports | 2027 | Technical | million_m3 | Before Competition Groups | 17.1311 | 0 | 0 | 3651.3504 | 0.0046917 | 30 | Residential_2027_Technical_million_m3_Before Competition Groups_30 | Home Energy Reports | 0.4692% | 0 | 17.1311 | Residential_2027_Technical_million_m3_Before Competition Groups_Home Energy Reports
Residential | Res ¦ Pool Cover | 2027 | Technical | million_m3 | Before Competition Groups | 15.2445 | 0 | 0 | 3651.3504 | 0.004175 | 31 | Residential_2027_Technical_million_m3_Before Competition Groups_31 | Pool Cover | 0.4175% | 0 | 15.2445 | Residential_2027_Technical_million_m3_Before Competition Groups_Pool Cover
Residential | Res ¦ High Efficiency Gas Pool Heater | 2027 | Technical | million_m3 | Before Competition Groups | 9.3625 | 0 | 0 | 3651.3504 | 0.0025641 | 32 | Residential_2027_Technical_million_m3_Before Competition Groups_32 | High Efficiency Gas Pool Heater | 0.2564% | 0 | 9.3625 | Residential_2027_Technical_million_m3_Before Competition Groups_High Efficiency Gas Pool Heater
Residential | Res ¦ Wall Insulation MF | 2027 | Technical | million_m3 | Before Competition Groups | 7.5658 | 0 | 0 | 3651.3504 | 0.0020721 | 33 | Residential_2027_Technical_million_m3_Before Competition Groups_33 | Wall Insulation MF | 0.2072% | 0 | 7.5658 | Residential_2027_Technical_million_m3_Before Competition Groups_Wall Insulation MF
Residential | Res ¦ Water Heater Temperature Setback | 2027 | Technical | million_m3 | Before Competition Groups | 6.7836 | 0 | 0 | 3651.3504 | 0.0018578 | 34 | Residential_2027_Technical_million_m3_Before Competition Groups_34 | Water Heater Temperature Setback | 0.1858% | 0 | 6.7836 | Residential_2027_Technical_million_m3_Before Competition Groups_Water Heater Temperature Setback
Residential | Res ¦ Energy Star Clothes Dryer | 2027 | Technical | million_m3 | Before Competition Groups | 1.5013 | 0 | 0 | 3651.3504 | 0.00041115 | 35 | Residential_2027_Technical_million_m3_Before Competition Groups_35 | Energy Star Clothes Dryer | 0.04112% | 0 | 1.5013 | Residential_2027_Technical_million_m3_Before Competition Groups_Energy Star Clothes Dryer
Residential | Res ¦ Clothes Drying Racks | 2027 | Technical | million_m3 | Before Competition Groups | 1.1692 | 0 | 0 | 3651.3504 | 0.00032021 | 36 | Residential_2027_Technical_million_m3_Before Competition Groups_36 | Clothes Drying Racks | 0.03202% | 0 | 1.1692 | Residential_2027_Technical_million_m3_Before Competition Groups_Clothes Drying Racks
Residential | Res ¦ Minimize Hot and Warm Clothes Wash | 2027 | Technical | million_m3 | Before Competition Groups | 1.0124 | 0 | 0 | 3651.3504 | 0.00027726 | 37 | Residential_2027_Technical_million_m3_Before Competition Groups_37 | Minimize Hot and Warm Clothes Wash | 0.02773% | 0 | 1.0124 | Residential_2027_Technical_million_m3_Before Competition Groups_Minimize Hot and Warm Clothes Wash
Residential | Res ¦ Energy Star Clothes Washer | 2027 | Technical | million_m3 | Before Competition Groups | 0.78492 | 0 | 0 | 3651.3504 | 0.00021497 | 38 | Residential_2027_Technical_million_m3_Before Competition Groups_38 | Energy Star Clothes Washer | 0.0215% | 0 | 0.78492 | Residential_2027_Technical_million_m3_Before Competition Groups_Energy Star Clothes Washer
Residential | Res ¦ Solar Water Preheat (Pools/DHW) | 2027 | Technical | million_m3 | Before Competition Groups | 0.11924 | 0 | 0 | 3651.3504 | 3.2656e-05 | 39 | Residential_2027_Technical_million_m3_Before Competition Groups_39 | Solar Water Preheat (Pools/DHW) | 0.003266% | 0 | 0.11924 | Residential_2027_Technical_million_m3_Before Competition Groups_Solar Water Preheat (Pools/DHW)
Residential | Res ¦ Air Sealing | 2028 | Economic | million_m3 | Before Competition Groups | 592.621 | 0 | 0 | 2241.6927 | 0.26436 | 1 | Residential_2028_Economic_million_m3_Before Competition Groups_1 | Air Sealing | 26.44% | 0 | 592.621 | Residential_2028_Economic_million_m3_Before Competition Groups_Air Sealing
Residential | Res ¦ Adaptive Thermostat | 2028 | Economic | million_m3 | Before Competition Groups | 497.0468 | 0 | 0 | 2241.6927 | 0.22173 | 2 | Residential_2028_Economic_million_m3_Before Competition Groups_2 | Adaptive Thermostat | 22.17% | 0 | 497.0468 | Residential_2028_Economic_million_m3_Before Competition Groups_Adaptive Thermostat
Residential | Res ¦ Comprehensive Draft Proofing | 2028 | Economic | million_m3 | Before Competition Groups | 178.4638 | 0 | 0 | 2241.6927 | 0.079611 | 3 | Residential_2028_Economic_million_m3_Before Competition Groups_3 | Comprehensive Draft Proofing | 7.961% | 0 | 178.4638 | Residential_2028_Economic_million_m3_Before Competition Groups_Comprehensive Draft Proofing
Residential | Res ¦ Attic Insulation | 2028 | Economic | million_m3 | Before Competition Groups | 144.6981 | 0 | 0 | 2241.6927 | 0.064549 | 4 | Residential_2028_Economic_million_m3_Before Competition Groups_4 | Attic Insulation | 6.455% | 0 | 144.6981 | Residential_2028_Economic_million_m3_Before Competition Groups_Attic Insulation
Residential | Res ¦ Basement Wall Insulation | 2028 | Economic | million_m3 | Before Competition Groups | 120.2831 | 0 | 0 | 2241.6927 | 0.053657 | 5 | Residential_2028_Economic_million_m3_Before Competition Groups_5 | Basement Wall Insulation | 5.366% | 0 | 120.2831 | Residential_2028_Economic_million_m3_Before Competition Groups_Basement Wall Insulation
Residential | Res ¦ Heat Recovery Ventilator | 2028 | Economic | million_m3 | Before Competition Groups | 89.3655 | 0 | 0 | 2241.6927 | 0.039865 | 6 | Residential_2028_Economic_million_m3_Before Competition Groups_6 | Heat Recovery Ventilator | 3.987% | 0 | 89.3655 | Residential_2028_Economic_million_m3_Before Competition Groups_Heat Recovery Ventilator
Residential | Res ¦ High Efficiency Fireplace with Pilotless Ignition | 2028 | Economic | million_m3 | Before Competition Groups | 84.9938 | 0 | 0 | 2241.6927 | 0.037915 | 7 | Residential_2028_Economic_million_m3_Before Competition Groups_7 | High Efficiency Fireplace with Pilotless Ignition | 3.792% | 0 | 84.9938 | Residential_2028_Economic_million_m3_Before Competition Groups_High Efficiency Fireplace with Pilotless Ignition
Residential | Res ¦ High Efficiency Condensing Furnace | 2028 | Economic | million_m3 | Before Competition Groups | 76.3811 | 0 | 0 | 2241.6927 | 0.034073 | 8 | Residential_2028_Economic_million_m3_Before Competition Groups_8 | High Efficiency Condensing Furnace | 3.407% | 0 | 76.3811 | Residential_2028_Economic_million_m3_Before Competition Groups_High Efficiency Condensing Furnace
Residential | Res ¦ Advanced BAS/Controllers | 2028 | Economic | million_m3 | Before Competition Groups | 73.5067 | 0 | 0 | 2241.6927 | 0.032791 | 9 | Residential_2028_Economic_million_m3_Before Competition Groups_9 | Advanced BAS/Controllers | 3.279% | 0 | 73.5067 | Residential_2028_Economic_million_m3_Before Competition Groups_Advanced BAS/Controllers
Residential | Res ¦ Building Recommissioning, Operations and Maintenance (O&M) Improvements | 2028 | Economic | million_m3 | Before Competition Groups | 60.7432 | 0 | 0 | 2241.6927 | 0.027097 | 10 | Residential_2028_Economic_million_m3_Before Competition Groups_10 | Building Recommissioning, Operations and Maintenance (O&M) Improvements | 2.71% | 0 | 60.7432 | Residential_2028_Economic_million_m3_Before Competition Groups_Building Recommissioning, Operations and Maintenance (O&M) Improvements
Residential | Res ¦ Condensing Boiler | 2028 | Economic | million_m3 | Before Competition Groups | 60.6051 | 0 | 0 | 2241.6927 | 0.027035 | 11 | Residential_2028_Economic_million_m3_Before Competition Groups_11 | Condensing Boiler | 2.704% | 0 | 60.6051 | Residential_2028_Economic_million_m3_Before Competition Groups_Condensing Boiler
Residential | Res ¦ Condensing Make Up Air Unit | 2028 | Economic | million_m3 | Before Competition Groups | 58.3506 | 0 | 0 | 2241.6927 | 0.02603 | 12 | Residential_2028_Economic_million_m3_Before Competition Groups_12 | Condensing Make Up Air Unit | 2.603% | 0 | 58.3506 | Residential_2028_Economic_million_m3_Before Competition Groups_Condensing Make Up Air Unit
Residential | Res ¦ Floor Insulation | 2028 | Economic | million_m3 | Before Competition Groups | 47.3807 | 0 | 0 | 2241.6927 | 0.021136 | 13 | Residential_2028_Economic_million_m3_Before Competition Groups_13 | Floor Insulation | 2.114% | 0 | 47.3807 | Residential_2028_Economic_million_m3_Before Competition Groups_Floor Insulation
Residential | Res ¦ Duct Insulation | 2028 | Economic | million_m3 | Before Competition Groups | 42.0422 | 0 | 0 | 2241.6927 | 0.018755 | 14 | Residential_2028_Economic_million_m3_Before Competition Groups_14 | Duct Insulation | 1.875% | 0 | 42.0422 | Residential_2028_Economic_million_m3_Before Competition Groups_Duct Insulation
Residential | Res ¦ Duct Insulation MF | 2028 | Economic | million_m3 | Before Competition Groups | 34.1016 | 0 | 0 | 2241.6927 | 0.015212 | 15 | Residential_2028_Economic_million_m3_Before Competition Groups_15 | Duct Insulation MF | 1.521% | 0 | 34.1016 | Residential_2028_Economic_million_m3_Before Competition Groups_Duct Insulation MF
Residential | Res ¦ Demand Control Ventilation | 2028 | Economic | million_m3 | Before Competition Groups | 32.9473 | 0 | 0 | 2241.6927 | 0.014698 | 16 | Residential_2028_Economic_million_m3_Before Competition Groups_16 | Demand Control Ventilation | 1.47% | 0 | 32.9473 | Residential_2028_Economic_million_m3_Before Competition Groups_Demand Control Ventilation
Residential | Res ¦ Pool Cover | 2028 | Economic | million_m3 | Before Competition Groups | 15.0037 | 0 | 0 | 2241.6927 | 0.006693 | 17 | Residential_2028_Economic_million_m3_Before Competition Groups_17 | Pool Cover | 0.6693% | 0 | 15.0037 | Residential_2028_Economic_million_m3_Before Competition Groups_Pool Cover
Residential | Res ¦ Wall Insulation | 2028 | Economic | million_m3 | Before Competition Groups | 14.6233 | 0 | 0 | 2241.6927 | 0.0065233 | 18 | Residential_2028_Economic_million_m3_Before Competition Groups_18 | Wall Insulation | 0.6523% | 0 | 14.6233 | Residential_2028_Economic_million_m3_Before Competition Groups_Wall Insulation
Residential | Res ¦ Home Energy Reports | 2028 | Economic | million_m3 | Before Competition Groups | 8.9417 | 0 | 0 | 2241.6927 | 0.0039888 | 19 | Residential_2028_Economic_million_m3_Before Competition Groups_19 | Home Energy Reports | 0.3989% | 0 | 8.9417 | Residential_2028_Economic_million_m3_Before Competition Groups_Home Energy Reports
Residential | Res ¦ Wall Insulation MF | 2028 | Economic | million_m3 | Before Competition Groups | 7.4463 | 0 | 0 | 2241.6927 | 0.0033217 | 20 | Residential_2028_Economic_million_m3_Before Competition Groups_20 | Wall Insulation MF | 0.3322% | 0 | 7.4463 | Residential_2028_Economic_million_m3_Before Competition Groups_Wall Insulation MF
Residential | Res ¦ Clothes Drying Racks | 2028 | Economic | million_m3 | Before Competition Groups | 1.1507 | 0 | 0 | 2241.6927 | 0.00051334 | 21 | Residential_2028_Economic_million_m3_Before Competition Groups_21 | Clothes Drying Racks | 0.05133% | 0 | 1.1507 | Residential_2028_Economic_million_m3_Before Competition Groups_Clothes Drying Racks
Residential | Res ¦ Minimize Hot and Warm Clothes Wash | 2028 | Economic | million_m3 | Before Competition Groups | 0.99639 | 0 | 0 | 2241.6927 | 0.00044448 | 22 | Residential_2028_Economic_million_m3_Before Competition Groups_22 | Minimize Hot and Warm Clothes Wash | 0.04445% | 0 | 0.99639 | Residential_2028_Economic_million_m3_Before Competition Groups_Minimize Hot and Warm Clothes Wash
Residential | Res ¦ Energy Star Clothes Washer | 2028 | Economic | million_m3 | Before Competition Groups | 0 | 0 | 0 | 2241.6927 | 0 | 23 | Residential_2028_Economic_million_m3_Before Competition Groups_23 | Energy Star Clothes Washer | 0% | 0 | 0 | Residential_2028_Economic_million_m3_Before Competition Groups_Energy Star Clothes Washer
Residential | Res ¦ Water Heater Temperature Setback | 2028 | Economic | million_m3 | Before Competition Groups | 0 | 0 | 0 | 2241.6927 | 0 | 24 | Residential_2028_Economic_million_m3_Before Competition Groups_24 | Water Heater Temperature Setback | 0% | 0 | 0 | Residential_2028_Economic_million_m3_Before Competition Groups_Water Heater Temperature Setback
Residential | Res ¦ Comprehensive Draft Proofing | 2028 | SC A | million_m3 | Before Competition Groups | 67.1326 | 0 | 0 | 326.6279 | 0.20553 | 1 | Residential_2028_SC A_million_m3_Before Competition Groups_1 | Comprehensive Draft Proofing | 20.55% | 0 | 67.1326 | Residential_2028_SC A_million_m3_Before Competition Groups_Comprehensive Draft Proofing
Residential | Res ¦ Adaptive Thermostat | 2028 | SC A | million_m3 | Before Competition Groups | 52.9652 | 0 | 0 | 326.6279 | 0.16216 | 2 | Residential_2028_SC A_million_m3_Before Competition Groups_2 | Adaptive Thermostat | 16.22% | 0 | 52.9652 | Residential_2028_SC A_million_m3_Before Competition Groups_Adaptive Thermostat
Residential | Res ¦ High Efficiency Fireplace with Pilotless Ignition | 2028 | SC A | million_m3 | Before Competition Groups | 42.028 | 0 | 0 | 326.6279 | 0.12867 | 3 | Residential_2028_SC A_million_m3_Before Competition Groups_3 | High Efficiency Fireplace with Pilotless Ignition | 12.87% | 0 | 42.028 | Residential_2028_SC A_million_m3_Before Competition Groups_High Efficiency Fireplace with Pilotless Ignition
Residential | Res ¦ Air Sealing | 2028 | SC A | million_m3 | Before Competition Groups | 37.3303 | 0 | 0 | 326.6279 | 0.11429 | 4 | Residential_2028_SC A_million_m3_Before Competition Groups_4 | Air Sealing | 11.43% | 0 | 37.3303 | Residential_2028_SC A_million_m3_Before Competition Groups_Air Sealing
Residential | Res ¦ Advanced BAS/Controllers | 2028 | SC A | million_m3 | Before Competition Groups | 29.0741 | 0 | 0 | 326.6279 | 0.089013 | 5 | Residential_2028_SC A_million_m3_Before Competition Groups_5 | Advanced BAS/Controllers | 8.901% | 0 | 29.0741 | Residential_2028_SC A_million_m3_Before Competition Groups_Advanced BAS/Controllers
Residential | Res ¦ Building Recommissioning, Operations and Maintenance (O&M) Improvements | 2028 | SC A | million_m3 | Before Competition Groups | 24.0191 | 0 | 0 | 326.6279 | 0.073537 | 6 | Residential_2028_SC A_million_m3_Before Competition Groups_6 | Building Recommissioning, Operations and Maintenance (O&M) Improvements | 7.354% | 0 | 24.0191 | Residential_2028_SC A_million_m3_Before Competition Groups_Building Recommissioning, Operations and Maintenance (O&M) Improvements
Residential | Res ¦ Condensing Make Up Air Unit | 2028 | SC A | million_m3 | Before Competition Groups | 15.9848 | 0 | 0 | 326.6279 | 0.048939 | 7 | Residential_2028_SC A_million_m3_Before Competition Groups_7 | Condensing Make Up Air Unit | 4.894% | 0 | 15.9848 | Residential_2028_SC A_million_m3_Before Competition Groups_Condensing Make Up Air Unit
Residential | Res ¦ Basement Wall Insulation | 2028 | SC A | million_m3 | Before Competition Groups | 15.4501 | 0 | 0 | 326.6279 | 0.047302 | 8 | Residential_2028_SC A_million_m3_Before Competition Groups_8 | Basement Wall Insulation | 4.73% | 0 | 15.4501 | Residential_2028_SC A_million_m3_Before Competition Groups_Basement Wall Insulation
Residential | Res ¦ Attic Insulation | 2028 | SC A | million_m3 | Before Competition Groups | 10.4509 | 0 | 0 | 326.6279 | 0.031996 | 9 | Residential_2028_SC A_million_m3_Before Competition Groups_9 | Attic Insulation | 3.2% | 0 | 10.4509 | Residential_2028_SC A_million_m3_Before Competition Groups_Attic Insulation
Residential | Res ¦ Demand Control Ventilation | 2028 | SC A | million_m3 | Before Competition Groups | 8.4784 | 0 | 0 | 326.6279 | 0.025957 | 10 | Residential_2028_SC A_million_m3_Before Competition Groups_10 | Demand Control Ventilation | 2.596% | 0 | 8.4784 | Residential_2028_SC A_million_m3_Before Competition Groups_Demand Control Ventilation
Residential | Res ¦ Condensing Boiler | 2028 | SC A | million_m3 | Before Competition Groups | 7.0736 | 0 | 0 | 326.6279 | 0.021656 | 11 | Residential_2028_SC A_million_m3_Before Competition Groups_11 | Condensing Boiler | 2.166% | 0 | 7.0736 | Residential_2028_SC A_million_m3_Before Competition Groups_Condensing Boiler
Residential | Res ¦ High Efficiency Condensing Furnace | 2028 | SC A | million_m3 | Before Competition Groups | 5.5591 | 0 | 0 | 326.6279 | 0.01702 | 12 | Residential_2028_SC A_million_m3_Before Competition Groups_12 | High Efficiency Condensing Furnace | 1.702% | 0 | 5.5591 | Residential_2028_SC A_million_m3_Before Competition Groups_High Efficiency Condensing Furnace
Residential | Res ¦ Home Energy Reports | 2028 | SC A | million_m3 | Before Competition Groups | 4.1469 | 0 | 0 | 326.6279 | 0.012696 | 13 | Residential_2028_SC A_million_m3_Before Competition Groups_13 | Home Energy Reports | 1.27% | 0 | 4.1469 | Residential_2028_SC A_million_m3_Before Competition Groups_Home Energy Reports
Residential | Res ¦ Heat Recovery Ventilator | 2028 | SC A | million_m3 | Before Competition Groups | 2.5962 | 0 | 0 | 326.6279 | 0.0079485 | 14 | Residential_2028_SC A_million_m3_Before Competition Groups_14 | Heat Recovery Ventilator | 0.7948% | 0 | 2.5962 | Residential_2028_SC A_million_m3_Before Competition Groups_Heat Recovery Ventilator
Residential | Res ¦ Duct Insulation MF | 2028 | SC A | million_m3 | Before Competition Groups | 1.1997 | 0 | 0 | 326.6279 | 0.0036729 | 15 | Residential_2028_SC A_million_m3_Before Competition Groups_15 | Duct Insulation MF | 0.3673% | 0 | 1.1997 | Residential_2028_SC A_million_m3_Before Competition Groups_Duct Insulation MF
Residential | Res ¦ Wall Insulation MF | 2028 | SC A | million_m3 | Before Competition Groups | 1.1896 | 0 | 0 | 326.6279 | 0.0036421 | 16 | Residential_2028_SC A_million_m3_Before Competition Groups_16 | Wall Insulation MF | 0.3642% | 0 | 1.1896 | Residential_2028_SC A_million_m3_Before Competition Groups_Wall Insulation MF
Residential | Res ¦ Duct Insulation | 2028 | SC A | million_m3 | Before Competition Groups | 0.52989 | 0 | 0 | 326.6279 | 0.0016223 | 17 | Residential_2028_SC A_million_m3_Before Competition Groups_17 | Duct Insulation | 0.1622% | 0 | 0.52989 | Residential_2028_SC A_million_m3_Before Competition Groups_Duct Insulation
Residential | Res ¦ Pool Cover | 2028 | SC A | million_m3 | Before Competition Groups | 0.52293 | 0 | 0 | 326.6279 | 0.001601 | 18 | Residential_2028_SC A_million_m3_Before Competition Groups_18 | Pool Cover | 0.1601% | 0 | 0.52293 | Residential_2028_SC A_million_m3_Before Competition Groups_Pool Cover
Residential | Res ¦ Minimize Hot and Warm Clothes Wash | 2028 | SC A | million_m3 | Before Competition Groups | 0.42485 | 0 | 0 | 326.6279 | 0.0013007 | 19 | Residential_2028_SC A_million_m3_Before Competition Groups_19 | Minimize Hot and Warm Clothes Wash | 0.1301% | 0 | 0.42485 | Residential_2028_SC A_million_m3_Before Competition Groups_Minimize Hot and Warm Clothes Wash
Residential | Res ¦ Floor Insulation | 2028 | SC A | million_m3 | Before Competition Groups | 0.37203 | 0 | 0 | 326.6279 | 0.001139 | 20 | Residential_2028_SC A_million_m3_Before Competition Groups_20 | Floor Insulation | 0.1139% | 0 | 0.37203 | Residential_2028_SC A_million_m3_Before Competition Groups_Floor Insulation
Residential | Res ¦ Wall Insulation | 2028 | SC A | million_m3 | Before Competition Groups | 0.099407 | 0 | 0 | 326.6279 | 0.00030434 | 21 | Residential_2028_SC A_million_m3_Before Competition Groups_21 | Wall Insulation | 0.03043% | 0 | 0.099407 | Residential_2028_SC A_million_m3_Before Competition Groups_Wall Insulation
Residential | Res ¦ Clothes Drying Racks | 2028 | SC A | million_m3 | Before Competition Groups | 0.00039232 | 0 | 0 | 326.6279 | 1.2011e-06 | 22 | Residential_2028_SC A_million_m3_Before Competition Groups_22 | Clothes Drying Racks | 0.0001201% | 0 | 0.00039232 | Residential_2028_SC A_million_m3_Before Competition Groups_Clothes Drying Racks
Residential | Res ¦ Energy Star Clothes Washer | 2028 | SC A | million_m3 | Before Competition Groups | 0 | 0 | 0 | 326.6279 | 0 | 23 | Residential_2028_SC A_million_m3_Before Competition Groups_23 | Energy Star Clothes Washer | 0% | 0 | 0 | Residential_2028_SC A_million_m3_Before Competition Groups_Energy Star Clothes Washer
Residential | Res ¦ Water Heater Temperature Setback | 2028 | SC A | million_m3 | Before Competition Groups | 0 | 0 | 0 | 326.6279 | 0 | 24 | Residential_2028_SC A_million_m3_Before Competition Groups_24 | Water Heater Temperature Setback | 0% | 0 | 0 | Residential_2028_SC A_million_m3_Before Competition Groups_Water Heater Temperature Setback
Residential | Res ¦ Comprehensive Draft Proofing | 2028 | SC B | million_m3 | Before Competition Groups | 149.5892 | 0 | 0 | 800.9175 | 0.18677 | 1 | Residential_2028_SC B_million_m3_Before Competition Groups_1 | Comprehensive Draft Proofing | 18.68% | 0 | 149.5892 | Residential_2028_SC B_million_m3_Before Competition Groups_Comprehensive Draft Proofing
Residential | Res ¦ Adaptive Thermostat | 2028 | SC B | million_m3 | Before Competition Groups | 113.0674 | 0 | 0 | 800.9175 | 0.14117 | 2 | Residential_2028_SC B_million_m3_Before Competition Groups_2 | Adaptive Thermostat | 14.12% | 0 | 113.0674 | Residential_2028_SC B_million_m3_Before Competition Groups_Adaptive Thermostat
Residential | Res ¦ Air Sealing | 2028 | SC B | million_m3 | Before Competition Groups | 101.6509 | 0 | 0 | 800.9175 | 0.12692 | 3 | Residential_2028_SC B_million_m3_Before Competition Groups_3 | Air Sealing | 12.69% | 0 | 101.6509 | Residential_2028_SC B_million_m3_Before Competition Groups_Air Sealing
Residential | Res ¦ High Efficiency Condensing Furnace | 2028 | SC B | million_m3 | Before Competition Groups | 63.7012 | 0 | 0 | 800.9175 | 0.079535 | 4 | Residential_2028_SC B_million_m3_Before Competition Groups_4 | High Efficiency Condensing Furnace | 7.954% | 0 | 63.7012 | Residential_2028_SC B_million_m3_Before Competition Groups_High Efficiency Condensing Furnace
Residential | Res ¦ High Efficiency Fireplace with Pilotless Ignition | 2028 | SC B | million_m3 | Before Competition Groups | 61.7811 | 0 | 0 | 800.9175 | 0.077138 | 5 | Residential_2028_SC B_million_m3_Before Competition Groups_5 | High Efficiency Fireplace with Pilotless Ignition | 7.714% | 0 | 61.7811 | Residential_2028_SC B_million_m3_Before Competition Groups_High Efficiency Fireplace with Pilotless Ignition
Residential | Res ¦ Advanced BAS/Controllers | 2028 | SC B | million_m3 | Before Competition Groups | 61.6128 | 0 | 0 | 800.9175 | 0.076928 | 6 | Residential_2028_SC B_million_m3_Before Competition Groups_6 | Advanced BAS/Controllers | 7.693% | 0 | 61.6128 | Residential_2028_SC B_million_m3_Before Competition Groups_Advanced BAS/Controllers
Residential | Res ¦ Building Recommissioning, Operations and Maintenance (O&M) Improvements | 2028 | SC B | million_m3 | Before Competition Groups | 50.9152 | 0 | 0 | 800.9175 | 0.063571 | 7 | Residential_2028_SC B_million_m3_Before Competition Groups_7 | Building Recommissioning, Operations and Maintenance (O&M) Improvements | 6.357% | 0 | 50.9152 | Residential_2028_SC B_million_m3_Before Competition Groups_Building Recommissioning, Operations and Maintenance (O&M) Improvements
Residential | Res ¦ Condensing Make Up Air Unit | 2028 | SC B | million_m3 | Before Competition Groups | 30.6268 | 0 | 0 | 800.9175 | 0.03824 | 8 | Residential_2028_SC B_million_m3_Before Competition Groups_8 | Condensing Make Up Air Unit | 3.824% | 0 | 30.6268 | Residential_2028_SC B_million_m3_Before Competition Groups_Condensing Make Up Air Unit
Residential | Res ¦ Condensing Boiler | 2028 | SC B | million_m3 | Before Competition Groups | 28.8041 | 0 | 0 | 800.9175 | 0.035964 | 9 | Residential_2028_SC B_million_m3_Before Competition Groups_9 | Condensing Boiler | 3.596% | 0 | 28.8041 | Residential_2028_SC B_million_m3_Before Competition Groups_Condensing Boiler
Residential | Res ¦ Demand Control Ventilation | 2028 | SC B | million_m3 | Before Competition Groups | 27.615 | 0 | 0 | 800.9175 | 0.034479 | 10 | Residential_2028_SC B_million_m3_Before Competition Groups_10 | Demand Control Ventilation | 3.448% | 0 | 27.615 | Residential_2028_SC B_million_m3_Before Competition Groups_Demand Control Ventilation
Residential | Res ¦ Heat Recovery Ventilator | 2028 | SC B | million_m3 | Before Competition Groups | 26.1226 | 0 | 0 | 800.9175 | 0.032616 | 11 | Residential_2028_SC B_million_m3_Before Competition Groups_11 | Heat Recovery Ventilator | 3.262% | 0 | 26.1226 | Residential_2028_SC B_million_m3_Before Competition Groups_Heat Recovery Ventilator
Residential | Res ¦ Attic Insulation | 2028 | SC B | million_m3 | Before Competition Groups | 24.8202 | 0 | 0 | 800.9175 | 0.03099 | 12 | Residential_2028_SC B_million_m3_Before Competition Groups_12 | Attic Insulation | 3.099% | 0 | 24.8202 | Residential_2028_SC B_million_m3_Before Competition Groups_Attic Insulation
Residential | Res ¦ Basement Wall Insulation | 2028 | SC B | million_m3 | Before Competition Groups | 20.6338 | 0 | 0 | 800.9175 | 0.025763 | 13 | Residential_2028_SC B_million_m3_Before Competition Groups_13 | Basement Wall Insulation | 2.576% | 0 | 20.6338 | Residential_2028_SC B_million_m3_Before Competition Groups_Basement Wall Insulation
Residential | Res ¦ Pool Cover | 2028 | SC B | million_m3 | Before Competition Groups | 10.2866 | 0 | 0 | 800.9175 | 0.012844 | 14 | Residential_2028_SC B_million_m3_Before Competition Groups_14 | Pool Cover | 1.284% | 0 | 10.2866 | Residential_2028_SC B_million_m3_Before Competition Groups_Pool Cover
Residential | Res ¦ Floor Insulation | 2028 | SC B | million_m3 | Before Competition Groups | 8.1218 | 0 | 0 | 800.9175 | 0.010141 | 15 | Residential_2028_SC B_million_m3_Before Competition Groups_15 | Floor Insulation | 1.014% | 0 | 8.1218 | Residential_2028_SC B_million_m3_Before Competition Groups_Floor Insulation
Residential | Res ¦ Duct Insulation | 2028 | SC B | million_m3 | Before Competition Groups | 6.4018 | 0 | 0 | 800.9175 | 0.0079931 | 16 | Residential_2028_SC B_million_m3_Before Competition Groups_16 | Duct Insulation | 0.7993% | 0 | 6.4018 | Residential_2028_SC B_million_m3_Before Competition Groups_Duct Insulation
Residential | Res ¦ Duct Insulation MF | 2028 | SC B | million_m3 | Before Competition Groups | 5.8479 | 0 | 0 | 800.9175 | 0.0073016 | 17 | Residential_2028_SC B_million_m3_Before Competition Groups_17 | Duct Insulation MF | 0.7302% | 0 | 5.8479 | Residential_2028_SC B_million_m3_Before Competition Groups_Duct Insulation MF
Residential | Res ¦ Home Energy Reports | 2028 | SC B | million_m3 | Before Competition Groups | 4.1469 | 0 | 0 | 800.9175 | 0.0051776 | 18 | Residential_2028_SC B_million_m3_Before Competition Groups_18 | Home Energy Reports | 0.5178% | 0 | 4.1469 | Residential_2028_SC B_million_m3_Before Competition Groups_Home Energy Reports
Residential | Res ¦ Wall Insulation | 2028 | SC B | million_m3 | Before Competition Groups | 2.5069 | 0 | 0 | 800.9175 | 0.00313 | 19 | Residential_2028_SC B_million_m3_Before Competition Groups_19 | Wall Insulation | 0.313% | 0 | 2.5069 | Residential_2028_SC B_million_m3_Before Competition Groups_Wall Insulation
Residential | Res ¦ Wall Insulation MF | 2028 | SC B | million_m3 | Before Competition Groups | 1.2775 | 0 | 0 | 800.9175 | 0.0015951 | 20 | Residential_2028_SC B_million_m3_Before Competition Groups_20 | Wall Insulation MF | 0.1595% | 0 | 1.2775 | Residential_2028_SC B_million_m3_Before Competition Groups_Wall Insulation MF
Residential | Res ¦ Clothes Drying Racks | 2028 | SC B | million_m3 | Before Competition Groups | 0.96288 | 0 | 0 | 800.9175 | 0.0012022 | 21 | Residential_2028_SC B_million_m3_Before Competition Groups_21 | Clothes Drying Racks | 0.1202% | 0 | 0.96288 | Residential_2028_SC B_million_m3_Before Competition Groups_Clothes Drying Racks
Residential | Res ¦ Minimize Hot and Warm Clothes Wash | 2028 | SC B | million_m3 | Before Competition Groups | 0.42485 | 0 | 0 | 800.9175 | 0.00053045 | 22 | Residential_2028_SC B_million_m3_Before Competition Groups_22 | Minimize Hot and Warm Clothes Wash | 0.05305% | 0 | 0.42485 | Residential_2028_SC B_million_m3_Before Competition Groups_Minimize Hot and Warm Clothes Wash
Residential | Res ¦ Energy Star Clothes Washer | 2028 | SC B | million_m3 | Before Competition Groups | 0 | 0 | 0 | 800.9175 | 0 | 23 | Residential_2028_SC B_million_m3_Before Competition Groups_23 | Energy Star Clothes Washer | 0% | 0 | 0 | Residential_2028_SC B_million_m3_Before Competition Groups_Energy Star Clothes Washer
Residential | Res ¦ Water Heater Temperature Setback | 2028 | SC B | million_m3 | Before Competition Groups | 0 | 0 | 0 | 800.9175 | 0 | 24 | Residential_2028_SC B_million_m3_Before Competition Groups_24 | Water Heater Temperature Setback | 0% | 0 | 0 | Residential_2028_SC B_million_m3_Before Competition Groups_Water Heater Temperature Setback
Residential | Res ¦ Comprehensive Draft Proofing | 2028 | SC C | million_m3 | Before Competition Groups | 70.5877 | 0 | 0 | 404.1787 | 0.17464 | 1 | Residential_2028_SC C_million_m3_Before Competition Groups_1 | Comprehensive Draft Proofing | 17.46% | 0 | 70.5877 | Residential_2028_SC C_million_m3_Before Competition Groups_Comprehensive Draft Proofing
Residential | Res ¦ Adaptive Thermostat | 2028 | SC C | million_m3 | Before Competition Groups | 67.081 | 0 | 0 | 404.1787 | 0.16597 | 2 | Residential_2028_SC C_million_m3_Before Competition Groups_2 | Adaptive Thermostat | 16.6% | 0 | 67.081 | Residential_2028_SC C_million_m3_Before Competition Groups_Adaptive Thermostat
Residential | Res ¦ High Efficiency Fireplace with Pilotless Ignition | 2028 | SC C | million_m3 | Before Competition Groups | 54.3146 | 0 | 0 | 404.1787 | 0.13438 | 3 | Residential_2028_SC C_million_m3_Before Competition Groups_3 | High Efficiency Fireplace with Pilotless Ignition | 13.44% | 0 | 54.3146 | Residential_2028_SC C_million_m3_Before Competition Groups_High Efficiency Fireplace with Pilotless Ignition
Residential | Res ¦ Air Sealing | 2028 | SC C | million_m3 | Before Competition Groups | 51.0763 | 0 | 0 | 404.1787 | 0.12637 | 4 | Residential_2028_SC C_million_m3_Before Competition Groups_4 | Air Sealing | 12.64% | 0 | 51.0763 | Residential_2028_SC C_million_m3_Before Competition Groups_Air Sealing
Residential | Res ¦ Advanced BAS/Controllers | 2028 | SC C | million_m3 | Before Competition Groups | 29.0741 | 0 | 0 | 404.1787 | 0.071934 | 5 | Residential_2028_SC C_million_m3_Before Competition Groups_5 | Advanced BAS/Controllers | 7.193% | 0 | 29.0741 | Residential_2028_SC C_million_m3_Before Competition Groups_Advanced BAS/Controllers
Residential | Res ¦ Building Recommissioning, Operations and Maintenance (O&M) Improvements | 2028 | SC C | million_m3 | Before Competition Groups | 24.0258 | 0 | 0 | 404.1787 | 0.059443 | 6 | Residential_2028_SC C_million_m3_Before Competition Groups_6 | Building Recommissioning, Operations and Maintenance (O&M) Improvements | 5.944% | 0 | 24.0258 | Residential_2028_SC C_million_m3_Before Competition Groups_Building Recommissioning, Operations and Maintenance (O&M) Improvements
Residential | Res ¦ Condensing Make Up Air Unit | 2028 | SC C | million_m3 | Before Competition Groups | 21.5509 | 0 | 0 | 404.1787 | 0.05332 | 7 | Residential_2028_SC C_million_m3_Before Competition Groups_7 | Condensing Make Up Air Unit | 5.332% | 0 | 21.5509 | Residential_2028_SC C_million_m3_Before Competition Groups_Condensing Make Up Air Unit
Residential | Res ¦ Basement Wall Insulation | 2028 | SC C | million_m3 | Before Competition Groups | 20.638 | 0 | 0 | 404.1787 | 0.051062 | 8 | Residential_2028_SC C_million_m3_Before Competition Groups_8 | Basement Wall Insulation | 5.106% | 0 | 20.638 | Residential_2028_SC C_million_m3_Before Competition Groups_Basement Wall Insulation
Residential | Res ¦ Attic Insulation | 2028 | SC C | million_m3 | Before Competition Groups | 19.2428 | 0 | 0 | 404.1787 | 0.04761 | 9 | Residential_2028_SC C_million_m3_Before Competition Groups_9 | Attic Insulation | 4.761% | 0 | 19.2428 | Residential_2028_SC C_million_m3_Before Competition Groups_Attic Insulation
Residential | Res ¦ Demand Control Ventilation | 2028 | SC C | million_m3 | Before Competition Groups | 13.0316 | 0 | 0 | 404.1787 | 0.032242 | 10 | Residential_2028_SC C_million_m3_Before Competition Groups_10 | Demand Control Ventilation | 3.224% | 0 | 13.0316 | Residential_2028_SC C_million_m3_Before Competition Groups_Demand Control Ventilation
Residential | Res ¦ Condensing Boiler | 2028 | SC C | million_m3 | Before Competition Groups | 9.7683 | 0 | 0 | 404.1787 | 0.024168 | 11 | Residential_2028_SC C_million_m3_Before Competition Groups_11 | Condensing Boiler | 2.417% | 0 | 9.7683 | Residential_2028_SC C_million_m3_Before Competition Groups_Condensing Boiler
Residential | Res ¦ High Efficiency Condensing Furnace | 2028 | SC C | million_m3 | Before Competition Groups | 9.3914 | 0 | 0 | 404.1787 | 0.023236 | 12 | Residential_2028_SC C_million_m3_Before Competition Groups_12 | High Efficiency Condensing Furnace | 2.324% | 0 | 9.3914 | Residential_2028_SC C_million_m3_Before Competition Groups_High Efficiency Condensing Furnace
Residential | Res ¦ Heat Recovery Ventilator | 2028 | SC C | million_m3 | Before Competition Groups | 4.2901 | 0 | 0 | 404.1787 | 0.010614 | 13 | Residential_2028_SC C_million_m3_Before Competition Groups_13 | Heat Recovery Ventilator | 1.061% | 0 | 4.2901 | Residential_2028_SC C_million_m3_Before Competition Groups_Heat Recovery Ventilator
Residential | Res ¦ Home Energy Reports | 2028 | SC C | million_m3 | Before Competition Groups | 4.1469 | 0 | 0 | 404.1787 | 0.01026 | 14 | Residential_2028_SC C_million_m3_Before Competition Groups_14 | Home Energy Reports | 1.026% | 0 | 4.1469 | Residential_2028_SC C_million_m3_Before Competition Groups_Home Energy Reports
Residential | Res ¦ Duct Insulation MF | 2028 | SC C | million_m3 | Before Competition Groups | 1.71 | 0 | 0 | 404.1787 | 0.0042308 | 15 | Residential_2028_SC C_million_m3_Before Competition Groups_15 | Duct Insulation MF | 0.4231% | 0 | 1.71 | Residential_2028_SC C_million_m3_Before Competition Groups_Duct Insulation MF
Residential | Res ¦ Wall Insulation MF | 2028 | SC C | million_m3 | Before Competition Groups | 1.2776 | 0 | 0 | 404.1787 | 0.003161 | 16 | Residential_2028_SC C_million_m3_Before Competition Groups_16 | Wall Insulation MF | 0.3161% | 0 | 1.2776 | Residential_2028_SC C_million_m3_Before Competition Groups_Wall Insulation MF
Residential | Res ¦ Pool Cover | 2028 | SC C | million_m3 | Before Competition Groups | 0.92672 | 0 | 0 | 404.1787 | 0.0022929 | 17 | Residential_2028_SC C_million_m3_Before Competition Groups_17 | Pool Cover | 0.2293% | 0 | 0.92672 | Residential_2028_SC C_million_m3_Before Competition Groups_Pool Cover
Residential | Res ¦ Duct Insulation | 2028 | SC C | million_m3 | Before Competition Groups | 0.81775 | 0 | 0 | 404.1787 | 0.0020232 | 18 | Residential_2028_SC C_million_m3_Before Competition Groups_18 | Duct Insulation | 0.2023% | 0 | 0.81775 | Residential_2028_SC C_million_m3_Before Competition Groups_Duct Insulation
Residential | Res ¦ Floor Insulation | 2028 | SC C | million_m3 | Before Competition Groups | 0.63042 | 0 | 0 | 404.1787 | 0.0015598 | 19 | Residential_2028_SC C_million_m3_Before Competition Groups_19 | Floor Insulation | 0.156% | 0 | 0.63042 | Residential_2028_SC C_million_m3_Before Competition Groups_Floor Insulation
Residential | Res ¦ Minimize Hot and Warm Clothes Wash | 2028 | SC C | million_m3 | Before Competition Groups | 0.42485 | 0 | 0 | 404.1787 | 0.0010511 | 20 | Residential_2028_SC C_million_m3_Before Competition Groups_20 | Minimize Hot and Warm Clothes Wash | 0.1051% | 0 | 0.42485 | Residential_2028_SC C_million_m3_Before Competition Groups_Minimize Hot and Warm Clothes Wash
Residential | Res ¦ Wall Insulation | 2028 | SC C | million_m3 | Before Competition Groups | 0.17144 | 0 | 0 | 404.1787 | 0.00042417 | 21 | Residential_2028_SC C_million_m3_Before Competition Groups_21 | Wall Insulation | 0.04242% | 0 | 0.17144 | Residential_2028_SC C_million_m3_Before Competition Groups_Wall Insulation
Residential | Res ¦ Clothes Drying Racks | 2028 | SC C | million_m3 | Before Competition Groups | 0.00039232 | 0 | 0 | 404.1787 | 9.7066e-07 | 22 | Residential_2028_SC C_million_m3_Before Competition Groups_22 | Clothes Drying Racks | 9.707e-05% | 0 | 0.00039232 | Residential_2028_SC C_million_m3_Before Competition Groups_Clothes Drying Racks
Residential | Res ¦ Energy Star Clothes Washer | 2028 | SC C | million_m3 | Before Competition Groups | 0 | 0 | 0 | 404.1787 | 0 | 23 | Residential_2028_SC C_million_m3_Before Competition Groups_23 | Energy Star Clothes Washer | 0% | 0 | 0 | Residential_2028_SC C_million_m3_Before Competition Groups_Energy Star Clothes Washer
Residential | Res ¦ Water Heater Temperature Setback | 2028 | SC C | million_m3 | Before Competition Groups | 0 | 0 | 0 | 404.1787 | 0 | 24 | Residential_2028_SC C_million_m3_Before Competition Groups_24 | Water Heater Temperature Setback | 0% | 0 | 0 | Residential_2028_SC C_million_m3_Before Competition Groups_Water Heater Temperature Setback
Residential | Res ¦ Air Sealing | 2028 | Technical | million_m3 | Before Competition Groups | 592.621 | 0 | 0 | 3684.8889 | 0.16082 | 1 | Residential_2028_Technical_million_m3_Before Competition Groups_1 | Air Sealing | 16.08% | 0 | 592.621 | Residential_2028_Technical_million_m3_Before Competition Groups_Air Sealing
Residential | Res ¦ Adaptive Thermostat | 2028 | Technical | million_m3 | Before Competition Groups | 497.0468 | 0 | 0 | 3684.8889 | 0.13489 | 2 | Residential_2028_Technical_million_m3_Before Competition Groups_2 | Adaptive Thermostat | 13.49% | 0 | 497.0468 | Residential_2028_Technical_million_m3_Before Competition Groups_Adaptive Thermostat
Residential | Res ¦ Energy Star Windows | 2028 | Technical | million_m3 | Before Competition Groups | 225.488 | 0 | 0 | 3684.8889 | 0.061193 | 3 | Residential_2028_Technical_million_m3_Before Competition Groups_3 | Energy Star Windows | 6.119% | 0 | 225.488 | Residential_2028_Technical_million_m3_Before Competition Groups_Energy Star Windows
Residential | Res ¦ Comprehensive Draft Proofing | 2028 | Technical | million_m3 | Before Competition Groups | 178.4638 | 0 | 0 | 3684.8889 | 0.048431 | 4 | Residential_2028_Technical_million_m3_Before Competition Groups_4 | Comprehensive Draft Proofing | 4.843% | 0 | 178.4638 | Residential_2028_Technical_million_m3_Before Competition Groups_Comprehensive Draft Proofing
Residential | Res ¦ Wall Insulation | 2028 | Technical | million_m3 | Before Competition Groups | 163.8612 | 0 | 0 | 3684.8889 | 0.044468 | 5 | Residential_2028_Technical_million_m3_Before Competition Groups_5 | Wall Insulation | 4.447% | 0 | 163.8612 | Residential_2028_Technical_million_m3_Before Competition Groups_Wall Insulation
Residential | Res ¦ Condensing Storage Water Heater | 2028 | Technical | million_m3 | Before Competition Groups | 159.0418 | 0 | 0 | 3684.8889 | 0.043161 | 6 | Residential_2028_Technical_million_m3_Before Competition Groups_6 | Condensing Storage Water Heater | 4.316% | 0 | 159.0418 | Residential_2028_Technical_million_m3_Before Competition Groups_Condensing Storage Water Heater
Residential | Res ¦ Attic Insulation | 2028 | Technical | million_m3 | Before Competition Groups | 144.6981 | 0 | 0 | 3684.8889 | 0.039268 | 7 | Residential_2028_Technical_million_m3_Before Competition Groups_7 | Attic Insulation | 3.927% | 0 | 144.6981 | Residential_2028_Technical_million_m3_Before Competition Groups_Attic Insulation
Residential | Res ¦ DHW Recirculation Systems | 2028 | Technical | million_m3 | Before Competition Groups | 136.9014 | 0 | 0 | 3684.8889 | 0.037152 | 8 | Residential_2028_Technical_million_m3_Before Competition Groups_8 | DHW Recirculation Systems | 3.715% | 0 | 136.9014 | Residential_2028_Technical_million_m3_Before Competition Groups_DHW Recirculation Systems
Residential | Res ¦ Tankless Water Heater | 2028 | Technical | million_m3 | Before Competition Groups | 133.8068 | 0 | 0 | 3684.8889 | 0.036312 | 9 | Residential_2028_Technical_million_m3_Before Competition Groups_9 | Tankless Water Heater | 3.631% | 0 | 133.8068 | Residential_2028_Technical_million_m3_Before Competition Groups_Tankless Water Heater
Residential | Res ¦ Basement or Crawlspace Insulation | 2028 | Technical | million_m3 | Before Competition Groups | 122.9157 | 0 | 0 | 3684.8889 | 0.033357 | 10 | Residential_2028_Technical_million_m3_Before Competition Groups_10 | Basement or Crawlspace Insulation | 3.336% | 0 | 122.9157 | Residential_2028_Technical_million_m3_Before Competition Groups_Basement or Crawlspace Insulation
Residential | Res ¦ Basement Wall Insulation | 2028 | Technical | million_m3 | Before Competition Groups | 120.2831 | 0 | 0 | 3684.8889 | 0.032642 | 11 | Residential_2028_Technical_million_m3_Before Competition Groups_11 | Basement Wall Insulation | 3.264% | 0 | 120.2831 | Residential_2028_Technical_million_m3_Before Competition Groups_Basement Wall Insulation
Residential | Res ¦ Condensing Boiler | 2028 | Technical | million_m3 | Before Competition Groups | 114.57 | 0 | 0 | 3684.8889 | 0.031092 | 12 | Residential_2028_Technical_million_m3_Before Competition Groups_12 | Condensing Boiler | 3.109% | 0 | 114.57 | Residential_2028_Technical_million_m3_Before Competition Groups_Condensing Boiler
Residential | Res ¦ Heat Recovery Ventilator | 2028 | Technical | million_m3 | Before Competition Groups | 89.3655 | 0 | 0 | 3684.8889 | 0.024252 | 13 | Residential_2028_Technical_million_m3_Before Competition Groups_13 | Heat Recovery Ventilator | 2.425% | 0 | 89.3655 | Residential_2028_Technical_million_m3_Before Competition Groups_Heat Recovery Ventilator
Residential | Res ¦ High Efficiency Storage Water Heater | 2028 | Technical | million_m3 | Before Competition Groups | 88.8072 | 0 | 0 | 3684.8889 | 0.0241 | 14 | Residential_2028_Technical_million_m3_Before Competition Groups_14 | High Efficiency Storage Water Heater | 2.41% | 0 | 88.8072 | Residential_2028_Technical_million_m3_Before Competition Groups_High Efficiency Storage Water Heater
Residential | Res ¦ High Efficiency Condensing Furnace | 2028 | Technical | million_m3 | Before Competition Groups | 87.1061 | 0 | 0 | 3684.8889 | 0.023639 | 15 | Residential_2028_Technical_million_m3_Before Competition Groups_15 | High Efficiency Condensing Furnace | 2.364% | 0 | 87.1061 | Residential_2028_Technical_million_m3_Before Competition Groups_High Efficiency Condensing Furnace
Residential | Res ¦ High Efficiency Fireplace with Pilotless Ignition | 2028 | Technical | million_m3 | Before Competition Groups | 84.9938 | 0 | 0 | 3684.8889 | 0.023065 | 16 | Residential_2028_Technical_million_m3_Before Competition Groups_16 | High Efficiency Fireplace with Pilotless Ignition | 2.307% | 0 | 84.9938 | Residential_2028_Technical_million_m3_Before Competition Groups_High Efficiency Fireplace with Pilotless Ignition
Residential | Res ¦ Window Film | 2028 | Technical | million_m3 | Before Competition Groups | 84.5624 | 0 | 0 | 3684.8889 | 0.022948 | 17 | Residential_2028_Technical_million_m3_Before Competition Groups_17 | Window Film | 2.295% | 0 | 84.5624 | Residential_2028_Technical_million_m3_Before Competition Groups_Window Film
Residential | Res ¦ Furnace Tune Up | 2028 | Technical | million_m3 | Before Competition Groups | 81.7365 | 0 | 0 | 3684.8889 | 0.022182 | 18 | Residential_2028_Technical_million_m3_Before Competition Groups_18 | Furnace Tune Up | 2.218% | 0 | 81.7365 | Residential_2028_Technical_million_m3_Before Competition Groups_Furnace Tune Up
Residential | Res ¦ Advanced BAS/Controllers | 2028 | Technical | million_m3 | Before Competition Groups | 73.5067 | 0 | 0 | 3684.8889 | 0.019948 | 19 | Residential_2028_Technical_million_m3_Before Competition Groups_19 | Advanced BAS/Controllers | 1.995% | 0 | 73.5067 | Residential_2028_Technical_million_m3_Before Competition Groups_Advanced BAS/Controllers
Residential | Res ¦ Ceiling Insulation | 2028 | Technical | million_m3 | Before Competition Groups | 60.9044 | 0 | 0 | 3684.8889 | 0.016528 | 20 | Residential_2028_Technical_million_m3_Before Competition Groups_20 | Ceiling Insulation | 1.653% | 0 | 60.9044 | Residential_2028_Technical_million_m3_Before Competition Groups_Ceiling Insulation
Residential | Res ¦ Building Recommissioning, Operations and Maintenance (O&M) Improvements | 2028 | Technical | million_m3 | Before Competition Groups | 60.7432 | 0 | 0 | 3684.8889 | 0.016484 | 21 | Residential_2028_Technical_million_m3_Before Competition Groups_21 | Building Recommissioning, Operations and Maintenance (O&M) Improvements | 1.648% | 0 | 60.7432 | Residential_2028_Technical_million_m3_Before Competition Groups_Building Recommissioning, Operations and Maintenance (O&M) Improvements
Residential | Res ¦ Condensing Make Up Air Unit | 2028 | Technical | million_m3 | Before Competition Groups | 58.3506 | 0 | 0 | 3684.8889 | 0.015835 | 22 | Residential_2028_Technical_million_m3_Before Competition Groups_22 | Condensing Make Up Air Unit | 1.584% | 0 | 58.3506 | Residential_2028_Technical_million_m3_Before Competition Groups_Condensing Make Up Air Unit
Residential | Res ¦ Duct Insulation MF | 2028 | Technical | million_m3 | Before Competition Groups | 48.0693 | 0 | 0 | 3684.8889 | 0.013045 | 23 | Residential_2028_Technical_million_m3_Before Competition Groups_23 | Duct Insulation MF | 1.304% | 0 | 48.0693 | Residential_2028_Technical_million_m3_Before Competition Groups_Duct Insulation MF
Residential | Res ¦ Floor Insulation | 2028 | Technical | million_m3 | Before Competition Groups | 47.3807 | 0 | 0 | 3684.8889 | 0.012858 | 24 | Residential_2028_Technical_million_m3_Before Competition Groups_24 | Floor Insulation | 1.286% | 0 | 47.3807 | Residential_2028_Technical_million_m3_Before Competition Groups_Floor Insulation
Residential | Res ¦ Duct Insulation | 2028 | Technical | million_m3 | Before Competition Groups | 45.0315 | 0 | 0 | 3684.8889 | 0.012221 | 25 | Residential_2028_Technical_million_m3_Before Competition Groups_25 | Duct Insulation | 1.222% | 0 | 45.0315 | Residential_2028_Technical_million_m3_Before Competition Groups_Duct Insulation
Residential | Res ¦ Solar Water Heating System | 2028 | Technical | million_m3 | Before Competition Groups | 39.4272 | 0 | 0 | 3684.8889 | 0.0107 | 26 | Residential_2028_Technical_million_m3_Before Competition Groups_26 | Solar Water Heating System | 1.07% | 0 | 39.4272 | Residential_2028_Technical_million_m3_Before Competition Groups_Solar Water Heating System
Residential | Res ¦ Demand Control Ventilation | 2028 | Technical | million_m3 | Before Competition Groups | 32.9473 | 0 | 0 | 3684.8889 | 0.0089412 | 27 | Residential_2028_Technical_million_m3_Before Competition Groups_27 | Demand Control Ventilation | 0.8941% | 0 | 32.9473 | Residential_2028_Technical_million_m3_Before Competition Groups_Demand Control Ventilation
Residential | Res ¦ Early Hot Water Heater Replacement | 2028 | Technical | million_m3 | Before Competition Groups | 26.8268 | 0 | 0 | 3684.8889 | 0.0072802 | 28 | Residential_2028_Technical_million_m3_Before Competition Groups_28 | Early Hot Water Heater Replacement | 0.728% | 0 | 26.8268 | Residential_2028_Technical_million_m3_Before Competition Groups_Early Hot Water Heater Replacement
Residential | Res ¦ Drain Water Heat Recovery | 2028 | Technical | million_m3 | Before Competition Groups | 22.8955 | 0 | 0 | 3684.8889 | 0.0062133 | 29 | Residential_2028_Technical_million_m3_Before Competition Groups_29 | Drain Water Heat Recovery | 0.6213% | 0 | 22.8955 | Residential_2028_Technical_million_m3_Before Competition Groups_Drain Water Heat Recovery
Residential | Res ¦ Home Energy Reports | 2028 | Technical | million_m3 | Before Competition Groups | 18.8557 | 0 | 0 | 3684.8889 | 0.005117 | 30 | Residential_2028_Technical_million_m3_Before Competition Groups_30 | Home Energy Reports | 0.5117% | 0 | 18.8557 | Residential_2028_Technical_million_m3_Before Competition Groups_Home Energy Reports
Residential | Res ¦ Pool Cover | 2028 | Technical | million_m3 | Before Competition Groups | 15.0037 | 0 | 0 | 3684.8889 | 0.0040717 | 31 | Residential_2028_Technical_million_m3_Before Competition Groups_31 | Pool Cover | 0.4072% | 0 | 15.0037 | Residential_2028_Technical_million_m3_Before Competition Groups_Pool Cover
Residential | Res ¦ High Efficiency Gas Pool Heater | 2028 | Technical | million_m3 | Before Competition Groups | 9.8077 | 0 | 0 | 3684.8889 | 0.0026616 | 32 | Residential_2028_Technical_million_m3_Before Competition Groups_32 | High Efficiency Gas Pool Heater | 0.2662% | 0 | 9.8077 | Residential_2028_Technical_million_m3_Before Competition Groups_High Efficiency Gas Pool Heater
Residential | Res ¦ Wall Insulation MF | 2028 | Technical | million_m3 | Before Competition Groups | 7.4463 | 0 | 0 | 3684.8889 | 0.0020208 | 33 | Residential_2028_Technical_million_m3_Before Competition Groups_33 | Wall Insulation MF | 0.2021% | 0 | 7.4463 | Residential_2028_Technical_million_m3_Before Competition Groups_Wall Insulation MF
Residential | Res ¦ Water Heater Temperature Setback | 2028 | Technical | million_m3 | Before Competition Groups | 6.6764 | 0 | 0 | 3684.8889 | 0.0018118 | 34 | Residential_2028_Technical_million_m3_Before Competition Groups_34 | Water Heater Temperature Setback | 0.1812% | 0 | 6.6764 | Residential_2028_Technical_million_m3_Before Competition Groups_Water Heater Temperature Setback
Residential | Res ¦ Energy Star Clothes Dryer | 2028 | Technical | million_m3 | Before Competition Groups | 1.6364 | 0 | 0 | 3684.8889 | 0.00044407 | 35 | Residential_2028_Technical_million_m3_Before Competition Groups_35 | Energy Star Clothes Dryer | 0.04441% | 0 | 1.6364 | Residential_2028_Technical_million_m3_Before Competition Groups_Energy Star Clothes Dryer
Residential | Res ¦ Clothes Drying Racks | 2028 | Technical | million_m3 | Before Competition Groups | 1.1507 | 0 | 0 | 3684.8889 | 0.00031229 | 36 | Residential_2028_Technical_million_m3_Before Competition Groups_36 | Clothes Drying Racks | 0.03123% | 0 | 1.1507 | Residential_2028_Technical_million_m3_Before Competition Groups_Clothes Drying Racks
Residential | Res ¦ Minimize Hot and Warm Clothes Wash | 2028 | Technical | million_m3 | Before Competition Groups | 0.99639 | 0 | 0 | 3684.8889 | 0.0002704 | 37 | Residential_2028_Technical_million_m3_Before Competition Groups_37 | Minimize Hot and Warm Clothes Wash | 0.02704% | 0 | 0.99639 | Residential_2028_Technical_million_m3_Before Competition Groups_Minimize Hot and Warm Clothes Wash
Residential | Res ¦ Energy Star Clothes Washer | 2028 | Technical | million_m3 | Before Competition Groups | 0.84606 | 0 | 0 | 3684.8889 | 0.0002296 | 38 | Residential_2028_Technical_million_m3_Before Competition Groups_38 | Energy Star Clothes Washer | 0.02296% | 0 | 0.84606 | Residential_2028_Technical_million_m3_Before Competition Groups_Energy Star Clothes Washer
Residential | Res ¦ Solar Water Preheat (Pools/DHW) | 2028 | Technical | million_m3 | Before Competition Groups | 0.11735 | 0 | 0 | 3684.8889 | 3.1848e-05 | 39 | Residential_2028_Technical_million_m3_Before Competition Groups_39 | Solar Water Preheat (Pools/DHW) | 0.003185% | 0 | 0.11735 | Residential_2028_Technical_million_m3_Before Competition Groups_Solar Water Preheat (Pools/DHW)
Residential | Res ¦ Air Sealing | 2029 | Economic | million_m3 | Before Competition Groups | 583.2576 | 0 | 0 | 2253.6739 | 0.2588 | 1 | Residential_2029_Economic_million_m3_Before Competition Groups_1 | Air Sealing | 25.88% | 0 | 583.2576 | Residential_2029_Economic_million_m3_Before Competition Groups_Air Sealing
Residential | Res ¦ Adaptive Thermostat | 2029 | Economic | million_m3 | Before Competition Groups | 497.4138 | 0 | 0 | 2253.6739 | 0.22071 | 2 | Residential_2029_Economic_million_m3_Before Competition Groups_2 | Adaptive Thermostat | 22.07% | 0 | 497.4138 | Residential_2029_Economic_million_m3_Before Competition Groups_Adaptive Thermostat
Residential | Res ¦ Comprehensive Draft Proofing | 2029 | Economic | million_m3 | Before Competition Groups | 175.6441 | 0 | 0 | 2253.6739 | 0.077937 | 3 | Residential_2029_Economic_million_m3_Before Competition Groups_3 | Comprehensive Draft Proofing | 7.794% | 0 | 175.6441 | Residential_2029_Economic_million_m3_Before Competition Groups_Comprehensive Draft Proofing
Residential | Res ¦ Attic Insulation | 2029 | Economic | million_m3 | Before Competition Groups | 142.4119 | 0 | 0 | 2253.6739 | 0.063191 | 4 | Residential_2029_Economic_million_m3_Before Competition Groups_4 | Attic Insulation | 6.319% | 0 | 142.4119 | Residential_2029_Economic_million_m3_Before Competition Groups_Attic Insulation
Residential | Res ¦ Basement Wall Insulation | 2029 | Economic | million_m3 | Before Competition Groups | 118.3826 | 0 | 0 | 2253.6739 | 0.052529 | 5 | Residential_2029_Economic_million_m3_Before Competition Groups_5 | Basement Wall Insulation | 5.253% | 0 | 118.3826 | Residential_2029_Economic_million_m3_Before Competition Groups_Basement Wall Insulation
Residential | Res ¦ Heat Recovery Ventilator | 2029 | Economic | million_m3 | Before Competition Groups | 97.3699 | 0 | 0 | 2253.6739 | 0.043205 | 6 | Residential_2029_Economic_million_m3_Before Competition Groups_6 | Heat Recovery Ventilator | 4.32% | 0 | 97.3699 | Residential_2029_Economic_million_m3_Before Competition Groups_Heat Recovery Ventilator
Residential | Res ¦ High Efficiency Fireplace with Pilotless Ignition | 2029 | Economic | million_m3 | Before Competition Groups | 91.8648 | 0 | 0 | 2253.6739 | 0.040762 | 7 | Residential_2029_Economic_million_m3_Before Competition Groups_7 | High Efficiency Fireplace with Pilotless Ignition | 4.076% | 0 | 91.8648 | Residential_2029_Economic_million_m3_Before Competition Groups_High Efficiency Fireplace with Pilotless Ignition
Residential | Res ¦ High Efficiency Condensing Furnace | 2029 | Economic | million_m3 | Before Competition Groups | 83.2594 | 0 | 0 | 2253.6739 | 0.036944 | 8 | Residential_2029_Economic_million_m3_Before Competition Groups_8 | High Efficiency Condensing Furnace | 3.694% | 0 | 83.2594 | Residential_2029_Economic_million_m3_Before Competition Groups_High Efficiency Condensing Furnace
Residential | Res ¦ Advanced BAS/Controllers | 2029 | Economic | million_m3 | Before Competition Groups | 72.3453 | 0 | 0 | 2253.6739 | 0.032101 | 9 | Residential_2029_Economic_million_m3_Before Competition Groups_9 | Advanced BAS/Controllers | 3.21% | 0 | 72.3453 | Residential_2029_Economic_million_m3_Before Competition Groups_Advanced BAS/Controllers
Residential | Res ¦ Condensing Boiler | 2029 | Economic | million_m3 | Before Competition Groups | 65.9915 | 0 | 0 | 2253.6739 | 0.029282 | 10 | Residential_2029_Economic_million_m3_Before Competition Groups_10 | Condensing Boiler | 2.928% | 0 | 65.9915 | Residential_2029_Economic_million_m3_Before Competition Groups_Condensing Boiler
Residential | Res ¦ Condensing Make Up Air Unit | 2029 | Economic | million_m3 | Before Competition Groups | 63.1169 | 0 | 0 | 2253.6739 | 0.028006 | 11 | Residential_2029_Economic_million_m3_Before Competition Groups_11 | Condensing Make Up Air Unit | 2.801% | 0 | 63.1169 | Residential_2029_Economic_million_m3_Before Competition Groups_Condensing Make Up Air Unit
Residential | Res ¦ Building Recommissioning, Operations and Maintenance (O&M) Improvements | 2029 | Economic | million_m3 | Before Competition Groups | 59.7835 | 0 | 0 | 2253.6739 | 0.026527 | 12 | Residential_2029_Economic_million_m3_Before Competition Groups_12 | Building Recommissioning, Operations and Maintenance (O&M) Improvements | 2.653% | 0 | 59.7835 | Residential_2029_Economic_million_m3_Before Competition Groups_Building Recommissioning, Operations and Maintenance (O&M) Improvements
Residential | Res ¦ Floor Insulation | 2029 | Economic | million_m3 | Before Competition Groups | 46.6321 | 0 | 0 | 2253.6739 | 0.020692 | 13 | Residential_2029_Economic_million_m3_Before Competition Groups_13 | Floor Insulation | 2.069% | 0 | 46.6321 | Residential_2029_Economic_million_m3_Before Competition Groups_Floor Insulation
Residential | Res ¦ Duct Insulation | 2029 | Economic | million_m3 | Before Competition Groups | 41.378 | 0 | 0 | 2253.6739 | 0.01836 | 14 | Residential_2029_Economic_million_m3_Before Competition Groups_14 | Duct Insulation | 1.836% | 0 | 41.378 | Residential_2029_Economic_million_m3_Before Competition Groups_Duct Insulation
Residential | Res ¦ Duct Insulation MF | 2029 | Economic | million_m3 | Before Competition Groups | 33.5628 | 0 | 0 | 2253.6739 | 0.014892 | 15 | Residential_2029_Economic_million_m3_Before Competition Groups_15 | Duct Insulation MF | 1.489% | 0 | 33.5628 | Residential_2029_Economic_million_m3_Before Competition Groups_Duct Insulation MF
Residential | Res ¦ Demand Control Ventilation | 2029 | Economic | million_m3 | Before Competition Groups | 32.4268 | 0 | 0 | 2253.6739 | 0.014388 | 16 | Residential_2029_Economic_million_m3_Before Competition Groups_16 | Demand Control Ventilation | 1.439% | 0 | 32.4268 | Residential_2029_Economic_million_m3_Before Competition Groups_Demand Control Ventilation
Residential | Res ¦ Pool Cover | 2029 | Economic | million_m3 | Before Competition Groups | 14.7666 | 0 | 0 | 2253.6739 | 0.0065522 | 17 | Residential_2029_Economic_million_m3_Before Competition Groups_17 | Pool Cover | 0.6552% | 0 | 14.7666 | Residential_2029_Economic_million_m3_Before Competition Groups_Pool Cover
Residential | Res ¦ Wall Insulation | 2029 | Economic | million_m3 | Before Competition Groups | 14.3922 | 0 | 0 | 2253.6739 | 0.0063861 | 18 | Residential_2029_Economic_million_m3_Before Competition Groups_18 | Wall Insulation | 0.6386% | 0 | 14.3922 | Residential_2029_Economic_million_m3_Before Competition Groups_Wall Insulation
Residential | Res ¦ Home Energy Reports | 2029 | Economic | million_m3 | Before Competition Groups | 10.2325 | 0 | 0 | 2253.6739 | 0.0045404 | 19 | Residential_2029_Economic_million_m3_Before Competition Groups_19 | Home Energy Reports | 0.454% | 0 | 10.2325 | Residential_2029_Economic_million_m3_Before Competition Groups_Home Energy Reports
Residential | Res ¦ Wall Insulation MF | 2029 | Economic | million_m3 | Before Competition Groups | 7.3286 | 0 | 0 | 2253.6739 | 0.0032519 | 20 | Residential_2029_Economic_million_m3_Before Competition Groups_20 | Wall Insulation MF | 0.3252% | 0 | 7.3286 | Residential_2029_Economic_million_m3_Before Competition Groups_Wall Insulation MF
Residential | Res ¦ Clothes Drying Racks | 2029 | Economic | million_m3 | Before Competition Groups | 1.1326 | 0 | 0 | 2253.6739 | 0.00050254 | 21 | Residential_2029_Economic_million_m3_Before Competition Groups_21 | Clothes Drying Racks | 0.05025% | 0 | 1.1326 | Residential_2029_Economic_million_m3_Before Competition Groups_Clothes Drying Racks
Residential | Res ¦ Minimize Hot and Warm Clothes Wash | 2029 | Economic | million_m3 | Before Competition Groups | 0.98065 | 0 | 0 | 2253.6739 | 0.00043513 | 22 | Residential_2029_Economic_million_m3_Before Competition Groups_22 | Minimize Hot and Warm Clothes Wash | 0.04351% | 0 | 0.98065 | Residential_2029_Economic_million_m3_Before Competition Groups_Minimize Hot and Warm Clothes Wash
Residential | Res ¦ Energy Star Clothes Washer | 2029 | Economic | million_m3 | Before Competition Groups | 0 | 0 | 0 | 2253.6739 | 0 | 23 | Residential_2029_Economic_million_m3_Before Competition Groups_23 | Energy Star Clothes Washer | 0% | 0 | 0 | Residential_2029_Economic_million_m3_Before Competition Groups_Energy Star Clothes Washer
Residential | Res ¦ Water Heater Temperature Setback | 2029 | Economic | million_m3 | Before Competition Groups | 0 | 0 | 0 | 2253.6739 | 0 | 24 | Residential_2029_Economic_million_m3_Before Competition Groups_24 | Water Heater Temperature Setback | 0% | 0 | 0 | Residential_2029_Economic_million_m3_Before Competition Groups_Water Heater Temperature Setback
Residential | Res ¦ Comprehensive Draft Proofing | 2029 | SC A | million_m3 | Before Competition Groups | 76.2222 | 0 | 0 | 368.1114 | 0.20706 | 1 | Residential_2029_SC A_million_m3_Before Competition Groups_1 | Comprehensive Draft Proofing | 20.71% | 0 | 76.2222 | Residential_2029_SC A_million_m3_Before Competition Groups_Comprehensive Draft Proofing
Residential | Res ¦ Adaptive Thermostat | 2029 | SC A | million_m3 | Before Competition Groups | 59.4802 | 0 | 0 | 368.1114 | 0.16158 | 2 | Residential_2029_SC A_million_m3_Before Competition Groups_2 | Adaptive Thermostat | 16.16% | 0 | 59.4802 | Residential_2029_SC A_million_m3_Before Competition Groups_Adaptive Thermostat
Residential | Res ¦ High Efficiency Fireplace with Pilotless Ignition | 2029 | SC A | million_m3 | Before Competition Groups | 46.1943 | 0 | 0 | 368.1114 | 0.12549 | 3 | Residential_2029_SC A_million_m3_Before Competition Groups_3 | High Efficiency Fireplace with Pilotless Ignition | 12.55% | 0 | 46.1943 | Residential_2029_SC A_million_m3_Before Competition Groups_High Efficiency Fireplace with Pilotless Ignition
Residential | Res ¦ Air Sealing | 2029 | SC A | million_m3 | Before Competition Groups | 41.6243 | 0 | 0 | 368.1114 | 0.11308 | 4 | Residential_2029_SC A_million_m3_Before Competition Groups_4 | Air Sealing | 11.31% | 0 | 41.6243 | Residential_2029_SC A_million_m3_Before Competition Groups_Air Sealing
Residential | Res ¦ Advanced BAS/Controllers | 2029 | SC A | million_m3 | Before Competition Groups | 33.0521 | 0 | 0 | 368.1114 | 0.089788 | 5 | Residential_2029_SC A_million_m3_Before Competition Groups_5 | Advanced BAS/Controllers | 8.979% | 0 | 33.0521 | Residential_2029_SC A_million_m3_Before Competition Groups_Advanced BAS/Controllers
Residential | Res ¦ Building Recommissioning, Operations and Maintenance (O&M) Improvements | 2029 | SC A | million_m3 | Before Competition Groups | 27.2895 | 0 | 0 | 368.1114 | 0.074134 | 6 | Residential_2029_SC A_million_m3_Before Competition Groups_6 | Building Recommissioning, Operations and Maintenance (O&M) Improvements | 7.413% | 0 | 27.2895 | Residential_2029_SC A_million_m3_Before Competition Groups_Building Recommissioning, Operations and Maintenance (O&M) Improvements
Residential | Res ¦ Condensing Make Up Air Unit | 2029 | SC A | million_m3 | Before Competition Groups | 18.4174 | 0 | 0 | 368.1114 | 0.050032 | 7 | Residential_2029_SC A_million_m3_Before Competition Groups_7 | Condensing Make Up Air Unit | 5.003% | 0 | 18.4174 | Residential_2029_SC A_million_m3_Before Competition Groups_Condensing Make Up Air Unit
Residential | Res ¦ Basement Wall Insulation | 2029 | SC A | million_m3 | Before Competition Groups | 17.114 | 0 | 0 | 368.1114 | 0.046491 | 8 | Residential_2029_SC A_million_m3_Before Competition Groups_8 | Basement Wall Insulation | 4.649% | 0 | 17.114 | Residential_2029_SC A_million_m3_Before Competition Groups_Basement Wall Insulation
Residential | Res ¦ Attic Insulation | 2029 | SC A | million_m3 | Before Competition Groups | 11.5608 | 0 | 0 | 368.1114 | 0.031406 | 9 | Residential_2029_SC A_million_m3_Before Competition Groups_9 | Attic Insulation | 3.141% | 0 | 11.5608 | Residential_2029_SC A_million_m3_Before Competition Groups_Attic Insulation
Residential | Res ¦ Demand Control Ventilation | 2029 | SC A | million_m3 | Before Competition Groups | 9.5343 | 0 | 0 | 368.1114 | 0.025901 | 10 | Residential_2029_SC A_million_m3_Before Competition Groups_10 | Demand Control Ventilation | 2.59% | 0 | 9.5343 | Residential_2029_SC A_million_m3_Before Competition Groups_Demand Control Ventilation
Residential | Res ¦ Condensing Boiler | 2029 | SC A | million_m3 | Before Competition Groups | 8.1569 | 0 | 0 | 368.1114 | 0.022159 | 11 | Residential_2029_SC A_million_m3_Before Competition Groups_11 | Condensing Boiler | 2.216% | 0 | 8.1569 | Residential_2029_SC A_million_m3_Before Competition Groups_Condensing Boiler
Residential | Res ¦ High Efficiency Condensing Furnace | 2029 | SC A | million_m3 | Before Competition Groups | 6.2181 | 0 | 0 | 368.1114 | 0.016892 | 12 | Residential_2029_SC A_million_m3_Before Competition Groups_12 | High Efficiency Condensing Furnace | 1.689% | 0 | 6.2181 | Residential_2029_SC A_million_m3_Before Competition Groups_High Efficiency Condensing Furnace
Residential | Res ¦ Home Energy Reports | 2029 | SC A | million_m3 | Before Competition Groups | 5.3003 | 0 | 0 | 368.1114 | 0.014399 | 13 | Residential_2029_SC A_million_m3_Before Competition Groups_13 | Home Energy Reports | 1.44% | 0 | 5.3003 | Residential_2029_SC A_million_m3_Before Competition Groups_Home Energy Reports
Residential | Res ¦ Heat Recovery Ventilator | 2029 | SC A | million_m3 | Before Competition Groups | 3.1463 | 0 | 0 | 368.1114 | 0.0085471 | 14 | Residential_2029_SC A_million_m3_Before Competition Groups_14 | Heat Recovery Ventilator | 0.8547% | 0 | 3.1463 | Residential_2029_SC A_million_m3_Before Competition Groups_Heat Recovery Ventilator
Residential | Res ¦ Wall Insulation MF | 2029 | SC A | million_m3 | Before Competition Groups | 1.339 | 0 | 0 | 368.1114 | 0.0036376 | 15 | Residential_2029_SC A_million_m3_Before Competition Groups_15 | Wall Insulation MF | 0.3638% | 0 | 1.339 | Residential_2029_SC A_million_m3_Before Competition Groups_Wall Insulation MF
Residential | Res ¦ Duct Insulation MF | 2029 | SC A | million_m3 | Before Competition Groups | 1.3012 | 0 | 0 | 368.1114 | 0.0035347 | 16 | Residential_2029_SC A_million_m3_Before Competition Groups_16 | Duct Insulation MF | 0.3535% | 0 | 1.3012 | Residential_2029_SC A_million_m3_Before Competition Groups_Duct Insulation MF
Residential | Res ¦ Pool Cover | 2029 | SC A | million_m3 | Before Competition Groups | 0.59134 | 0 | 0 | 368.1114 | 0.0016064 | 17 | Residential_2029_SC A_million_m3_Before Competition Groups_17 | Pool Cover | 0.1606% | 0 | 0.59134 | Residential_2029_SC A_million_m3_Before Competition Groups_Pool Cover
Residential | Res ¦ Duct Insulation | 2029 | SC A | million_m3 | Before Competition Groups | 0.58921 | 0 | 0 | 368.1114 | 0.0016006 | 18 | Residential_2029_SC A_million_m3_Before Competition Groups_18 | Duct Insulation | 0.1601% | 0 | 0.58921 | Residential_2029_SC A_million_m3_Before Competition Groups_Duct Insulation
Residential | Res ¦ Minimize Hot and Warm Clothes Wash | 2029 | SC A | million_m3 | Before Competition Groups | 0.46733 | 0 | 0 | 368.1114 | 0.0012695 | 19 | Residential_2029_SC A_million_m3_Before Competition Groups_19 | Minimize Hot and Warm Clothes Wash | 0.127% | 0 | 0.46733 | Residential_2029_SC A_million_m3_Before Competition Groups_Minimize Hot and Warm Clothes Wash
Residential | Res ¦ Floor Insulation | 2029 | SC A | million_m3 | Before Competition Groups | 0.40468 | 0 | 0 | 368.1114 | 0.0010994 | 20 | Residential_2029_SC A_million_m3_Before Competition Groups_20 | Floor Insulation | 0.1099% | 0 | 0.40468 | Residential_2029_SC A_million_m3_Before Competition Groups_Floor Insulation
Residential | Res ¦ Wall Insulation | 2029 | SC A | million_m3 | Before Competition Groups | 0.10764 | 0 | 0 | 368.1114 | 0.0002924 | 21 | Residential_2029_SC A_million_m3_Before Competition Groups_21 | Wall Insulation | 0.02924% | 0 | 0.10764 | Residential_2029_SC A_million_m3_Before Competition Groups_Wall Insulation
Residential | Res ¦ Clothes Drying Racks | 2029 | SC A | million_m3 | Before Competition Groups | 0.00043441 | 0 | 0 | 368.1114 | 1.1801e-06 | 22 | Residential_2029_SC A_million_m3_Before Competition Groups_22 | Clothes Drying Racks | 0.000118% | 0 | 0.00043441 | Residential_2029_SC A_million_m3_Before Competition Groups_Clothes Drying Racks
Residential | Res ¦ Energy Star Clothes Washer | 2029 | SC A | million_m3 | Before Competition Groups | 0 | 0 | 0 | 368.1114 | 0 | 23 | Residential_2029_SC A_million_m3_Before Competition Groups_23 | Energy Star Clothes Washer | 0% | 0 | 0 | Residential_2029_SC A_million_m3_Before Competition Groups_Energy Star Clothes Washer
Residential | Res ¦ Water Heater Temperature Setback | 2029 | SC A | million_m3 | Before Competition Groups | 0 | 0 | 0 | 368.1114 | 0 | 24 | Residential_2029_SC A_million_m3_Before Competition Groups_24 | Water Heater Temperature Setback | 0% | 0 | 0 | Residential_2029_SC A_million_m3_Before Competition Groups_Water Heater Temperature Setback
Residential | Res ¦ Comprehensive Draft Proofing | 2029 | SC B | million_m3 | Before Competition Groups | 158.8614 | 0 | 0 | 891.9061 | 0.17811 | 1 | Residential_2029_SC B_million_m3_Before Competition Groups_1 | Comprehensive Draft Proofing | 17.81% | 0 | 158.8614 | Residential_2029_SC B_million_m3_Before Competition Groups_Comprehensive Draft Proofing
Residential | Res ¦ Adaptive Thermostat | 2029 | SC B | million_m3 | Before Competition Groups | 128.5838 | 0 | 0 | 891.9061 | 0.14417 | 2 | Residential_2029_SC B_million_m3_Before Competition Groups_2 | Adaptive Thermostat | 14.42% | 0 | 128.5838 | Residential_2029_SC B_million_m3_Before Competition Groups_Adaptive Thermostat
Residential | Res ¦ Air Sealing | 2029 | SC B | million_m3 | Before Competition Groups | 116.4464 | 0 | 0 | 891.9061 | 0.13056 | 3 | Residential_2029_SC B_million_m3_Before Competition Groups_3 | Air Sealing | 13.06% | 0 | 116.4464 | Residential_2029_SC B_million_m3_Before Competition Groups_Air Sealing
Residential | Res ¦ High Efficiency Condensing Furnace | 2029 | SC B | million_m3 | Before Competition Groups | 70.718 | 0 | 0 | 891.9061 | 0.079289 | 4 | Residential_2029_SC B_million_m3_Before Competition Groups_4 | High Efficiency Condensing Furnace | 7.929% | 0 | 70.718 | Residential_2029_SC B_million_m3_Before Competition Groups_High Efficiency Condensing Furnace
Residential | Res ¦ High Efficiency Fireplace with Pilotless Ignition | 2029 | SC B | million_m3 | Before Competition Groups | 68.6348 | 0 | 0 | 891.9061 | 0.076953 | 5 | Residential_2029_SC B_million_m3_Before Competition Groups_5 | High Efficiency Fireplace with Pilotless Ignition | 7.695% | 0 | 68.6348 | Residential_2029_SC B_million_m3_Before Competition Groups_High Efficiency Fireplace with Pilotless Ignition
Residential | Res ¦ Advanced BAS/Controllers | 2029 | SC B | million_m3 | Before Competition Groups | 65.432 | 0 | 0 | 891.9061 | 0.073362 | 6 | Residential_2029_SC B_million_m3_Before Competition Groups_6 | Advanced BAS/Controllers | 7.336% | 0 | 65.432 | Residential_2029_SC B_million_m3_Before Competition Groups_Advanced BAS/Controllers
Residential | Res ¦ Building Recommissioning, Operations and Maintenance (O&M) Improvements | 2029 | SC B | million_m3 | Before Competition Groups | 54.0711 | 0 | 0 | 891.9061 | 0.060624 | 7 | Residential_2029_SC B_million_m3_Before Competition Groups_7 | Building Recommissioning, Operations and Maintenance (O&M) Improvements | 6.062% | 0 | 54.0711 | Residential_2029_SC B_million_m3_Before Competition Groups_Building Recommissioning, Operations and Maintenance (O&M) Improvements
Residential | Res ¦ Condensing Make Up Air Unit | 2029 | SC B | million_m3 | Before Competition Groups | 35.485 | 0 | 0 | 891.9061 | 0.039786 | 8 | Residential_2029_SC B_million_m3_Before Competition Groups_8 | Condensing Make Up Air Unit | 3.979% | 0 | 35.485 | Residential_2029_SC B_million_m3_Before Competition Groups_Condensing Make Up Air Unit
Residential | Res ¦ Condensing Boiler | 2029 | SC B | million_m3 | Before Competition Groups | 34.2078 | 0 | 0 | 891.9061 | 0.038354 | 9 | Residential_2029_SC B_million_m3_Before Competition Groups_9 | Condensing Boiler | 3.835% | 0 | 34.2078 | Residential_2029_SC B_million_m3_Before Competition Groups_Condensing Boiler
Residential | Res ¦ Heat Recovery Ventilator | 2029 | SC B | million_m3 | Before Competition Groups | 32.1937 | 0 | 0 | 891.9061 | 0.036095 | 10 | Residential_2029_SC B_million_m3_Before Competition Groups_10 | Heat Recovery Ventilator | 3.61% | 0 | 32.1937 | Residential_2029_SC B_million_m3_Before Competition Groups_Heat Recovery Ventilator
Residential | Res ¦ Demand Control Ventilation | 2029 | SC B | million_m3 | Before Competition Groups | 29.3269 | 0 | 0 | 891.9061 | 0.032881 | 11 | Residential_2029_SC B_million_m3_Before Competition Groups_11 | Demand Control Ventilation | 3.288% | 0 | 29.3269 | Residential_2029_SC B_million_m3_Before Competition Groups_Demand Control Ventilation
Residential | Res ¦ Attic Insulation | 2029 | SC B | million_m3 | Before Competition Groups | 28.4328 | 0 | 0 | 891.9061 | 0.031879 | 12 | Residential_2029_SC B_million_m3_Before Competition Groups_12 | Attic Insulation | 3.188% | 0 | 28.4328 | Residential_2029_SC B_million_m3_Before Competition Groups_Attic Insulation
Residential | Res ¦ Basement Wall Insulation | 2029 | SC B | million_m3 | Before Competition Groups | 23.6372 | 0 | 0 | 891.9061 | 0.026502 | 13 | Residential_2029_SC B_million_m3_Before Competition Groups_13 | Basement Wall Insulation | 2.65% | 0 | 23.6372 | Residential_2029_SC B_million_m3_Before Competition Groups_Basement Wall Insulation
Residential | Res ¦ Pool Cover | 2029 | SC B | million_m3 | Before Competition Groups | 11.3576 | 0 | 0 | 891.9061 | 0.012734 | 14 | Residential_2029_SC B_million_m3_Before Competition Groups_14 | Pool Cover | 1.273% | 0 | 11.3576 | Residential_2029_SC B_million_m3_Before Competition Groups_Pool Cover
Residential | Res ¦ Floor Insulation | 2029 | SC B | million_m3 | Before Competition Groups | 9.3038 | 0 | 0 | 891.9061 | 0.010431 | 15 | Residential_2029_SC B_million_m3_Before Competition Groups_15 | Floor Insulation | 1.043% | 0 | 9.3038 | Residential_2029_SC B_million_m3_Before Competition Groups_Floor Insulation
Residential | Res ¦ Duct Insulation | 2029 | SC B | million_m3 | Before Competition Groups | 7.389 | 0 | 0 | 891.9061 | 0.0082845 | 16 | Residential_2029_SC B_million_m3_Before Competition Groups_16 | Duct Insulation | 0.8284% | 0 | 7.389 | Residential_2029_SC B_million_m3_Before Competition Groups_Duct Insulation
Residential | Res ¦ Duct Insulation MF | 2029 | SC B | million_m3 | Before Competition Groups | 6.6991 | 0 | 0 | 891.9061 | 0.007511 | 17 | Residential_2029_SC B_million_m3_Before Competition Groups_17 | Duct Insulation MF | 0.7511% | 0 | 6.6991 | Residential_2029_SC B_million_m3_Before Competition Groups_Duct Insulation MF
Residential | Res ¦ Home Energy Reports | 2029 | SC B | million_m3 | Before Competition Groups | 5.3003 | 0 | 0 | 891.9061 | 0.0059426 | 18 | Residential_2029_SC B_million_m3_Before Competition Groups_18 | Home Energy Reports | 0.5943% | 0 | 5.3003 | Residential_2029_SC B_million_m3_Before Competition Groups_Home Energy Reports
Residential | Res ¦ Wall Insulation | 2029 | SC B | million_m3 | Before Competition Groups | 2.8717 | 0 | 0 | 891.9061 | 0.0032198 | 19 | Residential_2029_SC B_million_m3_Before Competition Groups_19 | Wall Insulation | 0.322% | 0 | 2.8717 | Residential_2029_SC B_million_m3_Before Competition Groups_Wall Insulation
Residential | Res ¦ Wall Insulation MF | 2029 | SC B | million_m3 | Before Competition Groups | 1.4635 | 0 | 0 | 891.9061 | 0.0016409 | 20 | Residential_2029_SC B_million_m3_Before Competition Groups_20 | Wall Insulation MF | 0.1641% | 0 | 1.4635 | Residential_2029_SC B_million_m3_Before Competition Groups_Wall Insulation MF
Residential | Res ¦ Clothes Drying Racks | 2029 | SC B | million_m3 | Before Competition Groups | 1.0228 | 0 | 0 | 891.9061 | 0.0011468 | 21 | Residential_2029_SC B_million_m3_Before Competition Groups_21 | Clothes Drying Racks | 0.1147% | 0 | 1.0228 | Residential_2029_SC B_million_m3_Before Competition Groups_Clothes Drying Racks
Residential | Res ¦ Minimize Hot and Warm Clothes Wash | 2029 | SC B | million_m3 | Before Competition Groups | 0.46733 | 0 | 0 | 891.9061 | 0.00052397 | 22 | Residential_2029_SC B_million_m3_Before Competition Groups_22 | Minimize Hot and Warm Clothes Wash | 0.0524% | 0 | 0.46733 | Residential_2029_SC B_million_m3_Before Competition Groups_Minimize Hot and Warm Clothes Wash
Residential | Res ¦ Energy Star Clothes Washer | 2029 | SC B | million_m3 | Before Competition Groups | 0 | 0 | 0 | 891.9061 | 0 | 23 | Residential_2029_SC B_million_m3_Before Competition Groups_23 | Energy Star Clothes Washer | 0% | 0 | 0 | Residential_2029_SC B_million_m3_Before Competition Groups_Energy Star Clothes Washer
Residential | Res ¦ Water Heater Temperature Setback | 2029 | SC B | million_m3 | Before Competition Groups | 0 | 0 | 0 | 891.9061 | 0 | 24 | Residential_2029_SC B_million_m3_Before Competition Groups_24 | Water Heater Temperature Setback | 0% | 0 | 0 | Residential_2029_SC B_million_m3_Before Competition Groups_Water Heater Temperature Setback
Residential | Res ¦ Comprehensive Draft Proofing | 2029 | SC C | million_m3 | Before Competition Groups | 80.2458 | 0 | 0 | 459.8097 | 0.17452 | 1 | Residential_2029_SC C_million_m3_Before Competition Groups_1 | Comprehensive Draft Proofing | 17.45% | 0 | 80.2458 | Residential_2029_SC C_million_m3_Before Competition Groups_Comprehensive Draft Proofing
Residential | Res ¦ Adaptive Thermostat | 2029 | SC C | million_m3 | Before Competition Groups | 75.7532 | 0 | 0 | 459.8097 | 0.16475 | 2 | Residential_2029_SC C_million_m3_Before Competition Groups_2 | Adaptive Thermostat | 16.47% | 0 | 75.7532 | Residential_2029_SC C_million_m3_Before Competition Groups_Adaptive Thermostat
Residential | Res ¦ High Efficiency Fireplace with Pilotless Ignition | 2029 | SC C | million_m3 | Before Competition Groups | 60.6139 | 0 | 0 | 459.8097 | 0.13182 | 3 | Residential_2029_SC C_million_m3_Before Competition Groups_3 | High Efficiency Fireplace with Pilotless Ignition | 13.18% | 0 | 60.6139 | Residential_2029_SC C_million_m3_Before Competition Groups_High Efficiency Fireplace with Pilotless Ignition
Residential | Res ¦ Air Sealing | 2029 | SC C | million_m3 | Before Competition Groups | 57.6662 | 0 | 0 | 459.8097 | 0.12541 | 4 | Residential_2029_SC C_million_m3_Before Competition Groups_4 | Air Sealing | 12.54% | 0 | 57.6662 | Residential_2029_SC C_million_m3_Before Competition Groups_Air Sealing
Residential | Res ¦ Advanced BAS/Controllers | 2029 | SC C | million_m3 | Before Competition Groups | 33.0521 | 0 | 0 | 459.8097 | 0.071882 | 5 | Residential_2029_SC C_million_m3_Before Competition Groups_5 | Advanced BAS/Controllers | 7.188% | 0 | 33.0521 | Residential_2029_SC C_million_m3_Before Competition Groups_Advanced BAS/Controllers
Residential | Res ¦ Building Recommissioning, Operations and Maintenance (O&M) Improvements | 2029 | SC C | million_m3 | Before Competition Groups | 27.3131 | 0 | 0 | 459.8097 | 0.059401 | 6 | Residential_2029_SC C_million_m3_Before Competition Groups_6 | Building Recommissioning, Operations and Maintenance (O&M) Improvements | 5.94% | 0 | 27.3131 | Residential_2029_SC C_million_m3_Before Competition Groups_Building Recommissioning, Operations and Maintenance (O&M) Improvements
Residential | Res ¦ Condensing Make Up Air Unit | 2029 | SC C | million_m3 | Before Competition Groups | 25.2102 | 0 | 0 | 459.8097 | 0.054828 | 7 | Residential_2029_SC C_million_m3_Before Competition Groups_7 | Condensing Make Up Air Unit | 5.483% | 0 | 25.2102 | Residential_2029_SC C_million_m3_Before Competition Groups_Condensing Make Up Air Unit
Residential | Res ¦ Basement Wall Insulation | 2029 | SC C | million_m3 | Before Competition Groups | 23.642 | 0 | 0 | 459.8097 | 0.051417 | 8 | Residential_2029_SC C_million_m3_Before Competition Groups_8 | Basement Wall Insulation | 5.142% | 0 | 23.642 | Residential_2029_SC C_million_m3_Before Competition Groups_Basement Wall Insulation
Residential | Res ¦ Attic Insulation | 2029 | SC C | million_m3 | Before Competition Groups | 21.9331 | 0 | 0 | 459.8097 | 0.0477 | 9 | Residential_2029_SC C_million_m3_Before Competition Groups_9 | Attic Insulation | 4.77% | 0 | 21.9331 | Residential_2029_SC C_million_m3_Before Competition Groups_Attic Insulation
Residential | Res ¦ Demand Control Ventilation | 2029 | SC C | million_m3 | Before Competition Groups | 14.8147 | 0 | 0 | 459.8097 | 0.032219 | 10 | Residential_2029_SC C_million_m3_Before Competition Groups_10 | Demand Control Ventilation | 3.222% | 0 | 14.8147 | Residential_2029_SC C_million_m3_Before Competition Groups_Demand Control Ventilation
Residential | Res ¦ Condensing Boiler | 2029 | SC C | million_m3 | Before Competition Groups | 11.6349 | 0 | 0 | 459.8097 | 0.025304 | 11 | Residential_2029_SC C_million_m3_Before Competition Groups_11 | Condensing Boiler | 2.53% | 0 | 11.6349 | Residential_2029_SC C_million_m3_Before Competition Groups_Condensing Boiler
Residential | Res ¦ High Efficiency Condensing Furnace | 2029 | SC C | million_m3 | Before Competition Groups | 10.5663 | 0 | 0 | 459.8097 | 0.02298 | 12 | Residential_2029_SC C_million_m3_Before Competition Groups_12 | High Efficiency Condensing Furnace | 2.298% | 0 | 10.5663 | Residential_2029_SC C_million_m3_Before Competition Groups_High Efficiency Condensing Furnace
Residential | Res ¦ Heat Recovery Ventilator | 2029 | SC C | million_m3 | Before Competition Groups | 5.3701 | 0 | 0 | 459.8097 | 0.011679 | 13 | Residential_2029_SC C_million_m3_Before Competition Groups_13 | Heat Recovery Ventilator | 1.168% | 0 | 5.3701 | Residential_2029_SC C_million_m3_Before Competition Groups_Heat Recovery Ventilator
Residential | Res ¦ Home Energy Reports | 2029 | SC C | million_m3 | Before Competition Groups | 5.3003 | 0 | 0 | 459.8097 | 0.011527 | 14 | Residential_2029_SC C_million_m3_Before Competition Groups_14 | Home Energy Reports | 1.153% | 0 | 5.3003 | Residential_2029_SC C_million_m3_Before Competition Groups_Home Energy Reports
Residential | Res ¦ Duct Insulation MF | 2029 | SC C | million_m3 | Before Competition Groups | 1.912 | 0 | 0 | 459.8097 | 0.0041582 | 15 | Residential_2029_SC C_million_m3_Before Competition Groups_15 | Duct Insulation MF | 0.4158% | 0 | 1.912 | Residential_2029_SC C_million_m3_Before Competition Groups_Duct Insulation MF
Residential | Res ¦ Wall Insulation MF | 2029 | SC C | million_m3 | Before Competition Groups | 1.4636 | 0 | 0 | 459.8097 | 0.003183 | 16 | Residential_2029_SC C_million_m3_Before Competition Groups_16 | Wall Insulation MF | 0.3183% | 0 | 1.4636 | Residential_2029_SC C_million_m3_Before Competition Groups_Wall Insulation MF
Residential | Res ¦ Pool Cover | 2029 | SC C | million_m3 | Before Competition Groups | 1.0468 | 0 | 0 | 459.8097 | 0.0022766 | 17 | Residential_2029_SC C_million_m3_Before Competition Groups_17 | Pool Cover | 0.2277% | 0 | 1.0468 | Residential_2029_SC C_million_m3_Before Competition Groups_Pool Cover
Residential | Res ¦ Duct Insulation | 2029 | SC C | million_m3 | Before Competition Groups | 0.91789 | 0 | 0 | 459.8097 | 0.0019962 | 18 | Residential_2029_SC C_million_m3_Before Competition Groups_18 | Duct Insulation | 0.1996% | 0 | 0.91789 | Residential_2029_SC C_million_m3_Before Competition Groups_Duct Insulation
Residential | Res ¦ Floor Insulation | 2029 | SC C | million_m3 | Before Competition Groups | 0.69717 | 0 | 0 | 459.8097 | 0.0015162 | 19 | Residential_2029_SC C_million_m3_Before Competition Groups_19 | Floor Insulation | 0.1516% | 0 | 0.69717 | Residential_2029_SC C_million_m3_Before Competition Groups_Floor Insulation
Residential | Res ¦ Minimize Hot and Warm Clothes Wash | 2029 | SC C | million_m3 | Before Competition Groups | 0.46733 | 0 | 0 | 459.8097 | 0.0010164 | 20 | Residential_2029_SC C_million_m3_Before Competition Groups_20 | Minimize Hot and Warm Clothes Wash | 0.1016% | 0 | 0.46733 | Residential_2029_SC C_million_m3_Before Competition Groups_Minimize Hot and Warm Clothes Wash
Residential | Res ¦ Wall Insulation | 2029 | SC C | million_m3 | Before Competition Groups | 0.18863 | 0 | 0 | 459.8097 | 0.00041025 | 21 | Residential_2029_SC C_million_m3_Before Competition Groups_21 | Wall Insulation | 0.04102% | 0 | 0.18863 | Residential_2029_SC C_million_m3_Before Competition Groups_Wall Insulation
Residential | Res ¦ Clothes Drying Racks | 2029 | SC C | million_m3 | Before Competition Groups | 0.00043441 | 0 | 0 | 459.8097 | 9.4477e-07 | 22 | Residential_2029_SC C_million_m3_Before Competition Groups_22 | Clothes Drying Racks | 9.448e-05% | 0 | 0.00043441 | Residential_2029_SC C_million_m3_Before Competition Groups_Clothes Drying Racks
Residential | Res ¦ Energy Star Clothes Washer | 2029 | SC C | million_m3 | Before Competition Groups | 0 | 0 | 0 | 459.8097 | 0 | 23 | Residential_2029_SC C_million_m3_Before Competition Groups_23 | Energy Star Clothes Washer | 0% | 0 | 0 | Residential_2029_SC C_million_m3_Before Competition Groups_Energy Star Clothes Washer
Residential | Res ¦ Water Heater Temperature Setback | 2029 | SC C | million_m3 | Before Competition Groups | 0 | 0 | 0 | 459.8097 | 0 | 24 | Residential_2029_SC C_million_m3_Before Competition Groups_24 | Water Heater Temperature Setback | 0% | 0 | 0 | Residential_2029_SC C_million_m3_Before Competition Groups_Water Heater Temperature Setback
Residential | Res ¦ Air Sealing | 2029 | Technical | million_m3 | Before Competition Groups | 583.2576 | 0 | 0 | 3716.3728 | 0.15694 | 1 | Residential_2029_Technical_million_m3_Before Competition Groups_1 | Air Sealing | 15.69% | 0 | 583.2576 | Residential_2029_Technical_million_m3_Before Competition Groups_Air Sealing
Residential | Res ¦ Adaptive Thermostat | 2029 | Technical | million_m3 | Before Competition Groups | 497.4138 | 0 | 0 | 3716.3728 | 0.13384 | 2 | Residential_2029_Technical_million_m3_Before Competition Groups_2 | Adaptive Thermostat | 13.38% | 0 | 497.4138 | Residential_2029_Technical_million_m3_Before Competition Groups_Adaptive Thermostat
Residential | Res ¦ Energy Star Windows | 2029 | Technical | million_m3 | Before Competition Groups | 221.9253 | 0 | 0 | 3716.3728 | 0.059716 | 3 | Residential_2029_Technical_million_m3_Before Competition Groups_3 | Energy Star Windows | 5.972% | 0 | 221.9253 | Residential_2029_Technical_million_m3_Before Competition Groups_Energy Star Windows
Residential | Res ¦ Comprehensive Draft Proofing | 2029 | Technical | million_m3 | Before Competition Groups | 175.6441 | 0 | 0 | 3716.3728 | 0.047262 | 4 | Residential_2029_Technical_million_m3_Before Competition Groups_4 | Comprehensive Draft Proofing | 4.726% | 0 | 175.6441 | Residential_2029_Technical_million_m3_Before Competition Groups_Comprehensive Draft Proofing
Residential | Res ¦ Condensing Storage Water Heater | 2029 | Technical | million_m3 | Before Competition Groups | 171.1869 | 0 | 0 | 3716.3728 | 0.046063 | 5 | Residential_2029_Technical_million_m3_Before Competition Groups_5 | Condensing Storage Water Heater | 4.606% | 0 | 171.1869 | Residential_2029_Technical_million_m3_Before Competition Groups_Condensing Storage Water Heater
Residential | Res ¦ Wall Insulation | 2029 | Technical | million_m3 | Before Competition Groups | 161.2722 | 0 | 0 | 3716.3728 | 0.043395 | 6 | Residential_2029_Technical_million_m3_Before Competition Groups_6 | Wall Insulation | 4.34% | 0 | 161.2722 | Residential_2029_Technical_million_m3_Before Competition Groups_Wall Insulation
Residential | Res ¦ Tankless Water Heater | 2029 | Technical | million_m3 | Before Competition Groups | 144.121 | 0 | 0 | 3716.3728 | 0.03878 | 7 | Residential_2029_Technical_million_m3_Before Competition Groups_7 | Tankless Water Heater | 3.878% | 0 | 144.121 | Residential_2029_Technical_million_m3_Before Competition Groups_Tankless Water Heater
Residential | Res ¦ Attic Insulation | 2029 | Technical | million_m3 | Before Competition Groups | 142.4119 | 0 | 0 | 3716.3728 | 0.03832 | 8 | Residential_2029_Technical_million_m3_Before Competition Groups_8 | Attic Insulation | 3.832% | 0 | 142.4119 | Residential_2029_Technical_million_m3_Before Competition Groups_Attic Insulation
Residential | Res ¦ DHW Recirculation Systems | 2029 | Technical | million_m3 | Before Competition Groups | 134.7383 | 0 | 0 | 3716.3728 | 0.036255 | 9 | Residential_2029_Technical_million_m3_Before Competition Groups_9 | DHW Recirculation Systems | 3.626% | 0 | 134.7383 | Residential_2029_Technical_million_m3_Before Competition Groups_DHW Recirculation Systems
Residential | Res ¦ Basement or Crawlspace Insulation | 2029 | Technical | million_m3 | Before Competition Groups | 120.9736 | 0 | 0 | 3716.3728 | 0.032552 | 10 | Residential_2029_Technical_million_m3_Before Competition Groups_10 | Basement or Crawlspace Insulation | 3.255% | 0 | 120.9736 | Residential_2029_Technical_million_m3_Before Competition Groups_Basement or Crawlspace Insulation
Residential | Res ¦ Condensing Boiler | 2029 | Technical | million_m3 | Before Competition Groups | 120.9071 | 0 | 0 | 3716.3728 | 0.032534 | 11 | Residential_2029_Technical_million_m3_Before Competition Groups_11 | Condensing Boiler | 3.253% | 0 | 120.9071 | Residential_2029_Technical_million_m3_Before Competition Groups_Condensing Boiler
Residential | Res ¦ Basement Wall Insulation | 2029 | Technical | million_m3 | Before Competition Groups | 118.3826 | 0 | 0 | 3716.3728 | 0.031854 | 12 | Residential_2029_Technical_million_m3_Before Competition Groups_12 | Basement Wall Insulation | 3.185% | 0 | 118.3826 | Residential_2029_Technical_million_m3_Before Competition Groups_Basement Wall Insulation
Residential | Res ¦ Heat Recovery Ventilator | 2029 | Technical | million_m3 | Before Competition Groups | 97.3699 | 0 | 0 | 3716.3728 | 0.0262 | 13 | Residential_2029_Technical_million_m3_Before Competition Groups_13 | Heat Recovery Ventilator | 2.62% | 0 | 97.3699 | Residential_2029_Technical_million_m3_Before Competition Groups_Heat Recovery Ventilator
Residential | Res ¦ High Efficiency Storage Water Heater | 2029 | Technical | million_m3 | Before Competition Groups | 95.6491 | 0 | 0 | 3716.3728 | 0.025737 | 14 | Residential_2029_Technical_million_m3_Before Competition Groups_14 | High Efficiency Storage Water Heater | 2.574% | 0 | 95.6491 | Residential_2029_Technical_million_m3_Before Competition Groups_High Efficiency Storage Water Heater
Residential | Res ¦ High Efficiency Condensing Furnace | 2029 | Technical | million_m3 | Before Competition Groups | 94.0046 | 0 | 0 | 3716.3728 | 0.025295 | 15 | Residential_2029_Technical_million_m3_Before Competition Groups_15 | High Efficiency Condensing Furnace | 2.529% | 0 | 94.0046 | Residential_2029_Technical_million_m3_Before Competition Groups_High Efficiency Condensing Furnace
Residential | Res ¦ High Efficiency Fireplace with Pilotless Ignition | 2029 | Technical | million_m3 | Before Competition Groups | 91.8648 | 0 | 0 | 3716.3728 | 0.024719 | 16 | Residential_2029_Technical_million_m3_Before Competition Groups_16 | High Efficiency Fireplace with Pilotless Ignition | 2.472% | 0 | 91.8648 | Residential_2029_Technical_million_m3_Before Competition Groups_High Efficiency Fireplace with Pilotless Ignition
Residential | Res ¦ Window Film | 2029 | Technical | million_m3 | Before Competition Groups | 83.2263 | 0 | 0 | 3716.3728 | 0.022394 | 17 | Residential_2029_Technical_million_m3_Before Competition Groups_17 | Window Film | 2.239% | 0 | 83.2263 | Residential_2029_Technical_million_m3_Before Competition Groups_Window Film
Residential | Res ¦ Furnace Tune Up | 2029 | Technical | million_m3 | Before Competition Groups | 80.445 | 0 | 0 | 3716.3728 | 0.021646 | 18 | Residential_2029_Technical_million_m3_Before Competition Groups_18 | Furnace Tune Up | 2.165% | 0 | 80.445 | Residential_2029_Technical_million_m3_Before Competition Groups_Furnace Tune Up
Residential | Res ¦ Advanced BAS/Controllers | 2029 | Technical | million_m3 | Before Competition Groups | 72.3453 | 0 | 0 | 3716.3728 | 0.019467 | 19 | Residential_2029_Technical_million_m3_Before Competition Groups_19 | Advanced BAS/Controllers | 1.947% | 0 | 72.3453 | Residential_2029_Technical_million_m3_Before Competition Groups_Advanced BAS/Controllers
Residential | Res ¦ Condensing Make Up Air Unit | 2029 | Technical | million_m3 | Before Competition Groups | 63.1169 | 0 | 0 | 3716.3728 | 0.016983 | 20 | Residential_2029_Technical_million_m3_Before Competition Groups_20 | Condensing Make Up Air Unit | 1.698% | 0 | 63.1169 | Residential_2029_Technical_million_m3_Before Competition Groups_Condensing Make Up Air Unit
Residential | Res ¦ Ceiling Insulation | 2029 | Technical | million_m3 | Before Competition Groups | 59.9421 | 0 | 0 | 3716.3728 | 0.016129 | 21 | Residential_2029_Technical_million_m3_Before Competition Groups_21 | Ceiling Insulation | 1.613% | 0 | 59.9421 | Residential_2029_Technical_million_m3_Before Competition Groups_Ceiling Insulation
Residential | Res ¦ Building Recommissioning, Operations and Maintenance (O&M) Improvements | 2029 | Technical | million_m3 | Before Competition Groups | 59.7835 | 0 | 0 | 3716.3728 | 0.016087 | 22 | Residential_2029_Technical_million_m3_Before Competition Groups_22 | Building Recommissioning, Operations and Maintenance (O&M) Improvements | 1.609% | 0 | 59.7835 | Residential_2029_Technical_million_m3_Before Competition Groups_Building Recommissioning, Operations and Maintenance (O&M) Improvements
Residential | Res ¦ Duct Insulation MF | 2029 | Technical | million_m3 | Before Competition Groups | 47.3098 | 0 | 0 | 3716.3728 | 0.01273 | 23 | Residential_2029_Technical_million_m3_Before Competition Groups_23 | Duct Insulation MF | 1.273% | 0 | 47.3098 | Residential_2029_Technical_million_m3_Before Competition Groups_Duct Insulation MF
Residential | Res ¦ Floor Insulation | 2029 | Technical | million_m3 | Before Competition Groups | 46.6321 | 0 | 0 | 3716.3728 | 0.012548 | 24 | Residential_2029_Technical_million_m3_Before Competition Groups_24 | Floor Insulation | 1.255% | 0 | 46.6321 | Residential_2029_Technical_million_m3_Before Competition Groups_Floor Insulation
Residential | Res ¦ Duct Insulation | 2029 | Technical | million_m3 | Before Competition Groups | 44.32 | 0 | 0 | 3716.3728 | 0.011926 | 25 | Residential_2029_Technical_million_m3_Before Competition Groups_25 | Duct Insulation | 1.193% | 0 | 44.32 | Residential_2029_Technical_million_m3_Before Competition Groups_Duct Insulation
Residential | Res ¦ Solar Water Heating System | 2029 | Technical | million_m3 | Before Competition Groups | 42.4664 | 0 | 0 | 3716.3728 | 0.011427 | 26 | Residential_2029_Technical_million_m3_Before Competition Groups_26 | Solar Water Heating System | 1.143% | 0 | 42.4664 | Residential_2029_Technical_million_m3_Before Competition Groups_Solar Water Heating System
Residential | Res ¦ Demand Control Ventilation | 2029 | Technical | million_m3 | Before Competition Groups | 32.4268 | 0 | 0 | 3716.3728 | 0.0087254 | 27 | Residential_2029_Technical_million_m3_Before Competition Groups_27 | Demand Control Ventilation | 0.8725% | 0 | 32.4268 | Residential_2029_Technical_million_m3_Before Competition Groups_Demand Control Ventilation
Residential | Res ¦ Early Hot Water Heater Replacement | 2029 | Technical | million_m3 | Before Competition Groups | 26.403 | 0 | 0 | 3716.3728 | 0.0071045 | 28 | Residential_2029_Technical_million_m3_Before Competition Groups_28 | Early Hot Water Heater Replacement | 0.7105% | 0 | 26.403 | Residential_2029_Technical_million_m3_Before Competition Groups_Early Hot Water Heater Replacement
Residential | Res ¦ Drain Water Heat Recovery | 2029 | Technical | million_m3 | Before Competition Groups | 22.5337 | 0 | 0 | 3716.3728 | 0.0060634 | 29 | Residential_2029_Technical_million_m3_Before Competition Groups_29 | Drain Water Heat Recovery | 0.6063% | 0 | 22.5337 | Residential_2029_Technical_million_m3_Before Competition Groups_Drain Water Heat Recovery
Residential | Res ¦ Home Energy Reports | 2029 | Technical | million_m3 | Before Competition Groups | 20.5457 | 0 | 0 | 3716.3728 | 0.0055284 | 30 | Residential_2029_Technical_million_m3_Before Competition Groups_30 | Home Energy Reports | 0.5528% | 0 | 20.5457 | Residential_2029_Technical_million_m3_Before Competition Groups_Home Energy Reports
Residential | Res ¦ Pool Cover | 2029 | Technical | million_m3 | Before Competition Groups | 14.7666 | 0 | 0 | 3716.3728 | 0.0039734 | 31 | Residential_2029_Technical_million_m3_Before Competition Groups_31 | Pool Cover | 0.3973% | 0 | 14.7666 | Residential_2029_Technical_million_m3_Before Competition Groups_Pool Cover
Residential | Res ¦ High Efficiency Gas Pool Heater | 2029 | Technical | million_m3 | Before Competition Groups | 10.1893 | 0 | 0 | 3716.3728 | 0.0027417 | 32 | Residential_2029_Technical_million_m3_Before Competition Groups_32 | High Efficiency Gas Pool Heater | 0.2742% | 0 | 10.1893 | Residential_2029_Technical_million_m3_Before Competition Groups_High Efficiency Gas Pool Heater
Residential | Res ¦ Wall Insulation MF | 2029 | Technical | million_m3 | Before Competition Groups | 7.3286 | 0 | 0 | 3716.3728 | 0.001972 | 33 | Residential_2029_Technical_million_m3_Before Competition Groups_33 | Wall Insulation MF | 0.1972% | 0 | 7.3286 | Residential_2029_Technical_million_m3_Before Competition Groups_Wall Insulation MF
Residential | Res ¦ Water Heater Temperature Setback | 2029 | Technical | million_m3 | Before Competition Groups | 6.5709 | 0 | 0 | 3716.3728 | 0.0017681 | 34 | Residential_2029_Technical_million_m3_Before Competition Groups_34 | Water Heater Temperature Setback | 0.1768% | 0 | 6.5709 | Residential_2029_Technical_million_m3_Before Competition Groups_Water Heater Temperature Setback
Residential | Res ¦ Energy Star Clothes Dryer | 2029 | Technical | million_m3 | Before Competition Groups | 1.766 | 0 | 0 | 3716.3728 | 0.0004752 | 35 | Residential_2029_Technical_million_m3_Before Competition Groups_35 | Energy Star Clothes Dryer | 0.04752% | 0 | 1.766 | Residential_2029_Technical_million_m3_Before Competition Groups_Energy Star Clothes Dryer
Residential | Res ¦ Clothes Drying Racks | 2029 | Technical | million_m3 | Before Competition Groups | 1.1326 | 0 | 0 | 3716.3728 | 0.00030475 | 36 | Residential_2029_Technical_million_m3_Before Competition Groups_36 | Clothes Drying Racks | 0.03047% | 0 | 1.1326 | Residential_2029_Technical_million_m3_Before Competition Groups_Clothes Drying Racks
Residential | Res ¦ Minimize Hot and Warm Clothes Wash | 2029 | Technical | million_m3 | Before Competition Groups | 0.98065 | 0 | 0 | 3716.3728 | 0.00026387 | 37 | Residential_2029_Technical_million_m3_Before Competition Groups_37 | Minimize Hot and Warm Clothes Wash | 0.02639% | 0 | 0.98065 | Residential_2029_Technical_million_m3_Before Competition Groups_Minimize Hot and Warm Clothes Wash
Residential | Res ¦ Energy Star Clothes Washer | 2029 | Technical | million_m3 | Before Competition Groups | 0.90345 | 0 | 0 | 3716.3728 | 0.0002431 | 38 | Residential_2029_Technical_million_m3_Before Competition Groups_38 | Energy Star Clothes Washer | 0.02431% | 0 | 0.90345 | Residential_2029_Technical_million_m3_Before Competition Groups_Energy Star Clothes Washer
Residential | Res ¦ Solar Water Preheat (Pools/DHW) | 2029 | Technical | million_m3 | Before Competition Groups | 0.1155 | 0 | 0 | 3716.3728 | 3.1079e-05 | 39 | Residential_2029_Technical_million_m3_Before Competition Groups_39 | Solar Water Preheat (Pools/DHW) | 0.003108% | 0 | 0.1155 | Residential_2029_Technical_million_m3_Before Competition Groups_Solar Water Preheat (Pools/DHW)
Residential | Res ¦ Air Sealing | 2030 | Economic | million_m3 | Before Competition Groups | 574.0421 | 0 | 0 | 2266.1601 | 0.25331 | 1 | Residential_2030_Economic_million_m3_Before Competition Groups_1 | Air Sealing | 25.33% | 0 | 574.0421 | Residential_2030_Economic_million_m3_Before Competition Groups_Air Sealing
Residential | Res ¦ Adaptive Thermostat | 2030 | Economic | million_m3 | Before Competition Groups | 497.824 | 0 | 0 | 2266.1601 | 0.21968 | 2 | Residential_2030_Economic_million_m3_Before Competition Groups_2 | Adaptive Thermostat | 21.97% | 0 | 497.824 | Residential_2030_Economic_million_m3_Before Competition Groups_Adaptive Thermostat
Residential | Res ¦ Comprehensive Draft Proofing | 2030 | Economic | million_m3 | Before Competition Groups | 172.8689 | 0 | 0 | 2266.1601 | 0.076283 | 3 | Residential_2030_Economic_million_m3_Before Competition Groups_3 | Comprehensive Draft Proofing | 7.628% | 0 | 172.8689 | Residential_2030_Economic_million_m3_Before Competition Groups_Comprehensive Draft Proofing
Residential | Res ¦ Attic Insulation | 2030 | Economic | million_m3 | Before Competition Groups | 140.1617 | 0 | 0 | 2266.1601 | 0.06185 | 4 | Residential_2030_Economic_million_m3_Before Competition Groups_4 | Attic Insulation | 6.185% | 0 | 140.1617 | Residential_2030_Economic_million_m3_Before Competition Groups_Attic Insulation
Residential | Res ¦ Basement Wall Insulation | 2030 | Economic | million_m3 | Before Competition Groups | 116.5122 | 0 | 0 | 2266.1601 | 0.051414 | 5 | Residential_2030_Economic_million_m3_Before Competition Groups_5 | Basement Wall Insulation | 5.141% | 0 | 116.5122 | Residential_2030_Economic_million_m3_Before Competition Groups_Basement Wall Insulation
Residential | Res ¦ Heat Recovery Ventilator | 2030 | Economic | million_m3 | Before Competition Groups | 105.3334 | 0 | 0 | 2266.1601 | 0.046481 | 6 | Residential_2030_Economic_million_m3_Before Competition Groups_6 | Heat Recovery Ventilator | 4.648% | 0 | 105.3334 | Residential_2030_Economic_million_m3_Before Competition Groups_Heat Recovery Ventilator
Residential | Res ¦ High Efficiency Fireplace with Pilotless Ignition | 2030 | Economic | million_m3 | Before Competition Groups | 98.5444 | 0 | 0 | 2266.1601 | 0.043485 | 7 | Residential_2030_Economic_million_m3_Before Competition Groups_7 | High Efficiency Fireplace with Pilotless Ignition | 4.349% | 0 | 98.5444 | Residential_2030_Economic_million_m3_Before Competition Groups_High Efficiency Fireplace with Pilotless Ignition
Residential | Res ¦ High Efficiency Condensing Furnace | 2030 | Economic | million_m3 | Before Competition Groups | 89.9208 | 0 | 0 | 2266.1601 | 0.03968 | 8 | Residential_2030_Economic_million_m3_Before Competition Groups_8 | High Efficiency Condensing Furnace | 3.968% | 0 | 89.9208 | Residential_2030_Economic_million_m3_Before Competition Groups_High Efficiency Condensing Furnace
Residential | Res ¦ Condensing Boiler | 2030 | Economic | million_m3 | Before Competition Groups | 71.2301 | 0 | 0 | 2266.1601 | 0.031432 | 9 | Residential_2030_Economic_million_m3_Before Competition Groups_9 | Condensing Boiler | 3.143% | 0 | 71.2301 | Residential_2030_Economic_million_m3_Before Competition Groups_Condensing Boiler
Residential | Res ¦ Advanced BAS/Controllers | 2030 | Economic | million_m3 | Before Competition Groups | 71.2023 | 0 | 0 | 2266.1601 | 0.03142 | 10 | Residential_2030_Economic_million_m3_Before Competition Groups_10 | Advanced BAS/Controllers | 3.142% | 0 | 71.2023 | Residential_2030_Economic_million_m3_Before Competition Groups_Advanced BAS/Controllers
Residential | Res ¦ Condensing Make Up Air Unit | 2030 | Economic | million_m3 | Before Competition Groups | 67.7426 | 0 | 0 | 2266.1601 | 0.029893 | 11 | Residential_2030_Economic_million_m3_Before Competition Groups_11 | Condensing Make Up Air Unit | 2.989% | 0 | 67.7426 | Residential_2030_Economic_million_m3_Before Competition Groups_Condensing Make Up Air Unit
Residential | Res ¦ Building Recommissioning, Operations and Maintenance (O&M) Improvements | 2030 | Economic | million_m3 | Before Competition Groups | 58.8389 | 0 | 0 | 2266.1601 | 0.025964 | 12 | Residential_2030_Economic_million_m3_Before Competition Groups_12 | Building Recommissioning, Operations and Maintenance (O&M) Improvements | 2.596% | 0 | 58.8389 | Residential_2030_Economic_million_m3_Before Competition Groups_Building Recommissioning, Operations and Maintenance (O&M) Improvements
Residential | Res ¦ Floor Insulation | 2030 | Economic | million_m3 | Before Competition Groups | 45.8953 | 0 | 0 | 2266.1601 | 0.020252 | 13 | Residential_2030_Economic_million_m3_Before Competition Groups_13 | Floor Insulation | 2.025% | 0 | 45.8953 | Residential_2030_Economic_million_m3_Before Competition Groups_Floor Insulation
Residential | Res ¦ Duct Insulation | 2030 | Economic | million_m3 | Before Competition Groups | 41.5316 | 0 | 0 | 2266.1601 | 0.018327 | 14 | Residential_2030_Economic_million_m3_Before Competition Groups_14 | Duct Insulation | 1.833% | 0 | 41.5316 | Residential_2030_Economic_million_m3_Before Competition Groups_Duct Insulation
Residential | Res ¦ Duct Insulation MF | 2030 | Economic | million_m3 | Before Competition Groups | 33.0325 | 0 | 0 | 2266.1601 | 0.014576 | 15 | Residential_2030_Economic_million_m3_Before Competition Groups_15 | Duct Insulation MF | 1.458% | 0 | 33.0325 | Residential_2030_Economic_million_m3_Before Competition Groups_Duct Insulation MF
Residential | Res ¦ Demand Control Ventilation | 2030 | Economic | million_m3 | Before Competition Groups | 31.9144 | 0 | 0 | 2266.1601 | 0.014083 | 16 | Residential_2030_Economic_million_m3_Before Competition Groups_16 | Demand Control Ventilation | 1.408% | 0 | 31.9144 | Residential_2030_Economic_million_m3_Before Competition Groups_Demand Control Ventilation
Residential | Res ¦ Pool Cover | 2030 | Economic | million_m3 | Before Competition Groups | 14.5333 | 0 | 0 | 2266.1601 | 0.0064132 | 17 | Residential_2030_Economic_million_m3_Before Competition Groups_17 | Pool Cover | 0.6413% | 0 | 14.5333 | Residential_2030_Economic_million_m3_Before Competition Groups_Pool Cover
Residential | Res ¦ Wall Insulation | 2030 | Economic | million_m3 | Before Competition Groups | 14.1648 | 0 | 0 | 2266.1601 | 0.0062506 | 18 | Residential_2030_Economic_million_m3_Before Competition Groups_18 | Wall Insulation | 0.6251% | 0 | 14.1648 | Residential_2030_Economic_million_m3_Before Competition Groups_Wall Insulation
Residential | Res ¦ Home Energy Reports | 2030 | Economic | million_m3 | Before Competition Groups | 11.5198 | 0 | 0 | 2266.1601 | 0.0050834 | 19 | Residential_2030_Economic_million_m3_Before Competition Groups_19 | Home Energy Reports | 0.5083% | 0 | 11.5198 | Residential_2030_Economic_million_m3_Before Competition Groups_Home Energy Reports
Residential | Res ¦ Wall Insulation MF | 2030 | Economic | million_m3 | Before Competition Groups | 7.2128 | 0 | 0 | 2266.1601 | 0.0031828 | 20 | Residential_2030_Economic_million_m3_Before Competition Groups_20 | Wall Insulation MF | 0.3183% | 0 | 7.2128 | Residential_2030_Economic_million_m3_Before Competition Groups_Wall Insulation MF
Residential | Res ¦ Clothes Drying Racks | 2030 | Economic | million_m3 | Before Competition Groups | 1.1147 | 0 | 0 | 2266.1601 | 0.00049187 | 21 | Residential_2030_Economic_million_m3_Before Competition Groups_21 | Clothes Drying Racks | 0.04919% | 0 | 1.1147 | Residential_2030_Economic_million_m3_Before Competition Groups_Clothes Drying Racks
Residential | Res ¦ Minimize Hot and Warm Clothes Wash | 2030 | Economic | million_m3 | Before Competition Groups | 0.96515 | 0 | 0 | 2266.1601 | 0.0004259 | 22 | Residential_2030_Economic_million_m3_Before Competition Groups_22 | Minimize Hot and Warm Clothes Wash | 0.04259% | 0 | 0.96515 | Residential_2030_Economic_million_m3_Before Competition Groups_Minimize Hot and Warm Clothes Wash
Residential | Res ¦ Energy Star Clothes Washer | 2030 | Economic | million_m3 | Before Competition Groups | 0.05432 | 0 | 0 | 2266.1601 | 2.397e-05 | 23 | Residential_2030_Economic_million_m3_Before Competition Groups_23 | Energy Star Clothes Washer | 0.002397% | 0 | 0.05432 | Residential_2030_Economic_million_m3_Before Competition Groups_Energy Star Clothes Washer
Residential | Res ¦ Water Heater Temperature Setback | 2030 | Economic | million_m3 | Before Competition Groups | 0 | 0 | 0 | 2266.1601 | 0 | 24 | Residential_2030_Economic_million_m3_Before Competition Groups_24 | Water Heater Temperature Setback | 0% | 0 | 0 | Residential_2030_Economic_million_m3_Before Competition Groups_Water Heater Temperature Setback
Residential | Res ¦ Comprehensive Draft Proofing | 2030 | SC A | million_m3 | Before Competition Groups | 85.3332 | 0 | 0 | 409.9037 | 0.20818 | 1 | Residential_2030_SC A_million_m3_Before Competition Groups_1 | Comprehensive Draft Proofing | 20.82% | 0 | 85.3332 | Residential_2030_SC A_million_m3_Before Competition Groups_Comprehensive Draft Proofing
Residential | Res ¦ Adaptive Thermostat | 2030 | SC A | million_m3 | Before Competition Groups | 65.8395 | 0 | 0 | 409.9037 | 0.16062 | 2 | Residential_2030_SC A_million_m3_Before Competition Groups_2 | Adaptive Thermostat | 16.06% | 0 | 65.8395 | Residential_2030_SC A_million_m3_Before Competition Groups_Adaptive Thermostat
Residential | Res ¦ High Efficiency Fireplace with Pilotless Ignition | 2030 | SC A | million_m3 | Before Competition Groups | 50.3485 | 0 | 0 | 409.9037 | 0.12283 | 3 | Residential_2030_SC A_million_m3_Before Competition Groups_3 | High Efficiency Fireplace with Pilotless Ignition | 12.28% | 0 | 50.3485 | Residential_2030_SC A_million_m3_Before Competition Groups_High Efficiency Fireplace with Pilotless Ignition
Residential | Res ¦ Air Sealing | 2030 | SC A | million_m3 | Before Competition Groups | 46.0415 | 0 | 0 | 409.9037 | 0.11232 | 4 | Residential_2030_SC A_million_m3_Before Competition Groups_4 | Air Sealing | 11.23% | 0 | 46.0415 | Residential_2030_SC A_million_m3_Before Competition Groups_Air Sealing
Residential | Res ¦ Advanced BAS/Controllers | 2030 | SC A | million_m3 | Before Competition Groups | 37.0182 | 0 | 0 | 409.9037 | 0.090309 | 5 | Residential_2030_SC A_million_m3_Before Competition Groups_5 | Advanced BAS/Controllers | 9.031% | 0 | 37.0182 | Residential_2030_SC A_million_m3_Before Competition Groups_Advanced BAS/Controllers
Residential | Res ¦ Building Recommissioning, Operations and Maintenance (O&M) Improvements | 2030 | SC A | million_m3 | Before Competition Groups | 30.5393 | 0 | 0 | 409.9037 | 0.074504 | 6 | Residential_2030_SC A_million_m3_Before Competition Groups_6 | Building Recommissioning, Operations and Maintenance (O&M) Improvements | 7.45% | 0 | 30.5393 | Residential_2030_SC A_million_m3_Before Competition Groups_Building Recommissioning, Operations and Maintenance (O&M) Improvements
Residential | Res ¦ Condensing Make Up Air Unit | 2030 | SC A | million_m3 | Before Competition Groups | 20.9712 | 0 | 0 | 409.9037 | 0.051161 | 7 | Residential_2030_SC A_million_m3_Before Competition Groups_7 | Condensing Make Up Air Unit | 5.116% | 0 | 20.9712 | Residential_2030_SC A_million_m3_Before Competition Groups_Condensing Make Up Air Unit
Residential | Res ¦ Basement Wall Insulation | 2030 | SC A | million_m3 | Before Competition Groups | 18.8218 | 0 | 0 | 409.9037 | 0.045918 | 8 | Residential_2030_SC A_million_m3_Before Competition Groups_8 | Basement Wall Insulation | 4.592% | 0 | 18.8218 | Residential_2030_SC A_million_m3_Before Competition Groups_Basement Wall Insulation
Residential | Res ¦ Attic Insulation | 2030 | SC A | million_m3 | Before Competition Groups | 12.7005 | 0 | 0 | 409.9037 | 0.030984 | 9 | Residential_2030_SC A_million_m3_Before Competition Groups_9 | Attic Insulation | 3.098% | 0 | 12.7005 | Residential_2030_SC A_million_m3_Before Competition Groups_Attic Insulation
Residential | Res ¦ Demand Control Ventilation | 2030 | SC A | million_m3 | Before Competition Groups | 10.6129 | 0 | 0 | 409.9037 | 0.025891 | 10 | Residential_2030_SC A_million_m3_Before Competition Groups_10 | Demand Control Ventilation | 2.589% | 0 | 10.6129 | Residential_2030_SC A_million_m3_Before Competition Groups_Demand Control Ventilation
Residential | Res ¦ Condensing Boiler | 2030 | SC A | million_m3 | Before Competition Groups | 9.1879 | 0 | 0 | 409.9037 | 0.022415 | 11 | Residential_2030_SC A_million_m3_Before Competition Groups_11 | Condensing Boiler | 2.241% | 0 | 9.1879 | Residential_2030_SC A_million_m3_Before Competition Groups_Condensing Boiler
Residential | Res ¦ High Efficiency Condensing Furnace | 2030 | SC A | million_m3 | Before Competition Groups | 6.8755 | 0 | 0 | 409.9037 | 0.016774 | 12 | Residential_2030_SC A_million_m3_Before Competition Groups_12 | High Efficiency Condensing Furnace | 1.677% | 0 | 6.8755 | Residential_2030_SC A_million_m3_Before Competition Groups_High Efficiency Condensing Furnace
Residential | Res ¦ Home Energy Reports | 2030 | SC A | million_m3 | Before Competition Groups | 6.5638 | 0 | 0 | 409.9037 | 0.016013 | 13 | Residential_2030_SC A_million_m3_Before Competition Groups_13 | Home Energy Reports | 1.601% | 0 | 6.5638 | Residential_2030_SC A_million_m3_Before Competition Groups_Home Energy Reports
Residential | Res ¦ Heat Recovery Ventilator | 2030 | SC A | million_m3 | Before Competition Groups | 3.7732 | 0 | 0 | 409.9037 | 0.009205 | 14 | Residential_2030_SC A_million_m3_Before Competition Groups_14 | Heat Recovery Ventilator | 0.9205% | 0 | 3.7732 | Residential_2030_SC A_million_m3_Before Competition Groups_Heat Recovery Ventilator
Residential | Res ¦ Wall Insulation MF | 2030 | SC A | million_m3 | Before Competition Groups | 1.4938 | 0 | 0 | 409.9037 | 0.0036442 | 15 | Residential_2030_SC A_million_m3_Before Competition Groups_15 | Wall Insulation MF | 0.3644% | 0 | 1.4938 | Residential_2030_SC A_million_m3_Before Competition Groups_Wall Insulation MF
Residential | Res ¦ Duct Insulation MF | 2030 | SC A | million_m3 | Before Competition Groups | 1.4034 | 0 | 0 | 409.9037 | 0.0034236 | 16 | Residential_2030_SC A_million_m3_Before Competition Groups_16 | Duct Insulation MF | 0.3424% | 0 | 1.4034 | Residential_2030_SC A_million_m3_Before Competition Groups_Duct Insulation MF
Residential | Res ¦ Pool Cover | 2030 | SC A | million_m3 | Before Competition Groups | 0.66019 | 0 | 0 | 409.9037 | 0.0016106 | 17 | Residential_2030_SC A_million_m3_Before Competition Groups_17 | Pool Cover | 0.1611% | 0 | 0.66019 | Residential_2030_SC A_million_m3_Before Competition Groups_Pool Cover
Residential | Res ¦ Duct Insulation | 2030 | SC A | million_m3 | Before Competition Groups | 0.64999 | 0 | 0 | 409.9037 | 0.0015857 | 18 | Residential_2030_SC A_million_m3_Before Competition Groups_18 | Duct Insulation | 0.1586% | 0 | 0.64999 | Residential_2030_SC A_million_m3_Before Competition Groups_Duct Insulation
Residential | Res ¦ Minimize Hot and Warm Clothes Wash | 2030 | SC A | million_m3 | Before Competition Groups | 0.50982 | 0 | 0 | 409.9037 | 0.0012437 | 19 | Residential_2030_SC A_million_m3_Before Competition Groups_19 | Minimize Hot and Warm Clothes Wash | 0.1244% | 0 | 0.50982 | Residential_2030_SC A_million_m3_Before Competition Groups_Minimize Hot and Warm Clothes Wash
Residential | Res ¦ Floor Insulation | 2030 | SC A | million_m3 | Before Competition Groups | 0.43699 | 0 | 0 | 409.9037 | 0.0010661 | 20 | Residential_2030_SC A_million_m3_Before Competition Groups_20 | Floor Insulation | 0.1066% | 0 | 0.43699 | Residential_2030_SC A_million_m3_Before Competition Groups_Floor Insulation
Residential | Res ¦ Wall Insulation | 2030 | SC A | million_m3 | Before Competition Groups | 0.11571 | 0 | 0 | 409.9037 | 0.00028228 | 21 | Residential_2030_SC A_million_m3_Before Competition Groups_21 | Wall Insulation | 0.02823% | 0 | 0.11571 | Residential_2030_SC A_million_m3_Before Competition Groups_Wall Insulation
Residential | Res ¦ Energy Star Clothes Washer | 2030 | SC A | million_m3 | Before Competition Groups | 0.006592 | 0 | 0 | 409.9037 | 1.6082e-05 | 22 | Residential_2030_SC A_million_m3_Before Competition Groups_22 | Energy Star Clothes Washer | 0.001608% | 0 | 0.006592 | Residential_2030_SC A_million_m3_Before Competition Groups_Energy Star Clothes Washer
Residential | Res ¦ Clothes Drying Racks | 2030 | SC A | million_m3 | Before Competition Groups | 0.00047494 | 0 | 0 | 409.9037 | 1.1587e-06 | 23 | Residential_2030_SC A_million_m3_Before Competition Groups_23 | Clothes Drying Racks | 0.0001159% | 0 | 0.00047494 | Residential_2030_SC A_million_m3_Before Competition Groups_Clothes Drying Racks
Residential | Res ¦ Water Heater Temperature Setback | 2030 | SC A | million_m3 | Before Competition Groups | 0 | 0 | 0 | 409.9037 | 0 | 24 | Residential_2030_SC A_million_m3_Before Competition Groups_24 | Water Heater Temperature Setback | 0% | 0 | 0 | Residential_2030_SC A_million_m3_Before Competition Groups_Water Heater Temperature Setback
Residential | Res ¦ Comprehensive Draft Proofing | 2030 | SC B | million_m3 | Before Competition Groups | 165.9674 | 0 | 0 | 980.9837 | 0.16918 | 1 | Residential_2030_SC B_million_m3_Before Competition Groups_1 | Comprehensive Draft Proofing | 16.92% | 0 | 165.9674 | Residential_2030_SC B_million_m3_Before Competition Groups_Comprehensive Draft Proofing
Residential | Res ¦ Adaptive Thermostat | 2030 | SC B | million_m3 | Before Competition Groups | 144.8286 | 0 | 0 | 980.9837 | 0.14764 | 2 | Residential_2030_SC B_million_m3_Before Competition Groups_2 | Adaptive Thermostat | 14.76% | 0 | 144.8286 | Residential_2030_SC B_million_m3_Before Competition Groups_Adaptive Thermostat
Residential | Res ¦ Air Sealing | 2030 | SC B | million_m3 | Before Competition Groups | 132.057 | 0 | 0 | 980.9837 | 0.13462 | 3 | Residential_2030_SC B_million_m3_Before Competition Groups_3 | Air Sealing | 13.46% | 0 | 132.057 | Residential_2030_SC B_million_m3_Before Competition Groups_Air Sealing
Residential | Res ¦ High Efficiency Condensing Furnace | 2030 | SC B | million_m3 | Before Competition Groups | 77.5258 | 0 | 0 | 980.9837 | 0.079029 | 4 | Residential_2030_SC B_million_m3_Before Competition Groups_4 | High Efficiency Condensing Furnace | 7.903% | 0 | 77.5258 | Residential_2030_SC B_million_m3_Before Competition Groups_High Efficiency Condensing Furnace
Residential | Res ¦ High Efficiency Fireplace with Pilotless Ignition | 2030 | SC B | million_m3 | Before Competition Groups | 75.3486 | 0 | 0 | 980.9837 | 0.076809 | 5 | Residential_2030_SC B_million_m3_Before Competition Groups_5 | High Efficiency Fireplace with Pilotless Ignition | 7.681% | 0 | 75.3486 | Residential_2030_SC B_million_m3_Before Competition Groups_High Efficiency Fireplace with Pilotless Ignition
Residential | Res ¦ Advanced BAS/Controllers | 2030 | SC B | million_m3 | Before Competition Groups | 68.3589 | 0 | 0 | 980.9837 | 0.069684 | 6 | Residential_2030_SC B_million_m3_Before Competition Groups_6 | Advanced BAS/Controllers | 6.968% | 0 | 68.3589 | Residential_2030_SC B_million_m3_Before Competition Groups_Advanced BAS/Controllers
Residential | Res ¦ Building Recommissioning, Operations and Maintenance (O&M) Improvements | 2030 | SC B | million_m3 | Before Competition Groups | 56.4898 | 0 | 0 | 980.9837 | 0.057585 | 7 | Residential_2030_SC B_million_m3_Before Competition Groups_7 | Building Recommissioning, Operations and Maintenance (O&M) Improvements | 5.758% | 0 | 56.4898 | Residential_2030_SC B_million_m3_Before Competition Groups_Building Recommissioning, Operations and Maintenance (O&M) Improvements
Residential | Res ¦ Condensing Make Up Air Unit | 2030 | SC B | million_m3 | Before Competition Groups | 40.3663 | 0 | 0 | 980.9837 | 0.041149 | 8 | Residential_2030_SC B_million_m3_Before Competition Groups_8 | Condensing Make Up Air Unit | 4.115% | 0 | 40.3663 | Residential_2030_SC B_million_m3_Before Competition Groups_Condensing Make Up Air Unit
Residential | Res ¦ Condensing Boiler | 2030 | SC B | million_m3 | Before Competition Groups | 39.6699 | 0 | 0 | 980.9837 | 0.040439 | 9 | Residential_2030_SC B_million_m3_Before Competition Groups_9 | Condensing Boiler | 4.044% | 0 | 39.6699 | Residential_2030_SC B_million_m3_Before Competition Groups_Condensing Boiler
Residential | Res ¦ Heat Recovery Ventilator | 2030 | SC B | million_m3 | Before Competition Groups | 38.7131 | 0 | 0 | 980.9837 | 0.039464 | 10 | Residential_2030_SC B_million_m3_Before Competition Groups_10 | Heat Recovery Ventilator | 3.946% | 0 | 38.7131 | Residential_2030_SC B_million_m3_Before Competition Groups_Heat Recovery Ventilator
Residential | Res ¦ Attic Insulation | 2030 | SC B | million_m3 | Before Competition Groups | 32.2445 | 0 | 0 | 980.9837 | 0.03287 | 11 | Residential_2030_SC B_million_m3_Before Competition Groups_11 | Attic Insulation | 3.287% | 0 | 32.2445 | Residential_2030_SC B_million_m3_Before Competition Groups_Attic Insulation
Residential | Res ¦ Demand Control Ventilation | 2030 | SC B | million_m3 | Before Competition Groups | 30.639 | 0 | 0 | 980.9837 | 0.031233 | 12 | Residential_2030_SC B_million_m3_Before Competition Groups_12 | Demand Control Ventilation | 3.123% | 0 | 30.639 | Residential_2030_SC B_million_m3_Before Competition Groups_Demand Control Ventilation
Residential | Res ¦ Basement Wall Insulation | 2030 | SC B | million_m3 | Before Competition Groups | 26.806 | 0 | 0 | 980.9837 | 0.027326 | 13 | Residential_2030_SC B_million_m3_Before Competition Groups_13 | Basement Wall Insulation | 2.733% | 0 | 26.806 | Residential_2030_SC B_million_m3_Before Competition Groups_Basement Wall Insulation
Residential | Res ¦ Pool Cover | 2030 | SC B | million_m3 | Before Competition Groups | 12.2346 | 0 | 0 | 980.9837 | 0.012472 | 14 | Residential_2030_SC B_million_m3_Before Competition Groups_14 | Pool Cover | 1.247% | 0 | 12.2346 | Residential_2030_SC B_million_m3_Before Competition Groups_Pool Cover
Residential | Res ¦ Floor Insulation | 2030 | SC B | million_m3 | Before Competition Groups | 10.551 | 0 | 0 | 980.9837 | 0.010756 | 15 | Residential_2030_SC B_million_m3_Before Competition Groups_15 | Floor Insulation | 1.076% | 0 | 10.551 | Residential_2030_SC B_million_m3_Before Competition Groups_Floor Insulation
Residential | Res ¦ Duct Insulation | 2030 | SC B | million_m3 | Before Competition Groups | 8.4428 | 0 | 0 | 980.9837 | 0.0086065 | 16 | Residential_2030_SC B_million_m3_Before Competition Groups_16 | Duct Insulation | 0.8607% | 0 | 8.4428 | Residential_2030_SC B_million_m3_Before Competition Groups_Duct Insulation
Residential | Res ¦ Duct Insulation MF | 2030 | SC B | million_m3 | Before Competition Groups | 7.5971 | 0 | 0 | 980.9837 | 0.0077444 | 17 | Residential_2030_SC B_million_m3_Before Competition Groups_17 | Duct Insulation MF | 0.7744% | 0 | 7.5971 | Residential_2030_SC B_million_m3_Before Competition Groups_Duct Insulation MF
Residential | Res ¦ Home Energy Reports | 2030 | SC B | million_m3 | Before Competition Groups | 6.5638 | 0 | 0 | 980.9837 | 0.006691 | 18 | Residential_2030_SC B_million_m3_Before Competition Groups_18 | Home Energy Reports | 0.6691% | 0 | 6.5638 | Residential_2030_SC B_million_m3_Before Competition Groups_Home Energy Reports
Residential | Res ¦ Wall Insulation | 2030 | SC B | million_m3 | Before Competition Groups | 3.2567 | 0 | 0 | 980.9837 | 0.0033198 | 19 | Residential_2030_SC B_million_m3_Before Competition Groups_19 | Wall Insulation | 0.332% | 0 | 3.2567 | Residential_2030_SC B_million_m3_Before Competition Groups_Wall Insulation
Residential | Res ¦ Wall Insulation MF | 2030 | SC B | million_m3 | Before Competition Groups | 1.6597 | 0 | 0 | 980.9837 | 0.0016919 | 20 | Residential_2030_SC B_million_m3_Before Competition Groups_20 | Wall Insulation MF | 0.1692% | 0 | 1.6597 | Residential_2030_SC B_million_m3_Before Competition Groups_Wall Insulation MF
Residential | Res ¦ Clothes Drying Racks | 2030 | SC B | million_m3 | Before Competition Groups | 1.0689 | 0 | 0 | 980.9837 | 0.0010896 | 21 | Residential_2030_SC B_million_m3_Before Competition Groups_21 | Clothes Drying Racks | 0.109% | 0 | 1.0689 | Residential_2030_SC B_million_m3_Before Competition Groups_Clothes Drying Racks
Residential | Res ¦ Minimize Hot and Warm Clothes Wash | 2030 | SC B | million_m3 | Before Competition Groups | 0.50982 | 0 | 0 | 980.9837 | 0.0005197 | 22 | Residential_2030_SC B_million_m3_Before Competition Groups_22 | Minimize Hot and Warm Clothes Wash | 0.05197% | 0 | 0.50982 | Residential_2030_SC B_million_m3_Before Competition Groups_Minimize Hot and Warm Clothes Wash
Residential | Res ¦ Energy Star Clothes Washer | 2030 | SC B | million_m3 | Before Competition Groups | 0.084347 | 0 | 0 | 980.9837 | 8.5982e-05 | 23 | Residential_2030_SC B_million_m3_Before Competition Groups_23 | Energy Star Clothes Washer | 0.008598% | 0 | 0.084347 | Residential_2030_SC B_million_m3_Before Competition Groups_Energy Star Clothes Washer
Residential | Res ¦ Water Heater Temperature Setback | 2030 | SC B | million_m3 | Before Competition Groups | 0 | 0 | 0 | 980.9837 | 0 | 24 | Residential_2030_SC B_million_m3_Before Competition Groups_24 | Water Heater Temperature Setback | 0% | 0 | 0 | Residential_2030_SC B_million_m3_Before Competition Groups_Water Heater Temperature Setback
Residential | Res ¦ Comprehensive Draft Proofing | 2030 | SC C | million_m3 | Before Competition Groups | 89.8747 | 0 | 0 | 516.9559 | 0.17385 | 1 | Residential_2030_SC C_million_m3_Before Competition Groups_1 | Comprehensive Draft Proofing | 17.39% | 0 | 89.8747 | Residential_2030_SC C_million_m3_Before Competition Groups_Comprehensive Draft Proofing
Residential | Res ¦ Adaptive Thermostat | 2030 | SC C | million_m3 | Before Competition Groups | 84.7803 | 0 | 0 | 516.9559 | 0.164 | 2 | Residential_2030_SC C_million_m3_Before Competition Groups_2 | Adaptive Thermostat | 16.4% | 0 | 84.7803 | Residential_2030_SC C_million_m3_Before Competition Groups_Adaptive Thermostat
Residential | Res ¦ High Efficiency Fireplace with Pilotless Ignition | 2030 | SC C | million_m3 | Before Competition Groups | 66.9224 | 0 | 0 | 516.9559 | 0.12945 | 3 | Residential_2030_SC C_million_m3_Before Competition Groups_3 | High Efficiency Fireplace with Pilotless Ignition | 12.95% | 0 | 66.9224 | Residential_2030_SC C_million_m3_Before Competition Groups_High Efficiency Fireplace with Pilotless Ignition
Residential | Res ¦ Air Sealing | 2030 | SC C | million_m3 | Before Competition Groups | 64.5261 | 0 | 0 | 516.9559 | 0.12482 | 4 | Residential_2030_SC C_million_m3_Before Competition Groups_4 | Air Sealing | 12.48% | 0 | 64.5261 | Residential_2030_SC C_million_m3_Before Competition Groups_Air Sealing
Residential | Res ¦ Advanced BAS/Controllers | 2030 | SC C | million_m3 | Before Competition Groups | 37.0182 | 0 | 0 | 516.9559 | 0.071608 | 5 | Residential_2030_SC C_million_m3_Before Competition Groups_5 | Advanced BAS/Controllers | 7.161% | 0 | 37.0182 | Residential_2030_SC C_million_m3_Before Competition Groups_Advanced BAS/Controllers
Residential | Res ¦ Building Recommissioning, Operations and Maintenance (O&M) Improvements | 2030 | SC C | million_m3 | Before Competition Groups | 30.5904 | 0 | 0 | 516.9559 | 0.059174 | 6 | Residential_2030_SC C_million_m3_Before Competition Groups_6 | Building Recommissioning, Operations and Maintenance (O&M) Improvements | 5.917% | 0 | 30.5904 | Residential_2030_SC C_million_m3_Before Competition Groups_Building Recommissioning, Operations and Maintenance (O&M) Improvements
Residential | Res ¦ Condensing Make Up Air Unit | 2030 | SC C | million_m3 | Before Competition Groups | 29.0751 | 0 | 0 | 516.9559 | 0.056243 | 7 | Residential_2030_SC C_million_m3_Before Competition Groups_7 | Condensing Make Up Air Unit | 5.624% | 0 | 29.0751 | Residential_2030_SC C_million_m3_Before Competition Groups_Condensing Make Up Air Unit
Residential | Res ¦ Basement Wall Insulation | 2030 | SC C | million_m3 | Before Competition Groups | 26.8116 | 0 | 0 | 516.9559 | 0.051864 | 8 | Residential_2030_SC C_million_m3_Before Competition Groups_8 | Basement Wall Insulation | 5.186% | 0 | 26.8116 | Residential_2030_SC C_million_m3_Before Competition Groups_Basement Wall Insulation
Residential | Res ¦ Attic Insulation | 2030 | SC C | million_m3 | Before Competition Groups | 24.7627 | 0 | 0 | 516.9559 | 0.047901 | 9 | Residential_2030_SC C_million_m3_Before Competition Groups_9 | Attic Insulation | 4.79% | 0 | 24.7627 | Residential_2030_SC C_million_m3_Before Competition Groups_Attic Insulation
Residential | Res ¦ Demand Control Ventilation | 2030 | SC C | million_m3 | Before Competition Groups | 16.5923 | 0 | 0 | 516.9559 | 0.032096 | 10 | Residential_2030_SC C_million_m3_Before Competition Groups_10 | Demand Control Ventilation | 3.21% | 0 | 16.5923 | Residential_2030_SC C_million_m3_Before Competition Groups_Demand Control Ventilation
Residential | Res ¦ Condensing Boiler | 2030 | SC C | million_m3 | Before Competition Groups | 13.6372 | 0 | 0 | 516.9559 | 0.02638 | 11 | Residential_2030_SC C_million_m3_Before Competition Groups_11 | Condensing Boiler | 2.638% | 0 | 13.6372 | Residential_2030_SC C_million_m3_Before Competition Groups_Condensing Boiler
Residential | Res ¦ High Efficiency Condensing Furnace | 2030 | SC C | million_m3 | Before Competition Groups | 11.7376 | 0 | 0 | 516.9559 | 0.022705 | 12 | Residential_2030_SC C_million_m3_Before Competition Groups_12 | High Efficiency Condensing Furnace | 2.271% | 0 | 11.7376 | Residential_2030_SC C_million_m3_Before Competition Groups_High Efficiency Condensing Furnace
Residential | Res ¦ Heat Recovery Ventilator | 2030 | SC C | million_m3 | Before Competition Groups | 6.6002 | 0 | 0 | 516.9559 | 0.012768 | 13 | Residential_2030_SC C_million_m3_Before Competition Groups_13 | Heat Recovery Ventilator | 1.277% | 0 | 6.6002 | Residential_2030_SC C_million_m3_Before Competition Groups_Heat Recovery Ventilator
Residential | Res ¦ Home Energy Reports | 2030 | SC C | million_m3 | Before Competition Groups | 6.5638 | 0 | 0 | 516.9559 | 0.012697 | 14 | Residential_2030_SC C_million_m3_Before Competition Groups_14 | Home Energy Reports | 1.27% | 0 | 6.5638 | Residential_2030_SC C_million_m3_Before Competition Groups_Home Energy Reports
Residential | Res ¦ Duct Insulation MF | 2030 | SC C | million_m3 | Before Competition Groups | 2.119 | 0 | 0 | 516.9559 | 0.0040989 | 15 | Residential_2030_SC C_million_m3_Before Competition Groups_15 | Duct Insulation MF | 0.4099% | 0 | 2.119 | Residential_2030_SC C_million_m3_Before Competition Groups_Duct Insulation MF
Residential | Res ¦ Wall Insulation MF | 2030 | SC C | million_m3 | Before Competition Groups | 1.6598 | 0 | 0 | 516.9559 | 0.0032107 | 16 | Residential_2030_SC C_million_m3_Before Competition Groups_16 | Wall Insulation MF | 0.3211% | 0 | 1.6598 | Residential_2030_SC C_million_m3_Before Competition Groups_Wall Insulation MF
Residential | Res ¦ Pool Cover | 2030 | SC C | million_m3 | Before Competition Groups | 1.169 | 0 | 0 | 516.9559 | 0.0022613 | 17 | Residential_2030_SC C_million_m3_Before Competition Groups_17 | Pool Cover | 0.2261% | 0 | 1.169 | Residential_2030_SC C_million_m3_Before Competition Groups_Pool Cover
Residential | Res ¦ Duct Insulation | 2030 | SC C | million_m3 | Before Competition Groups | 1.0202 | 0 | 0 | 516.9559 | 0.0019736 | 18 | Residential_2030_SC C_million_m3_Before Competition Groups_18 | Duct Insulation | 0.1974% | 0 | 1.0202 | Residential_2030_SC C_million_m3_Before Competition Groups_Duct Insulation
Residential | Res ¦ Floor Insulation | 2030 | SC C | million_m3 | Before Competition Groups | 0.76374 | 0 | 0 | 516.9559 | 0.0014774 | 19 | Residential_2030_SC C_million_m3_Before Competition Groups_19 | Floor Insulation | 0.1477% | 0 | 0.76374 | Residential_2030_SC C_million_m3_Before Competition Groups_Floor Insulation
Residential | Res ¦ Minimize Hot and Warm Clothes Wash | 2030 | SC C | million_m3 | Before Competition Groups | 0.50982 | 0 | 0 | 516.9559 | 0.00098619 | 20 | Residential_2030_SC C_million_m3_Before Competition Groups_20 | Minimize Hot and Warm Clothes Wash | 0.09862% | 0 | 0.50982 | Residential_2030_SC C_million_m3_Before Competition Groups_Minimize Hot and Warm Clothes Wash
Residential | Res ¦ Wall Insulation | 2030 | SC C | million_m3 | Before Competition Groups | 0.20563 | 0 | 0 | 516.9559 | 0.00039777 | 21 | Residential_2030_SC C_million_m3_Before Competition Groups_21 | Wall Insulation | 0.03978% | 0 | 0.20563 | Residential_2030_SC C_million_m3_Before Competition Groups_Wall Insulation
Residential | Res ¦ Energy Star Clothes Washer | 2030 | SC C | million_m3 | Before Competition Groups | 0.015706 | 0 | 0 | 516.9559 | 3.0381e-05 | 22 | Residential_2030_SC C_million_m3_Before Competition Groups_22 | Energy Star Clothes Washer | 0.003038% | 0 | 0.015706 | Residential_2030_SC C_million_m3_Before Competition Groups_Energy Star Clothes Washer
Residential | Res ¦ Clothes Drying Racks | 2030 | SC C | million_m3 | Before Competition Groups | 0.00047494 | 0 | 0 | 516.9559 | 9.1872e-07 | 23 | Residential_2030_SC C_million_m3_Before Competition Groups_23 | Clothes Drying Racks | 9.187e-05% | 0 | 0.00047494 | Residential_2030_SC C_million_m3_Before Competition Groups_Clothes Drying Racks
Residential | Res ¦ Water Heater Temperature Setback | 2030 | SC C | million_m3 | Before Competition Groups | 0 | 0 | 0 | 516.9559 | 0 | 24 | Residential_2030_SC C_million_m3_Before Competition Groups_24 | Water Heater Temperature Setback | 0% | 0 | 0 | Residential_2030_SC C_million_m3_Before Competition Groups_Water Heater Temperature Setback
Residential | Res ¦ Air Sealing | 2030 | Technical | million_m3 | Before Competition Groups | 574.0421 | 0 | 0 | 3746.4054 | 0.15322 | 1 | Residential_2030_Technical_million_m3_Before Competition Groups_1 | Air Sealing | 15.32% | 0 | 574.0421 | Residential_2030_Technical_million_m3_Before Competition Groups_Air Sealing
Residential | Res ¦ Adaptive Thermostat | 2030 | Technical | million_m3 | Before Competition Groups | 497.824 | 0 | 0 | 3746.4054 | 0.13288 | 2 | Residential_2030_Technical_million_m3_Before Competition Groups_2 | Adaptive Thermostat | 13.29% | 0 | 497.824 | Residential_2030_Technical_million_m3_Before Competition Groups_Adaptive Thermostat
Residential | Res ¦ Energy Star Windows | 2030 | Technical | million_m3 | Before Competition Groups | 218.4189 | 0 | 0 | 3746.4054 | 0.058301 | 3 | Residential_2030_Technical_million_m3_Before Competition Groups_3 | Energy Star Windows | 5.83% | 0 | 218.4189 | Residential_2030_Technical_million_m3_Before Competition Groups_Energy Star Windows
Residential | Res ¦ Condensing Storage Water Heater | 2030 | Technical | million_m3 | Before Competition Groups | 182.8512 | 0 | 0 | 3746.4054 | 0.048807 | 4 | Residential_2030_Technical_million_m3_Before Competition Groups_4 | Condensing Storage Water Heater | 4.881% | 0 | 182.8512 | Residential_2030_Technical_million_m3_Before Competition Groups_Condensing Storage Water Heater
Residential | Res ¦ Comprehensive Draft Proofing | 2030 | Technical | million_m3 | Before Competition Groups | 172.8689 | 0 | 0 | 3746.4054 | 0.046143 | 5 | Residential_2030_Technical_million_m3_Before Competition Groups_5 | Comprehensive Draft Proofing | 4.614% | 0 | 172.8689 | Residential_2030_Technical_million_m3_Before Competition Groups_Comprehensive Draft Proofing
Residential | Res ¦ Wall Insulation | 2030 | Technical | million_m3 | Before Competition Groups | 158.7241 | 0 | 0 | 3746.4054 | 0.042367 | 6 | Residential_2030_Technical_million_m3_Before Competition Groups_6 | Wall Insulation | 4.237% | 0 | 158.7241 | Residential_2030_Technical_million_m3_Before Competition Groups_Wall Insulation
Residential | Res ¦ Tankless Water Heater | 2030 | Technical | million_m3 | Before Competition Groups | 154.0522 | 0 | 0 | 3746.4054 | 0.04112 | 7 | Residential_2030_Technical_million_m3_Before Competition Groups_7 | Tankless Water Heater | 4.112% | 0 | 154.0522 | Residential_2030_Technical_million_m3_Before Competition Groups_Tankless Water Heater
Residential | Res ¦ Attic Insulation | 2030 | Technical | million_m3 | Before Competition Groups | 140.1617 | 0 | 0 | 3746.4054 | 0.037412 | 8 | Residential_2030_Technical_million_m3_Before Competition Groups_8 | Attic Insulation | 3.741% | 0 | 140.1617 | Residential_2030_Technical_million_m3_Before Competition Groups_Attic Insulation
Residential | Res ¦ DHW Recirculation Systems | 2030 | Technical | million_m3 | Before Competition Groups | 132.6095 | 0 | 0 | 3746.4054 | 0.035396 | 9 | Residential_2030_Technical_million_m3_Before Competition Groups_9 | DHW Recirculation Systems | 3.54% | 0 | 132.6095 | Residential_2030_Technical_million_m3_Before Competition Groups_DHW Recirculation Systems
Residential | Res ¦ Condensing Boiler | 2030 | Technical | million_m3 | Before Competition Groups | 127.0665 | 0 | 0 | 3746.4054 | 0.033917 | 10 | Residential_2030_Technical_million_m3_Before Competition Groups_10 | Condensing Boiler | 3.392% | 0 | 127.0665 | Residential_2030_Technical_million_m3_Before Competition Groups_Condensing Boiler
Residential | Res ¦ Basement or Crawlspace Insulation | 2030 | Technical | million_m3 | Before Competition Groups | 119.0622 | 0 | 0 | 3746.4054 | 0.03178 | 11 | Residential_2030_Technical_million_m3_Before Competition Groups_11 | Basement or Crawlspace Insulation | 3.178% | 0 | 119.0622 | Residential_2030_Technical_million_m3_Before Competition Groups_Basement or Crawlspace Insulation
Residential | Res ¦ Basement Wall Insulation | 2030 | Technical | million_m3 | Before Competition Groups | 116.5122 | 0 | 0 | 3746.4054 | 0.0311 | 12 | Residential_2030_Technical_million_m3_Before Competition Groups_12 | Basement Wall Insulation | 3.11% | 0 | 116.5122 | Residential_2030_Technical_million_m3_Before Competition Groups_Basement Wall Insulation
Residential | Res ¦ Heat Recovery Ventilator | 2030 | Technical | million_m3 | Before Competition Groups | 105.3334 | 0 | 0 | 3746.4054 | 0.028116 | 13 | Residential_2030_Technical_million_m3_Before Competition Groups_13 | Heat Recovery Ventilator | 2.812% | 0 | 105.3334 | Residential_2030_Technical_million_m3_Before Competition Groups_Heat Recovery Ventilator
Residential | Res ¦ High Efficiency Storage Water Heater | 2030 | Technical | million_m3 | Before Competition Groups | 102.237 | 0 | 0 | 3746.4054 | 0.027289 | 14 | Residential_2030_Technical_million_m3_Before Competition Groups_14 | High Efficiency Storage Water Heater | 2.729% | 0 | 102.237 | Residential_2030_Technical_million_m3_Before Competition Groups_High Efficiency Storage Water Heater
Residential | Res ¦ High Efficiency Condensing Furnace | 2030 | Technical | million_m3 | Before Competition Groups | 100.6855 | 0 | 0 | 3746.4054 | 0.026875 | 15 | Residential_2030_Technical_million_m3_Before Competition Groups_15 | High Efficiency Condensing Furnace | 2.688% | 0 | 100.6855 | Residential_2030_Technical_million_m3_Before Competition Groups_High Efficiency Condensing Furnace
Residential | Res ¦ High Efficiency Fireplace with Pilotless Ignition | 2030 | Technical | million_m3 | Before Competition Groups | 98.5444 | 0 | 0 | 3746.4054 | 0.026304 | 16 | Residential_2030_Technical_million_m3_Before Competition Groups_16 | High Efficiency Fireplace with Pilotless Ignition | 2.63% | 0 | 98.5444 | Residential_2030_Technical_million_m3_Before Competition Groups_High Efficiency Fireplace with Pilotless Ignition
Residential | Res ¦ Window Film | 2030 | Technical | million_m3 | Before Competition Groups | 81.9113 | 0 | 0 | 3746.4054 | 0.021864 | 17 | Residential_2030_Technical_million_m3_Before Competition Groups_17 | Window Film | 2.186% | 0 | 81.9113 | Residential_2030_Technical_million_m3_Before Competition Groups_Window Film
Residential | Res ¦ Furnace Tune Up | 2030 | Technical | million_m3 | Before Competition Groups | 79.174 | 0 | 0 | 3746.4054 | 0.021133 | 18 | Residential_2030_Technical_million_m3_Before Competition Groups_18 | Furnace Tune Up | 2.113% | 0 | 79.174 | Residential_2030_Technical_million_m3_Before Competition Groups_Furnace Tune Up
Residential | Res ¦ Advanced BAS/Controllers | 2030 | Technical | million_m3 | Before Competition Groups | 71.2023 | 0 | 0 | 3746.4054 | 0.019005 | 19 | Residential_2030_Technical_million_m3_Before Competition Groups_19 | Advanced BAS/Controllers | 1.901% | 0 | 71.2023 | Residential_2030_Technical_million_m3_Before Competition Groups_Advanced BAS/Controllers
Residential | Res ¦ Condensing Make Up Air Unit | 2030 | Technical | million_m3 | Before Competition Groups | 67.7426 | 0 | 0 | 3746.4054 | 0.018082 | 20 | Residential_2030_Technical_million_m3_Before Competition Groups_20 | Condensing Make Up Air Unit | 1.808% | 0 | 67.7426 | Residential_2030_Technical_million_m3_Before Competition Groups_Condensing Make Up Air Unit
Residential | Res ¦ Ceiling Insulation | 2030 | Technical | million_m3 | Before Competition Groups | 58.995 | 0 | 0 | 3746.4054 | 0.015747 | 21 | Residential_2030_Technical_million_m3_Before Competition Groups_21 | Ceiling Insulation | 1.575% | 0 | 58.995 | Residential_2030_Technical_million_m3_Before Competition Groups_Ceiling Insulation
Residential | Res ¦ Building Recommissioning, Operations and Maintenance (O&M) Improvements | 2030 | Technical | million_m3 | Before Competition Groups | 58.8389 | 0 | 0 | 3746.4054 | 0.015705 | 22 | Residential_2030_Technical_million_m3_Before Competition Groups_22 | Building Recommissioning, Operations and Maintenance (O&M) Improvements | 1.571% | 0 | 58.8389 | Residential_2030_Technical_million_m3_Before Competition Groups_Building Recommissioning, Operations and Maintenance (O&M) Improvements
Residential | Res ¦ Duct Insulation MF | 2030 | Technical | million_m3 | Before Competition Groups | 46.5623 | 0 | 0 | 3746.4054 | 0.012429 | 23 | Residential_2030_Technical_million_m3_Before Competition Groups_23 | Duct Insulation MF | 1.243% | 0 | 46.5623 | Residential_2030_Technical_million_m3_Before Competition Groups_Duct Insulation MF
Residential | Res ¦ Floor Insulation | 2030 | Technical | million_m3 | Before Competition Groups | 45.8953 | 0 | 0 | 3746.4054 | 0.01225 | 24 | Residential_2030_Technical_million_m3_Before Competition Groups_24 | Floor Insulation | 1.225% | 0 | 45.8953 | Residential_2030_Technical_million_m3_Before Competition Groups_Floor Insulation
Residential | Res ¦ Solar Water Heating System | 2030 | Technical | million_m3 | Before Competition Groups | 45.3927 | 0 | 0 | 3746.4054 | 0.012116 | 25 | Residential_2030_Technical_million_m3_Before Competition Groups_25 | Solar Water Heating System | 1.212% | 0 | 45.3927 | Residential_2030_Technical_million_m3_Before Competition Groups_Solar Water Heating System
Residential | Res ¦ Duct Insulation | 2030 | Technical | million_m3 | Before Competition Groups | 43.6197 | 0 | 0 | 3746.4054 | 0.011643 | 26 | Residential_2030_Technical_million_m3_Before Competition Groups_26 | Duct Insulation | 1.164% | 0 | 43.6197 | Residential_2030_Technical_million_m3_Before Competition Groups_Duct Insulation
Residential | Res ¦ Demand Control Ventilation | 2030 | Technical | million_m3 | Before Competition Groups | 31.9144 | 0 | 0 | 3746.4054 | 0.0085187 | 27 | Residential_2030_Technical_million_m3_Before Competition Groups_27 | Demand Control Ventilation | 0.8519% | 0 | 31.9144 | Residential_2030_Technical_million_m3_Before Competition Groups_Demand Control Ventilation
Residential | Res ¦ Early Hot Water Heater Replacement | 2030 | Technical | million_m3 | Before Competition Groups | 25.9858 | 0 | 0 | 3746.4054 | 0.0069362 | 28 | Residential_2030_Technical_million_m3_Before Competition Groups_28 | Early Hot Water Heater Replacement | 0.6936% | 0 | 25.9858 | Residential_2030_Technical_million_m3_Before Competition Groups_Early Hot Water Heater Replacement
Residential | Res ¦ Home Energy Reports | 2030 | Technical | million_m3 | Before Competition Groups | 22.2275 | 0 | 0 | 3746.4054 | 0.005933 | 29 | Residential_2030_Technical_million_m3_Before Competition Groups_29 | Home Energy Reports | 0.5933% | 0 | 22.2275 | Residential_2030_Technical_million_m3_Before Competition Groups_Home Energy Reports
Residential | Res ¦ Drain Water Heat Recovery | 2030 | Technical | million_m3 | Before Competition Groups | 22.1777 | 0 | 0 | 3746.4054 | 0.0059197 | 30 | Residential_2030_Technical_million_m3_Before Competition Groups_30 | Drain Water Heat Recovery | 0.592% | 0 | 22.1777 | Residential_2030_Technical_million_m3_Before Competition Groups_Drain Water Heat Recovery
Residential | Res ¦ Pool Cover | 2030 | Technical | million_m3 | Before Competition Groups | 14.5333 | 0 | 0 | 3746.4054 | 0.0038793 | 31 | Residential_2030_Technical_million_m3_Before Competition Groups_31 | Pool Cover | 0.3879% | 0 | 14.5333 | Residential_2030_Technical_million_m3_Before Competition Groups_Pool Cover
Residential | Res ¦ High Efficiency Gas Pool Heater | 2030 | Technical | million_m3 | Before Competition Groups | 10.5164 | 0 | 0 | 3746.4054 | 0.0028071 | 32 | Residential_2030_Technical_million_m3_Before Competition Groups_32 | High Efficiency Gas Pool Heater | 0.2807% | 0 | 10.5164 | Residential_2030_Technical_million_m3_Before Competition Groups_High Efficiency Gas Pool Heater
Residential | Res ¦ Wall Insulation MF | 2030 | Technical | million_m3 | Before Competition Groups | 7.2128 | 0 | 0 | 3746.4054 | 0.0019253 | 33 | Residential_2030_Technical_million_m3_Before Competition Groups_33 | Wall Insulation MF | 0.1925% | 0 | 7.2128 | Residential_2030_Technical_million_m3_Before Competition Groups_Wall Insulation MF
Residential | Res ¦ Water Heater Temperature Setback | 2030 | Technical | million_m3 | Before Competition Groups | 6.4671 | 0 | 0 | 3746.4054 | 0.0017262 | 34 | Residential_2030_Technical_million_m3_Before Competition Groups_34 | Water Heater Temperature Setback | 0.1726% | 0 | 6.4671 | Residential_2030_Technical_million_m3_Before Competition Groups_Water Heater Temperature Setback
Residential | Res ¦ Energy Star Clothes Dryer | 2030 | Technical | million_m3 | Before Competition Groups | 1.8914 | 0 | 0 | 3746.4054 | 0.00050486 | 35 | Residential_2030_Technical_million_m3_Before Competition Groups_35 | Energy Star Clothes Dryer | 0.05049% | 0 | 1.8914 | Residential_2030_Technical_million_m3_Before Competition Groups_Energy Star Clothes Dryer
Residential | Res ¦ Clothes Drying Racks | 2030 | Technical | million_m3 | Before Competition Groups | 1.1147 | 0 | 0 | 3746.4054 | 0.00029753 | 36 | Residential_2030_Technical_million_m3_Before Competition Groups_36 | Clothes Drying Racks | 0.02975% | 0 | 1.1147 | Residential_2030_Technical_million_m3_Before Competition Groups_Clothes Drying Racks
Residential | Res ¦ Minimize Hot and Warm Clothes Wash | 2030 | Technical | million_m3 | Before Competition Groups | 0.96515 | 0 | 0 | 3746.4054 | 0.00025762 | 37 | Residential_2030_Technical_million_m3_Before Competition Groups_37 | Minimize Hot and Warm Clothes Wash | 0.02576% | 0 | 0.96515 | Residential_2030_Technical_million_m3_Before Competition Groups_Minimize Hot and Warm Clothes Wash
Residential | Res ¦ Energy Star Clothes Washer | 2030 | Technical | million_m3 | Before Competition Groups | 0.95777 | 0 | 0 | 3746.4054 | 0.00025565 | 38 | Residential_2030_Technical_million_m3_Before Competition Groups_38 | Energy Star Clothes Washer | 0.02556% | 0 | 0.95777 | Residential_2030_Technical_million_m3_Before Competition Groups_Energy Star Clothes Washer
Residential | Res ¦ Solar Water Preheat (Pools/DHW) | 2030 | Technical | million_m3 | Before Competition Groups | 0.11368 | 0 | 0 | 3746.4054 | 3.0343e-05 | 39 | Residential_2030_Technical_million_m3_Before Competition Groups_39 | Solar Water Preheat (Pools/DHW) | 0.003034% | 0 | 0.11368 | Residential_2030_Technical_million_m3_Before Competition Groups_Solar Water Preheat (Pools/DHW)
Residential | Res ¦ Air Sealing | 2031 | Economic | million_m3 | Before Competition Groups | 564.9723 | 0 | 0 | 2283.3014 | 0.24744 | 1 | Residential_2031_Economic_million_m3_Before Competition Groups_1 | Air Sealing | 24.74% | 0 | 564.9723 | Residential_2031_Economic_million_m3_Before Competition Groups_Air Sealing
Residential | Res ¦ Adaptive Thermostat | 2031 | Economic | million_m3 | Before Competition Groups | 498.1201 | 0 | 0 | 2283.3014 | 0.21816 | 2 | Residential_2031_Economic_million_m3_Before Competition Groups_2 | Adaptive Thermostat | 21.82% | 0 | 498.1201 | Residential_2031_Economic_million_m3_Before Competition Groups_Adaptive Thermostat
Residential | Res ¦ Comprehensive Draft Proofing | 2031 | Economic | million_m3 | Before Competition Groups | 170.1375 | 0 | 0 | 2283.3014 | 0.074514 | 3 | Residential_2031_Economic_million_m3_Before Competition Groups_3 | Comprehensive Draft Proofing | 7.451% | 0 | 170.1375 | Residential_2031_Economic_million_m3_Before Competition Groups_Comprehensive Draft Proofing
Residential | Res ¦ Attic Insulation | 2031 | Economic | million_m3 | Before Competition Groups | 137.9472 | 0 | 0 | 2283.3014 | 0.060416 | 4 | Residential_2031_Economic_million_m3_Before Competition Groups_4 | Attic Insulation | 6.042% | 0 | 137.9472 | Residential_2031_Economic_million_m3_Before Competition Groups_Attic Insulation
Residential | Res ¦ Basement Wall Insulation | 2031 | Economic | million_m3 | Before Competition Groups | 114.6713 | 0 | 0 | 2283.3014 | 0.050222 | 5 | Residential_2031_Economic_million_m3_Before Competition Groups_5 | Basement Wall Insulation | 5.022% | 0 | 114.6713 | Residential_2031_Economic_million_m3_Before Competition Groups_Basement Wall Insulation
Residential | Res ¦ Heat Recovery Ventilator | 2031 | Economic | million_m3 | Before Competition Groups | 113.047 | 0 | 0 | 2283.3014 | 0.04951 | 6 | Residential_2031_Economic_million_m3_Before Competition Groups_6 | Heat Recovery Ventilator | 4.951% | 0 | 113.047 | Residential_2031_Economic_million_m3_Before Competition Groups_Heat Recovery Ventilator
Residential | Res ¦ High Efficiency Fireplace with Pilotless Ignition | 2031 | Economic | million_m3 | Before Competition Groups | 104.9445 | 0 | 0 | 2283.3014 | 0.045962 | 7 | Residential_2031_Economic_million_m3_Before Competition Groups_7 | High Efficiency Fireplace with Pilotless Ignition | 4.596% | 0 | 104.9445 | Residential_2031_Economic_million_m3_Before Competition Groups_High Efficiency Fireplace with Pilotless Ignition
Residential | Res ¦ High Efficiency Condensing Furnace | 2031 | Economic | million_m3 | Before Competition Groups | 96.2867 | 0 | 0 | 2283.3014 | 0.04217 | 8 | Residential_2031_Economic_million_m3_Before Competition Groups_8 | High Efficiency Condensing Furnace | 4.217% | 0 | 96.2867 | Residential_2031_Economic_million_m3_Before Competition Groups_High Efficiency Condensing Furnace
Residential | Res ¦ Condensing Boiler | 2031 | Economic | million_m3 | Before Competition Groups | 76.2697 | 0 | 0 | 2283.3014 | 0.033403 | 9 | Residential_2031_Economic_million_m3_Before Competition Groups_9 | Condensing Boiler | 3.34% | 0 | 76.2697 | Residential_2031_Economic_million_m3_Before Competition Groups_Condensing Boiler
Residential | Res ¦ Condensing Make Up Air Unit | 2031 | Economic | million_m3 | Before Competition Groups | 72.1887 | 0 | 0 | 2283.3014 | 0.031616 | 10 | Residential_2031_Economic_million_m3_Before Competition Groups_10 | Condensing Make Up Air Unit | 3.162% | 0 | 72.1887 | Residential_2031_Economic_million_m3_Before Competition Groups_Condensing Make Up Air Unit
Residential | Res ¦ Advanced BAS/Controllers | 2031 | Economic | million_m3 | Before Competition Groups | 70.0773 | 0 | 0 | 2283.3014 | 0.030691 | 11 | Residential_2031_Economic_million_m3_Before Competition Groups_11 | Advanced BAS/Controllers | 3.069% | 0 | 70.0773 | Residential_2031_Economic_million_m3_Before Competition Groups_Advanced BAS/Controllers
Residential | Res ¦ Building Recommissioning, Operations and Maintenance (O&M) Improvements | 2031 | Economic | million_m3 | Before Competition Groups | 57.9093 | 0 | 0 | 2283.3014 | 0.025362 | 12 | Residential_2031_Economic_million_m3_Before Competition Groups_12 | Building Recommissioning, Operations and Maintenance (O&M) Improvements | 2.536% | 0 | 57.9093 | Residential_2031_Economic_million_m3_Before Competition Groups_Building Recommissioning, Operations and Maintenance (O&M) Improvements
Residential | Res ¦ Floor Insulation | 2031 | Economic | million_m3 | Before Competition Groups | 45.1701 | 0 | 0 | 2283.3014 | 0.019783 | 13 | Residential_2031_Economic_million_m3_Before Competition Groups_13 | Floor Insulation | 1.978% | 0 | 45.1701 | Residential_2031_Economic_million_m3_Before Competition Groups_Floor Insulation
Residential | Res ¦ Duct Insulation | 2031 | Economic | million_m3 | Before Competition Groups | 41.0139 | 0 | 0 | 2283.3014 | 0.017963 | 14 | Residential_2031_Economic_million_m3_Before Competition Groups_14 | Duct Insulation | 1.796% | 0 | 41.0139 | Residential_2031_Economic_million_m3_Before Competition Groups_Duct Insulation
Residential | Res ¦ Duct Insulation MF | 2031 | Economic | million_m3 | Before Competition Groups | 32.5106 | 0 | 0 | 2283.3014 | 0.014238 | 15 | Residential_2031_Economic_million_m3_Before Competition Groups_15 | Duct Insulation MF | 1.424% | 0 | 32.5106 | Residential_2031_Economic_million_m3_Before Competition Groups_Duct Insulation MF
Residential | Res ¦ Demand Control Ventilation | 2031 | Economic | million_m3 | Before Competition Groups | 31.4102 | 0 | 0 | 2283.3014 | 0.013756 | 16 | Residential_2031_Economic_million_m3_Before Competition Groups_16 | Demand Control Ventilation | 1.376% | 0 | 31.4102 | Residential_2031_Economic_million_m3_Before Competition Groups_Demand Control Ventilation
Residential | Res ¦ Pool Cover | 2031 | Economic | million_m3 | Before Competition Groups | 14.3037 | 0 | 0 | 2283.3014 | 0.0062645 | 17 | Residential_2031_Economic_million_m3_Before Competition Groups_17 | Pool Cover | 0.6264% | 0 | 14.3037 | Residential_2031_Economic_million_m3_Before Competition Groups_Pool Cover
Residential | Res ¦ Wall Insulation | 2031 | Economic | million_m3 | Before Competition Groups | 13.941 | 0 | 0 | 2283.3014 | 0.0061056 | 18 | Residential_2031_Economic_million_m3_Before Competition Groups_18 | Wall Insulation | 0.6106% | 0 | 13.941 | Residential_2031_Economic_million_m3_Before Competition Groups_Wall Insulation
Residential | Res ¦ Home Energy Reports | 2031 | Economic | million_m3 | Before Competition Groups | 12.7646 | 0 | 0 | 2283.3014 | 0.0055904 | 19 | Residential_2031_Economic_million_m3_Before Competition Groups_19 | Home Energy Reports | 0.559% | 0 | 12.7646 | Residential_2031_Economic_million_m3_Before Competition Groups_Home Energy Reports
Residential | Res ¦ Wall Insulation MF | 2031 | Economic | million_m3 | Before Competition Groups | 7.0989 | 0 | 0 | 2283.3014 | 0.003109 | 20 | Residential_2031_Economic_million_m3_Before Competition Groups_20 | Wall Insulation MF | 0.3109% | 0 | 7.0989 | Residential_2031_Economic_million_m3_Before Competition Groups_Wall Insulation MF
Residential | Res ¦ Water Heater Temperature Setback | 2031 | Economic | million_m3 | Before Competition Groups | 6.3649 | 0 | 0 | 2283.3014 | 0.0027876 | 21 | Residential_2031_Economic_million_m3_Before Competition Groups_21 | Water Heater Temperature Setback | 0.2788% | 0 | 6.3649 | Residential_2031_Economic_million_m3_Before Competition Groups_Water Heater Temperature Setback
Residential | Res ¦ Clothes Drying Racks | 2031 | Economic | million_m3 | Before Competition Groups | 1.0971 | 0 | 0 | 2283.3014 | 0.00048047 | 22 | Residential_2031_Economic_million_m3_Before Competition Groups_22 | Clothes Drying Racks | 0.04805% | 0 | 1.0971 | Residential_2031_Economic_million_m3_Before Competition Groups_Clothes Drying Racks
Residential | Res ¦ Minimize Hot and Warm Clothes Wash | 2031 | Economic | million_m3 | Before Competition Groups | 0.9499 | 0 | 0 | 2283.3014 | 0.00041602 | 23 | Residential_2031_Economic_million_m3_Before Competition Groups_23 | Minimize Hot and Warm Clothes Wash | 0.0416% | 0 | 0.9499 | Residential_2031_Economic_million_m3_Before Competition Groups_Minimize Hot and Warm Clothes Wash
Residential | Res ¦ Energy Star Clothes Washer | 2031 | Economic | million_m3 | Before Competition Groups | 0.10517 | 0 | 0 | 2283.3014 | 4.6059e-05 | 24 | Residential_2031_Economic_million_m3_Before Competition Groups_24 | Energy Star Clothes Washer | 0.004606% | 0 | 0.10517 | Residential_2031_Economic_million_m3_Before Competition Groups_Energy Star Clothes Washer
Residential | Res ¦ Comprehensive Draft Proofing | 2031 | SC A | million_m3 | Before Competition Groups | 94.3042 | 0 | 0 | 452.0664 | 0.20861 | 1 | Residential_2031_SC A_million_m3_Before Competition Groups_1 | Comprehensive Draft Proofing | 20.86% | 0 | 94.3042 | Residential_2031_SC A_million_m3_Before Competition Groups_Comprehensive Draft Proofing
Residential | Res ¦ Adaptive Thermostat | 2031 | SC A | million_m3 | Before Competition Groups | 72.3367 | 0 | 0 | 452.0664 | 0.16001 | 2 | Residential_2031_SC A_million_m3_Before Competition Groups_2 | Adaptive Thermostat | 16% | 0 | 72.3367 | Residential_2031_SC A_million_m3_Before Competition Groups_Adaptive Thermostat
Residential | Res ¦ High Efficiency Fireplace with Pilotless Ignition | 2031 | SC A | million_m3 | Before Competition Groups | 54.4463 | 0 | 0 | 452.0664 | 0.12044 | 3 | Residential_2031_SC A_million_m3_Before Competition Groups_3 | High Efficiency Fireplace with Pilotless Ignition | 12.04% | 0 | 54.4463 | Residential_2031_SC A_million_m3_Before Competition Groups_High Efficiency Fireplace with Pilotless Ignition
Residential | Res ¦ Air Sealing | 2031 | SC A | million_m3 | Before Competition Groups | 50.5751 | 0 | 0 | 452.0664 | 0.11188 | 4 | Residential_2031_SC A_million_m3_Before Competition Groups_4 | Air Sealing | 11.19% | 0 | 50.5751 | Residential_2031_SC A_million_m3_Before Competition Groups_Air Sealing
Residential | Res ¦ Advanced BAS/Controllers | 2031 | SC A | million_m3 | Before Competition Groups | 40.8923 | 0 | 0 | 452.0664 | 0.090456 | 5 | Residential_2031_SC A_million_m3_Before Competition Groups_5 | Advanced BAS/Controllers | 9.046% | 0 | 40.8923 | Residential_2031_SC A_million_m3_Before Competition Groups_Advanced BAS/Controllers
Residential | Res ¦ Building Recommissioning, Operations and Maintenance (O&M) Improvements | 2031 | SC A | million_m3 | Before Competition Groups | 33.7143 | 0 | 0 | 452.0664 | 0.074578 | 6 | Residential_2031_SC A_million_m3_Before Competition Groups_6 | Building Recommissioning, Operations and Maintenance (O&M) Improvements | 7.458% | 0 | 33.7143 | Residential_2031_SC A_million_m3_Before Competition Groups_Building Recommissioning, Operations and Maintenance (O&M) Improvements
Residential | Res ¦ Condensing Make Up Air Unit | 2031 | SC A | million_m3 | Before Competition Groups | 23.6213 | 0 | 0 | 452.0664 | 0.052252 | 7 | Residential_2031_SC A_million_m3_Before Competition Groups_7 | Condensing Make Up Air Unit | 5.225% | 0 | 23.6213 | Residential_2031_SC A_million_m3_Before Competition Groups_Condensing Make Up Air Unit
Residential | Res ¦ Basement Wall Insulation | 2031 | SC A | million_m3 | Before Competition Groups | 20.5864 | 0 | 0 | 452.0664 | 0.045538 | 8 | Residential_2031_SC A_million_m3_Before Competition Groups_8 | Basement Wall Insulation | 4.554% | 0 | 20.5864 | Residential_2031_SC A_million_m3_Before Competition Groups_Basement Wall Insulation
Residential | Res ¦ Attic Insulation | 2031 | SC A | million_m3 | Before Competition Groups | 13.8692 | 0 | 0 | 452.0664 | 0.03068 | 9 | Residential_2031_SC A_million_m3_Before Competition Groups_9 | Attic Insulation | 3.068% | 0 | 13.8692 | Residential_2031_SC A_million_m3_Before Competition Groups_Attic Insulation
Residential | Res ¦ Demand Control Ventilation | 2031 | SC A | million_m3 | Before Competition Groups | 11.7076 | 0 | 0 | 452.0664 | 0.025898 | 10 | Residential_2031_SC A_million_m3_Before Competition Groups_10 | Demand Control Ventilation | 2.59% | 0 | 11.7076 | Residential_2031_SC A_million_m3_Before Competition Groups_Demand Control Ventilation
Residential | Res ¦ Condensing Boiler | 2031 | SC A | million_m3 | Before Competition Groups | 10.2761 | 0 | 0 | 452.0664 | 0.022731 | 11 | Residential_2031_SC A_million_m3_Before Competition Groups_11 | Condensing Boiler | 2.273% | 0 | 10.2761 | Residential_2031_SC A_million_m3_Before Competition Groups_Condensing Boiler
Residential | Res ¦ Home Energy Reports | 2031 | SC A | million_m3 | Before Competition Groups | 7.8086 | 0 | 0 | 452.0664 | 0.017273 | 12 | Residential_2031_SC A_million_m3_Before Competition Groups_12 | Home Energy Reports | 1.727% | 0 | 7.8086 | Residential_2031_SC A_million_m3_Before Competition Groups_Home Energy Reports
Residential | Res ¦ High Efficiency Condensing Furnace | 2031 | SC A | million_m3 | Before Competition Groups | 7.5207 | 0 | 0 | 452.0664 | 0.016636 | 13 | Residential_2031_SC A_million_m3_Before Competition Groups_13 | High Efficiency Condensing Furnace | 1.664% | 0 | 7.5207 | Residential_2031_SC A_million_m3_Before Competition Groups_High Efficiency Condensing Furnace
Residential | Res ¦ Heat Recovery Ventilator | 2031 | SC A | million_m3 | Before Competition Groups | 4.4578 | 0 | 0 | 452.0664 | 0.0098611 | 14 | Residential_2031_SC A_million_m3_Before Competition Groups_14 | Heat Recovery Ventilator | 0.9861% | 0 | 4.4578 | Residential_2031_SC A_million_m3_Before Competition Groups_Heat Recovery Ventilator
Residential | Res ¦ Wall Insulation MF | 2031 | SC A | million_m3 | Before Competition Groups | 1.6549 | 0 | 0 | 452.0664 | 0.0036607 | 15 | Residential_2031_SC A_million_m3_Before Competition Groups_15 | Wall Insulation MF | 0.3661% | 0 | 1.6549 | Residential_2031_SC A_million_m3_Before Competition Groups_Wall Insulation MF
Residential | Res ¦ Duct Insulation MF | 2031 | SC A | million_m3 | Before Competition Groups | 1.5061 | 0 | 0 | 452.0664 | 0.0033316 | 16 | Residential_2031_SC A_million_m3_Before Competition Groups_16 | Duct Insulation MF | 0.3332% | 0 | 1.5061 | Residential_2031_SC A_million_m3_Before Competition Groups_Duct Insulation MF
Residential | Res ¦ Pool Cover | 2031 | SC A | million_m3 | Before Competition Groups | 0.72946 | 0 | 0 | 452.0664 | 0.0016136 | 17 | Residential_2031_SC A_million_m3_Before Competition Groups_17 | Pool Cover | 0.1614% | 0 | 0.72946 | Residential_2031_SC A_million_m3_Before Competition Groups_Pool Cover
Residential | Res ¦ Duct Insulation | 2031 | SC A | million_m3 | Before Competition Groups | 0.70987 | 0 | 0 | 452.0664 | 0.0015703 | 18 | Residential_2031_SC A_million_m3_Before Competition Groups_18 | Duct Insulation | 0.157% | 0 | 0.70987 | Residential_2031_SC A_million_m3_Before Competition Groups_Duct Insulation
Residential | Res ¦ Minimize Hot and Warm Clothes Wash | 2031 | SC A | million_m3 | Before Competition Groups | 0.5523 | 0 | 0 | 452.0664 | 0.0012217 | 19 | Residential_2031_SC A_million_m3_Before Competition Groups_19 | Minimize Hot and Warm Clothes Wash | 0.1222% | 0 | 0.5523 | Residential_2031_SC A_million_m3_Before Competition Groups_Minimize Hot and Warm Clothes Wash
Residential | Res ¦ Floor Insulation | 2031 | SC A | million_m3 | Before Competition Groups | 0.46869 | 0 | 0 | 452.0664 | 0.0010368 | 20 | Residential_2031_SC A_million_m3_Before Competition Groups_20 | Floor Insulation | 0.1037% | 0 | 0.46869 | Residential_2031_SC A_million_m3_Before Competition Groups_Floor Insulation
Residential | Res ¦ Water Heater Temperature Setback | 2031 | SC A | million_m3 | Before Competition Groups | 0.18765 | 0 | 0 | 452.0664 | 0.00041509 | 21 | Residential_2031_SC A_million_m3_Before Competition Groups_21 | Water Heater Temperature Setback | 0.04151% | 0 | 0.18765 | Residential_2031_SC A_million_m3_Before Competition Groups_Water Heater Temperature Setback
Residential | Res ¦ Wall Insulation | 2031 | SC A | million_m3 | Before Competition Groups | 0.12361 | 0 | 0 | 452.0664 | 0.00027343 | 22 | Residential_2031_SC A_million_m3_Before Competition Groups_22 | Wall Insulation | 0.02734% | 0 | 0.12361 | Residential_2031_SC A_million_m3_Before Competition Groups_Wall Insulation
Residential | Res ¦ Energy Star Clothes Washer | 2031 | SC A | million_m3 | Before Competition Groups | 0.016623 | 0 | 0 | 452.0664 | 3.6772e-05 | 23 | Residential_2031_SC A_million_m3_Before Competition Groups_23 | Energy Star Clothes Washer | 0.003677% | 0 | 0.016623 | Residential_2031_SC A_million_m3_Before Competition Groups_Energy Star Clothes Washer
Residential | Res ¦ Clothes Drying Racks | 2031 | SC A | million_m3 | Before Competition Groups | 0.00051392 | 0 | 0 | 452.0664 | 1.1368e-06 | 24 | Residential_2031_SC A_million_m3_Before Competition Groups_24 | Clothes Drying Racks | 0.0001137% | 0 | 0.00051392 | Residential_2031_SC A_million_m3_Before Competition Groups_Clothes Drying Racks
Residential | Res ¦ Comprehensive Draft Proofing | 2031 | SC B | million_m3 | Before Competition Groups | 171.2404 | 0 | 0 | 1068.138 | 0.16032 | 1 | Residential_2031_SC B_million_m3_Before Competition Groups_1 | Comprehensive Draft Proofing | 16.03% | 0 | 171.2404 | Residential_2031_SC B_million_m3_Before Competition Groups_Comprehensive Draft Proofing
Residential | Res ¦ Adaptive Thermostat | 2031 | SC B | million_m3 | Before Competition Groups | 161.6221 | 0 | 0 | 1068.138 | 0.15131 | 2 | Residential_2031_SC B_million_m3_Before Competition Groups_2 | Adaptive Thermostat | 15.13% | 0 | 161.6221 | Residential_2031_SC B_million_m3_Before Competition Groups_Adaptive Thermostat
Residential | Res ¦ Air Sealing | 2031 | SC B | million_m3 | Before Competition Groups | 148.4235 | 0 | 0 | 1068.138 | 0.13896 | 3 | Residential_2031_SC B_million_m3_Before Competition Groups_3 | Air Sealing | 13.9% | 0 | 148.4235 | Residential_2031_SC B_million_m3_Before Competition Groups_Air Sealing
Residential | Res ¦ High Efficiency Condensing Furnace | 2031 | SC B | million_m3 | Before Competition Groups | 84.0294 | 0 | 0 | 1068.138 | 0.078669 | 4 | Residential_2031_SC B_million_m3_Before Competition Groups_4 | High Efficiency Condensing Furnace | 7.867% | 0 | 84.0294 | Residential_2031_SC B_million_m3_Before Competition Groups_High Efficiency Condensing Furnace
Residential | Res ¦ High Efficiency Fireplace with Pilotless Ignition | 2031 | SC B | million_m3 | Before Competition Groups | 81.8057 | 0 | 0 | 1068.138 | 0.076587 | 5 | Residential_2031_SC B_million_m3_Before Competition Groups_5 | High Efficiency Fireplace with Pilotless Ignition | 7.659% | 0 | 81.8057 | Residential_2031_SC B_million_m3_Before Competition Groups_High Efficiency Fireplace with Pilotless Ignition
Residential | Res ¦ Advanced BAS/Controllers | 2031 | SC B | million_m3 | Before Competition Groups | 70.5309 | 0 | 0 | 1068.138 | 0.066032 | 6 | Residential_2031_SC B_million_m3_Before Competition Groups_6 | Advanced BAS/Controllers | 6.603% | 0 | 70.5309 | Residential_2031_SC B_million_m3_Before Competition Groups_Advanced BAS/Controllers
Residential | Res ¦ Building Recommissioning, Operations and Maintenance (O&M) Improvements | 2031 | SC B | million_m3 | Before Competition Groups | 58.2845 | 0 | 0 | 1068.138 | 0.054566 | 7 | Residential_2031_SC B_million_m3_Before Competition Groups_7 | Building Recommissioning, Operations and Maintenance (O&M) Improvements | 5.457% | 0 | 58.2845 | Residential_2031_SC B_million_m3_Before Competition Groups_Building Recommissioning, Operations and Maintenance (O&M) Improvements
Residential | Res ¦ Heat Recovery Ventilator | 2031 | SC B | million_m3 | Before Competition Groups | 45.399 | 0 | 0 | 1068.138 | 0.042503 | 8 | Residential_2031_SC B_million_m3_Before Competition Groups_8 | Heat Recovery Ventilator | 4.25% | 0 | 45.399 | Residential_2031_SC B_million_m3_Before Competition Groups_Heat Recovery Ventilator
Residential | Res ¦ Condensing Make Up Air Unit | 2031 | SC B | million_m3 | Before Competition Groups | 45.173 | 0 | 0 | 1068.138 | 0.042291 | 9 | Residential_2031_SC B_million_m3_Before Competition Groups_9 | Condensing Make Up Air Unit | 4.229% | 0 | 45.173 | Residential_2031_SC B_million_m3_Before Competition Groups_Condensing Make Up Air Unit
Residential | Res ¦ Condensing Boiler | 2031 | SC B | million_m3 | Before Competition Groups | 45.0712 | 0 | 0 | 1068.138 | 0.042196 | 10 | Residential_2031_SC B_million_m3_Before Competition Groups_10 | Condensing Boiler | 4.22% | 0 | 45.0712 | Residential_2031_SC B_million_m3_Before Competition Groups_Condensing Boiler
Residential | Res ¦ Attic Insulation | 2031 | SC B | million_m3 | Before Competition Groups | 36.2407 | 0 | 0 | 1068.138 | 0.033929 | 11 | Residential_2031_SC B_million_m3_Before Competition Groups_11 | Attic Insulation | 3.393% | 0 | 36.2407 | Residential_2031_SC B_million_m3_Before Competition Groups_Attic Insulation
Residential | Res ¦ Demand Control Ventilation | 2031 | SC B | million_m3 | Before Competition Groups | 31.6127 | 0 | 0 | 1068.138 | 0.029596 | 12 | Residential_2031_SC B_million_m3_Before Competition Groups_12 | Demand Control Ventilation | 2.96% | 0 | 31.6127 | Residential_2031_SC B_million_m3_Before Competition Groups_Demand Control Ventilation
Residential | Res ¦ Basement Wall Insulation | 2031 | SC B | million_m3 | Before Competition Groups | 30.1282 | 0 | 0 | 1068.138 | 0.028206 | 13 | Residential_2031_SC B_million_m3_Before Competition Groups_13 | Basement Wall Insulation | 2.821% | 0 | 30.1282 | Residential_2031_SC B_million_m3_Before Competition Groups_Basement Wall Insulation
Residential | Res ¦ Pool Cover | 2031 | SC B | million_m3 | Before Competition Groups | 12.9225 | 0 | 0 | 1068.138 | 0.012098 | 14 | Residential_2031_SC B_million_m3_Before Competition Groups_14 | Pool Cover | 1.21% | 0 | 12.9225 | Residential_2031_SC B_million_m3_Before Competition Groups_Pool Cover
Residential | Res ¦ Floor Insulation | 2031 | SC B | million_m3 | Before Competition Groups | 11.8585 | 0 | 0 | 1068.138 | 0.011102 | 15 | Residential_2031_SC B_million_m3_Before Competition Groups_15 | Floor Insulation | 1.11% | 0 | 11.8585 | Residential_2031_SC B_million_m3_Before Competition Groups_Floor Insulation
Residential | Res ¦ Duct Insulation | 2031 | SC B | million_m3 | Before Competition Groups | 9.5531 | 0 | 0 | 1068.138 | 0.0089437 | 16 | Residential_2031_SC B_million_m3_Before Competition Groups_16 | Duct Insulation | 0.8944% | 0 | 9.5531 | Residential_2031_SC B_million_m3_Before Competition Groups_Duct Insulation
Residential | Res ¦ Duct Insulation MF | 2031 | SC B | million_m3 | Before Competition Groups | 8.5387 | 0 | 0 | 1068.138 | 0.007994 | 17 | Residential_2031_SC B_million_m3_Before Competition Groups_17 | Duct Insulation MF | 0.7994% | 0 | 8.5387 | Residential_2031_SC B_million_m3_Before Competition Groups_Duct Insulation MF
Residential | Res ¦ Home Energy Reports | 2031 | SC B | million_m3 | Before Competition Groups | 7.8086 | 0 | 0 | 1068.138 | 0.0073105 | 18 | Residential_2031_SC B_million_m3_Before Competition Groups_18 | Home Energy Reports | 0.731% | 0 | 7.8086 | Residential_2031_SC B_million_m3_Before Competition Groups_Home Energy Reports
Residential | Res ¦ Wall Insulation | 2031 | SC B | million_m3 | Before Competition Groups | 3.6603 | 0 | 0 | 1068.138 | 0.0034268 | 19 | Residential_2031_SC B_million_m3_Before Competition Groups_19 | Wall Insulation | 0.3427% | 0 | 3.6603 | Residential_2031_SC B_million_m3_Before Competition Groups_Wall Insulation
Residential | Res ¦ Wall Insulation MF | 2031 | SC B | million_m3 | Before Competition Groups | 1.8654 | 0 | 0 | 1068.138 | 0.0017464 | 20 | Residential_2031_SC B_million_m3_Before Competition Groups_20 | Wall Insulation MF | 0.1746% | 0 | 1.8654 | Residential_2031_SC B_million_m3_Before Competition Groups_Wall Insulation MF
Residential | Res ¦ Clothes Drying Racks | 2031 | SC B | million_m3 | Before Competition Groups | 1.1031 | 0 | 0 | 1068.138 | 0.0010327 | 21 | Residential_2031_SC B_million_m3_Before Competition Groups_21 | Clothes Drying Racks | 0.1033% | 0 | 1.1031 | Residential_2031_SC B_million_m3_Before Competition Groups_Clothes Drying Racks
Residential | Res ¦ Minimize Hot and Warm Clothes Wash | 2031 | SC B | million_m3 | Before Competition Groups | 0.5523 | 0 | 0 | 1068.138 | 0.00051707 | 22 | Residential_2031_SC B_million_m3_Before Competition Groups_22 | Minimize Hot and Warm Clothes Wash | 0.05171% | 0 | 0.5523 | Residential_2031_SC B_million_m3_Before Competition Groups_Minimize Hot and Warm Clothes Wash
Residential | Res ¦ Water Heater Temperature Setback | 2031 | SC B | million_m3 | Before Competition Groups | 0.52974 | 0 | 0 | 1068.138 | 0.00049595 | 23 | Residential_2031_SC B_million_m3_Before Competition Groups_23 | Water Heater Temperature Setback | 0.0496% | 0 | 0.52974 | Residential_2031_SC B_million_m3_Before Competition Groups_Water Heater Temperature Setback
Residential | Res ¦ Energy Star Clothes Washer | 2031 | SC B | million_m3 | Before Competition Groups | 0.18433 | 0 | 0 | 1068.138 | 0.00017257 | 24 | Residential_2031_SC B_million_m3_Before Competition Groups_24 | Energy Star Clothes Washer | 0.01726% | 0 | 0.18433 | Residential_2031_SC B_million_m3_Before Competition Groups_Energy Star Clothes Washer
Residential | Res ¦ Comprehensive Draft Proofing | 2031 | SC C | million_m3 | Before Competition Groups | 99.2806 | 0 | 0 | 574.8986 | 0.17269 | 1 | Residential_2031_SC C_million_m3_Before Competition Groups_1 | Comprehensive Draft Proofing | 17.27% | 0 | 99.2806 | Residential_2031_SC C_million_m3_Before Competition Groups_Comprehensive Draft Proofing
Residential | Res ¦ Adaptive Thermostat | 2031 | SC C | million_m3 | Before Competition Groups | 94.0646 | 0 | 0 | 574.8986 | 0.16362 | 2 | Residential_2031_SC C_million_m3_Before Competition Groups_2 | Adaptive Thermostat | 16.36% | 0 | 94.0646 | Residential_2031_SC C_million_m3_Before Competition Groups_Adaptive Thermostat
Residential | Res ¦ High Efficiency Fireplace with Pilotless Ignition | 2031 | SC C | million_m3 | Before Competition Groups | 73.118 | 0 | 0 | 574.8986 | 0.12718 | 3 | Residential_2031_SC C_million_m3_Before Competition Groups_3 | High Efficiency Fireplace with Pilotless Ignition | 12.72% | 0 | 73.118 | Residential_2031_SC C_million_m3_Before Competition Groups_High Efficiency Fireplace with Pilotless Ignition
Residential | Res ¦ Air Sealing | 2031 | SC C | million_m3 | Before Competition Groups | 71.6485 | 0 | 0 | 574.8986 | 0.12463 | 4 | Residential_2031_SC C_million_m3_Before Competition Groups_4 | Air Sealing | 12.46% | 0 | 71.6485 | Residential_2031_SC C_million_m3_Before Competition Groups_Air Sealing
Residential | Res ¦ Advanced BAS/Controllers | 2031 | SC C | million_m3 | Before Competition Groups | 40.8923 | 0 | 0 | 574.8986 | 0.07113 | 5 | Residential_2031_SC C_million_m3_Before Competition Groups_5 | Advanced BAS/Controllers | 7.113% | 0 | 40.8923 | Residential_2031_SC C_million_m3_Before Competition Groups_Advanced BAS/Controllers
Residential | Res ¦ Building Recommissioning, Operations and Maintenance (O&M) Improvements | 2031 | SC C | million_m3 | Before Competition Groups | 33.7919 | 0 | 0 | 574.8986 | 0.058779 | 6 | Residential_2031_SC C_million_m3_Before Competition Groups_6 | Building Recommissioning, Operations and Maintenance (O&M) Improvements | 5.878% | 0 | 33.7919 | Residential_2031_SC C_million_m3_Before Competition Groups_Building Recommissioning, Operations and Maintenance (O&M) Improvements
Residential | Res ¦ Condensing Make Up Air Unit | 2031 | SC C | million_m3 | Before Competition Groups | 33.0758 | 0 | 0 | 574.8986 | 0.057533 | 7 | Residential_2031_SC C_million_m3_Before Competition Groups_7 | Condensing Make Up Air Unit | 5.753% | 0 | 33.0758 | Residential_2031_SC C_million_m3_Before Competition Groups_Condensing Make Up Air Unit
Residential | Res ¦ Basement Wall Insulation | 2031 | SC C | million_m3 | Before Competition Groups | 30.1346 | 0 | 0 | 574.8986 | 0.052417 | 8 | Residential_2031_SC C_million_m3_Before Competition Groups_8 | Basement Wall Insulation | 5.242% | 0 | 30.1346 | Residential_2031_SC C_million_m3_Before Competition Groups_Basement Wall Insulation
Residential | Res ¦ Attic Insulation | 2031 | SC C | million_m3 | Before Competition Groups | 27.7253 | 0 | 0 | 574.8986 | 0.048226 | 9 | Residential_2031_SC C_million_m3_Before Competition Groups_9 | Attic Insulation | 4.823% | 0 | 27.7253 | Residential_2031_SC C_million_m3_Before Competition Groups_Attic Insulation
Residential | Res ¦ Demand Control Ventilation | 2031 | SC C | million_m3 | Before Competition Groups | 18.3288 | 0 | 0 | 574.8986 | 0.031882 | 10 | Residential_2031_SC C_million_m3_Before Competition Groups_10 | Demand Control Ventilation | 3.188% | 0 | 18.3288 | Residential_2031_SC C_million_m3_Before Competition Groups_Demand Control Ventilation
Residential | Res ¦ Condensing Boiler | 2031 | SC C | million_m3 | Before Competition Groups | 15.7399 | 0 | 0 | 574.8986 | 0.027379 | 11 | Residential_2031_SC C_million_m3_Before Competition Groups_11 | Condensing Boiler | 2.738% | 0 | 15.7399 | Residential_2031_SC C_million_m3_Before Competition Groups_Condensing Boiler
Residential | Res ¦ High Efficiency Condensing Furnace | 2031 | SC C | million_m3 | Before Competition Groups | 12.8867 | 0 | 0 | 574.8986 | 0.022416 | 12 | Residential_2031_SC C_million_m3_Before Competition Groups_12 | High Efficiency Condensing Furnace | 2.242% | 0 | 12.8867 | Residential_2031_SC C_million_m3_Before Competition Groups_High Efficiency Condensing Furnace
Residential | Res ¦ Heat Recovery Ventilator | 2031 | SC C | million_m3 | Before Competition Groups | 7.9443 | 0 | 0 | 574.8986 | 0.013819 | 13 | Residential_2031_SC C_million_m3_Before Competition Groups_13 | Heat Recovery Ventilator | 1.382% | 0 | 7.9443 | Residential_2031_SC C_million_m3_Before Competition Groups_Heat Recovery Ventilator
Residential | Res ¦ Home Energy Reports | 2031 | SC C | million_m3 | Before Competition Groups | 7.8086 | 0 | 0 | 574.8986 | 0.013583 | 14 | Residential_2031_SC C_million_m3_Before Competition Groups_14 | Home Energy Reports | 1.358% | 0 | 7.8086 | Residential_2031_SC C_million_m3_Before Competition Groups_Home Energy Reports
Residential | Res ¦ Duct Insulation MF | 2031 | SC C | million_m3 | Before Competition Groups | 2.3307 | 0 | 0 | 574.8986 | 0.0040542 | 15 | Residential_2031_SC C_million_m3_Before Competition Groups_15 | Duct Insulation MF | 0.4054% | 0 | 2.3307 | Residential_2031_SC C_million_m3_Before Competition Groups_Duct Insulation MF
Residential | Res ¦ Wall Insulation MF | 2031 | SC C | million_m3 | Before Competition Groups | 1.8655 | 0 | 0 | 574.8986 | 0.003245 | 16 | Residential_2031_SC C_million_m3_Before Competition Groups_16 | Wall Insulation MF | 0.3245% | 0 | 1.8655 | Residential_2031_SC C_million_m3_Before Competition Groups_Wall Insulation MF
Residential | Res ¦ Pool Cover | 2031 | SC C | million_m3 | Before Competition Groups | 1.2933 | 0 | 0 | 574.8986 | 0.0022496 | 17 | Residential_2031_SC C_million_m3_Before Competition Groups_17 | Pool Cover | 0.225% | 0 | 1.2933 | Residential_2031_SC C_million_m3_Before Competition Groups_Pool Cover
Residential | Res ¦ Duct Insulation | 2031 | SC C | million_m3 | Before Competition Groups | 1.1222 | 0 | 0 | 574.8986 | 0.0019519 | 18 | Residential_2031_SC C_million_m3_Before Competition Groups_18 | Duct Insulation | 0.1952% | 0 | 1.1222 | Residential_2031_SC C_million_m3_Before Competition Groups_Duct Insulation
Residential | Res ¦ Floor Insulation | 2031 | SC C | million_m3 | Before Competition Groups | 0.82971 | 0 | 0 | 574.8986 | 0.0014432 | 19 | Residential_2031_SC C_million_m3_Before Competition Groups_19 | Floor Insulation | 0.1443% | 0 | 0.82971 | Residential_2031_SC C_million_m3_Before Competition Groups_Floor Insulation
Residential | Res ¦ Minimize Hot and Warm Clothes Wash | 2031 | SC C | million_m3 | Before Competition Groups | 0.5523 | 0 | 0 | 574.8986 | 0.0009607 | 20 | Residential_2031_SC C_million_m3_Before Competition Groups_20 | Minimize Hot and Warm Clothes Wash | 0.09607% | 0 | 0.5523 | Residential_2031_SC C_million_m3_Before Competition Groups_Minimize Hot and Warm Clothes Wash
Residential | Res ¦ Wall Insulation | 2031 | SC C | million_m3 | Before Competition Groups | 0.2224 | 0 | 0 | 574.8986 | 0.00038684 | 21 | Residential_2031_SC C_million_m3_Before Competition Groups_21 | Wall Insulation | 0.03868% | 0 | 0.2224 | Residential_2031_SC C_million_m3_Before Competition Groups_Wall Insulation
Residential | Res ¦ Water Heater Temperature Setback | 2031 | SC C | million_m3 | Before Competition Groups | 0.20552 | 0 | 0 | 574.8986 | 0.00035749 | 22 | Residential_2031_SC C_million_m3_Before Competition Groups_22 | Water Heater Temperature Setback | 0.03575% | 0 | 0.20552 | Residential_2031_SC C_million_m3_Before Competition Groups_Water Heater Temperature Setback
Residential | Res ¦ Energy Star Clothes Washer | 2031 | SC C | million_m3 | Before Competition Groups | 0.036713 | 0 | 0 | 574.8986 | 6.386e-05 | 23 | Residential_2031_SC C_million_m3_Before Competition Groups_23 | Energy Star Clothes Washer | 0.006386% | 0 | 0.036713 | Residential_2031_SC C_million_m3_Before Competition Groups_Energy Star Clothes Washer
Residential | Res ¦ Clothes Drying Racks | 2031 | SC C | million_m3 | Before Competition Groups | 0.00051392 | 0 | 0 | 574.8986 | 8.9393e-07 | 24 | Residential_2031_SC C_million_m3_Before Competition Groups_24 | Clothes Drying Racks | 8.939e-05% | 0 | 0.00051392 | Residential_2031_SC C_million_m3_Before Competition Groups_Clothes Drying Racks
Residential | Res ¦ Air Sealing | 2031 | Technical | million_m3 | Before Competition Groups | 564.9723 | 0 | 0 | 3774.0265 | 0.1497 | 1 | Residential_2031_Technical_million_m3_Before Competition Groups_1 | Air Sealing | 14.97% | 0 | 564.9723 | Residential_2031_Technical_million_m3_Before Competition Groups_Air Sealing
Residential | Res ¦ Adaptive Thermostat | 2031 | Technical | million_m3 | Before Competition Groups | 498.1201 | 0 | 0 | 3774.0265 | 0.13199 | 2 | Residential_2031_Technical_million_m3_Before Competition Groups_2 | Adaptive Thermostat | 13.2% | 0 | 498.1201 | Residential_2031_Technical_million_m3_Before Competition Groups_Adaptive Thermostat
Residential | Res ¦ Energy Star Windows | 2031 | Technical | million_m3 | Before Competition Groups | 214.9679 | 0 | 0 | 3774.0265 | 0.05696 | 3 | Residential_2031_Technical_million_m3_Before Competition Groups_3 | Energy Star Windows | 5.696% | 0 | 214.9679 | Residential_2031_Technical_million_m3_Before Competition Groups_Energy Star Windows
Residential | Res ¦ Condensing Storage Water Heater | 2031 | Technical | million_m3 | Before Competition Groups | 193.9562 | 0 | 0 | 3774.0265 | 0.051392 | 4 | Residential_2031_Technical_million_m3_Before Competition Groups_4 | Condensing Storage Water Heater | 5.139% | 0 | 193.9562 | Residential_2031_Technical_million_m3_Before Competition Groups_Condensing Storage Water Heater
Residential | Res ¦ Comprehensive Draft Proofing | 2031 | Technical | million_m3 | Before Competition Groups | 170.1375 | 0 | 0 | 3774.0265 | 0.045081 | 5 | Residential_2031_Technical_million_m3_Before Competition Groups_5 | Comprehensive Draft Proofing | 4.508% | 0 | 170.1375 | Residential_2031_Technical_million_m3_Before Competition Groups_Comprehensive Draft Proofing
Residential | Res ¦ Tankless Water Heater | 2031 | Technical | million_m3 | Before Competition Groups | 163.5045 | 0 | 0 | 3774.0265 | 0.043324 | 6 | Residential_2031_Technical_million_m3_Before Competition Groups_6 | Tankless Water Heater | 4.332% | 0 | 163.5045 | Residential_2031_Technical_million_m3_Before Competition Groups_Tankless Water Heater
Residential | Res ¦ Wall Insulation | 2031 | Technical | million_m3 | Before Competition Groups | 156.2162 | 0 | 0 | 3774.0265 | 0.041392 | 7 | Residential_2031_Technical_million_m3_Before Competition Groups_7 | Wall Insulation | 4.139% | 0 | 156.2162 | Residential_2031_Technical_million_m3_Before Competition Groups_Wall Insulation
Residential | Res ¦ Attic Insulation | 2031 | Technical | million_m3 | Before Competition Groups | 137.9472 | 0 | 0 | 3774.0265 | 0.036552 | 8 | Residential_2031_Technical_million_m3_Before Competition Groups_8 | Attic Insulation | 3.655% | 0 | 137.9472 | Residential_2031_Technical_million_m3_Before Competition Groups_Attic Insulation
Residential | Res ¦ Condensing Boiler | 2031 | Technical | million_m3 | Before Competition Groups | 132.977 | 0 | 0 | 3774.0265 | 0.035235 | 9 | Residential_2031_Technical_million_m3_Before Competition Groups_9 | Condensing Boiler | 3.523% | 0 | 132.977 | Residential_2031_Technical_million_m3_Before Competition Groups_Condensing Boiler
Residential | Res ¦ DHW Recirculation Systems | 2031 | Technical | million_m3 | Before Competition Groups | 130.5142 | 0 | 0 | 3774.0265 | 0.034582 | 10 | Residential_2031_Technical_million_m3_Before Competition Groups_10 | DHW Recirculation Systems | 3.458% | 0 | 130.5142 | Residential_2031_Technical_million_m3_Before Competition Groups_DHW Recirculation Systems
Residential | Res ¦ Basement or Crawlspace Insulation | 2031 | Technical | million_m3 | Before Competition Groups | 117.181 | 0 | 0 | 3774.0265 | 0.031049 | 11 | Residential_2031_Technical_million_m3_Before Competition Groups_11 | Basement or Crawlspace Insulation | 3.105% | 0 | 117.181 | Residential_2031_Technical_million_m3_Before Competition Groups_Basement or Crawlspace Insulation
Residential | Res ¦ Basement Wall Insulation | 2031 | Technical | million_m3 | Before Competition Groups | 114.6713 | 0 | 0 | 3774.0265 | 0.030384 | 12 | Residential_2031_Technical_million_m3_Before Competition Groups_12 | Basement Wall Insulation | 3.038% | 0 | 114.6713 | Residential_2031_Technical_million_m3_Before Competition Groups_Basement Wall Insulation
Residential | Res ¦ Heat Recovery Ventilator | 2031 | Technical | million_m3 | Before Competition Groups | 113.047 | 0 | 0 | 3774.0265 | 0.029954 | 13 | Residential_2031_Technical_million_m3_Before Competition Groups_13 | Heat Recovery Ventilator | 2.995% | 0 | 113.047 | Residential_2031_Technical_million_m3_Before Competition Groups_Heat Recovery Ventilator
Residential | Res ¦ High Efficiency Storage Water Heater | 2031 | Technical | million_m3 | Before Competition Groups | 108.5061 | 0 | 0 | 3774.0265 | 0.028751 | 14 | Residential_2031_Technical_million_m3_Before Competition Groups_14 | High Efficiency Storage Water Heater | 2.875% | 0 | 108.5061 | Residential_2031_Technical_million_m3_Before Competition Groups_High Efficiency Storage Water Heater
Residential | Res ¦ High Efficiency Condensing Furnace | 2031 | Technical | million_m3 | Before Competition Groups | 107.0701 | 0 | 0 | 3774.0265 | 0.02837 | 15 | Residential_2031_Technical_million_m3_Before Competition Groups_15 | High Efficiency Condensing Furnace | 2.837% | 0 | 107.0701 | Residential_2031_Technical_million_m3_Before Competition Groups_High Efficiency Condensing Furnace
Residential | Res ¦ High Efficiency Fireplace with Pilotless Ignition | 2031 | Technical | million_m3 | Before Competition Groups | 104.9445 | 0 | 0 | 3774.0265 | 0.027807 | 16 | Residential_2031_Technical_million_m3_Before Competition Groups_16 | High Efficiency Fireplace with Pilotless Ignition | 2.781% | 0 | 104.9445 | Residential_2031_Technical_million_m3_Before Competition Groups_High Efficiency Fireplace with Pilotless Ignition
Residential | Res ¦ Window Film | 2031 | Technical | million_m3 | Before Competition Groups | 80.6171 | 0 | 0 | 3774.0265 | 0.021361 | 17 | Residential_2031_Technical_million_m3_Before Competition Groups_17 | Window Film | 2.136% | 0 | 80.6171 | Residential_2031_Technical_million_m3_Before Competition Groups_Window Film
Residential | Res ¦ Furnace Tune Up | 2031 | Technical | million_m3 | Before Competition Groups | 77.923 | 0 | 0 | 3774.0265 | 0.020647 | 18 | Residential_2031_Technical_million_m3_Before Competition Groups_18 | Furnace Tune Up | 2.065% | 0 | 77.923 | Residential_2031_Technical_million_m3_Before Competition Groups_Furnace Tune Up
Residential | Res ¦ Condensing Make Up Air Unit | 2031 | Technical | million_m3 | Before Competition Groups | 72.1887 | 0 | 0 | 3774.0265 | 0.019128 | 19 | Residential_2031_Technical_million_m3_Before Competition Groups_19 | Condensing Make Up Air Unit | 1.913% | 0 | 72.1887 | Residential_2031_Technical_million_m3_Before Competition Groups_Condensing Make Up Air Unit
Residential | Res ¦ Advanced BAS/Controllers | 2031 | Technical | million_m3 | Before Competition Groups | 70.0773 | 0 | 0 | 3774.0265 | 0.018568 | 20 | Residential_2031_Technical_million_m3_Before Competition Groups_20 | Advanced BAS/Controllers | 1.857% | 0 | 70.0773 | Residential_2031_Technical_million_m3_Before Competition Groups_Advanced BAS/Controllers
Residential | Res ¦ Ceiling Insulation | 2031 | Technical | million_m3 | Before Competition Groups | 58.0629 | 0 | 0 | 3774.0265 | 0.015385 | 21 | Residential_2031_Technical_million_m3_Before Competition Groups_21 | Ceiling Insulation | 1.538% | 0 | 58.0629 | Residential_2031_Technical_million_m3_Before Competition Groups_Ceiling Insulation
Residential | Res ¦ Building Recommissioning, Operations and Maintenance (O&M) Improvements | 2031 | Technical | million_m3 | Before Competition Groups | 57.9093 | 0 | 0 | 3774.0265 | 0.015344 | 22 | Residential_2031_Technical_million_m3_Before Competition Groups_22 | Building Recommissioning, Operations and Maintenance (O&M) Improvements | 1.534% | 0 | 57.9093 | Residential_2031_Technical_million_m3_Before Competition Groups_Building Recommissioning, Operations and Maintenance (O&M) Improvements
Residential | Res ¦ Solar Water Heating System | 2031 | Technical | million_m3 | Before Competition Groups | 48.1779 | 0 | 0 | 3774.0265 | 0.012766 | 23 | Residential_2031_Technical_million_m3_Before Competition Groups_23 | Solar Water Heating System | 1.277% | 0 | 48.1779 | Residential_2031_Technical_million_m3_Before Competition Groups_Solar Water Heating System
Residential | Res ¦ Duct Insulation MF | 2031 | Technical | million_m3 | Before Competition Groups | 45.8267 | 0 | 0 | 3774.0265 | 0.012143 | 24 | Residential_2031_Technical_million_m3_Before Competition Groups_24 | Duct Insulation MF | 1.214% | 0 | 45.8267 | Residential_2031_Technical_million_m3_Before Competition Groups_Duct Insulation MF
Residential | Res ¦ Floor Insulation | 2031 | Technical | million_m3 | Before Competition Groups | 45.1701 | 0 | 0 | 3774.0265 | 0.011969 | 25 | Residential_2031_Technical_million_m3_Before Competition Groups_25 | Floor Insulation | 1.197% | 0 | 45.1701 | Residential_2031_Technical_million_m3_Before Competition Groups_Floor Insulation
Residential | Res ¦ Duct Insulation | 2031 | Technical | million_m3 | Before Competition Groups | 42.9305 | 0 | 0 | 3774.0265 | 0.011375 | 26 | Residential_2031_Technical_million_m3_Before Competition Groups_26 | Duct Insulation | 1.138% | 0 | 42.9305 | Residential_2031_Technical_million_m3_Before Competition Groups_Duct Insulation
Residential | Res ¦ Demand Control Ventilation | 2031 | Technical | million_m3 | Before Competition Groups | 31.4102 | 0 | 0 | 3774.0265 | 0.0083227 | 27 | Residential_2031_Technical_million_m3_Before Competition Groups_27 | Demand Control Ventilation | 0.8323% | 0 | 31.4102 | Residential_2031_Technical_million_m3_Before Competition Groups_Demand Control Ventilation
Residential | Res ¦ Early Hot Water Heater Replacement | 2031 | Technical | million_m3 | Before Competition Groups | 25.5752 | 0 | 0 | 3774.0265 | 0.0067766 | 28 | Residential_2031_Technical_million_m3_Before Competition Groups_28 | Early Hot Water Heater Replacement | 0.6777% | 0 | 25.5752 | Residential_2031_Technical_million_m3_Before Competition Groups_Early Hot Water Heater Replacement
Residential | Res ¦ Home Energy Reports | 2031 | Technical | million_m3 | Before Competition Groups | 23.8545 | 0 | 0 | 3774.0265 | 0.0063207 | 29 | Residential_2031_Technical_million_m3_Before Competition Groups_29 | Home Energy Reports | 0.6321% | 0 | 23.8545 | Residential_2031_Technical_million_m3_Before Competition Groups_Home Energy Reports
Residential | Res ¦ Drain Water Heat Recovery | 2031 | Technical | million_m3 | Before Competition Groups | 21.8273 | 0 | 0 | 3774.0265 | 0.0057835 | 30 | Residential_2031_Technical_million_m3_Before Competition Groups_30 | Drain Water Heat Recovery | 0.5784% | 0 | 21.8273 | Residential_2031_Technical_million_m3_Before Competition Groups_Drain Water Heat Recovery
Residential | Res ¦ Pool Cover | 2031 | Technical | million_m3 | Before Competition Groups | 14.3037 | 0 | 0 | 3774.0265 | 0.00379 | 31 | Residential_2031_Technical_million_m3_Before Competition Groups_31 | Pool Cover | 0.379% | 0 | 14.3037 | Residential_2031_Technical_million_m3_Before Competition Groups_Pool Cover
Residential | Res ¦ High Efficiency Gas Pool Heater | 2031 | Technical | million_m3 | Before Competition Groups | 10.7967 | 0 | 0 | 3774.0265 | 0.0028608 | 32 | Residential_2031_Technical_million_m3_Before Competition Groups_32 | High Efficiency Gas Pool Heater | 0.2861% | 0 | 10.7967 | Residential_2031_Technical_million_m3_Before Competition Groups_High Efficiency Gas Pool Heater
Residential | Res ¦ Wall Insulation MF | 2031 | Technical | million_m3 | Before Competition Groups | 7.0989 | 0 | 0 | 3774.0265 | 0.001881 | 33 | Residential_2031_Technical_million_m3_Before Competition Groups_33 | Wall Insulation MF | 0.1881% | 0 | 7.0989 | Residential_2031_Technical_million_m3_Before Competition Groups_Wall Insulation MF
Residential | Res ¦ Water Heater Temperature Setback | 2031 | Technical | million_m3 | Before Competition Groups | 6.3649 | 0 | 0 | 3774.0265 | 0.0016865 | 34 | Residential_2031_Technical_million_m3_Before Competition Groups_34 | Water Heater Temperature Setback | 0.1687% | 0 | 6.3649 | Residential_2031_Technical_million_m3_Before Competition Groups_Water Heater Temperature Setback
Residential | Res ¦ Energy Star Clothes Dryer | 2031 | Technical | million_m3 | Before Competition Groups | 2.0111 | 0 | 0 | 3774.0265 | 0.00053289 | 35 | Residential_2031_Technical_million_m3_Before Competition Groups_35 | Energy Star Clothes Dryer | 0.05329% | 0 | 2.0111 | Residential_2031_Technical_million_m3_Before Competition Groups_Energy Star Clothes Dryer
Residential | Res ¦ Clothes Drying Racks | 2031 | Technical | million_m3 | Before Competition Groups | 1.0971 | 0 | 0 | 3774.0265 | 0.00029069 | 36 | Residential_2031_Technical_million_m3_Before Competition Groups_36 | Clothes Drying Racks | 0.02907% | 0 | 1.0971 | Residential_2031_Technical_million_m3_Before Competition Groups_Clothes Drying Racks
Residential | Res ¦ Energy Star Clothes Washer | 2031 | Technical | million_m3 | Before Competition Groups | 1.0086 | 0 | 0 | 3774.0265 | 0.00026725 | 37 | Residential_2031_Technical_million_m3_Before Competition Groups_37 | Energy Star Clothes Washer | 0.02673% | 0 | 1.0086 | Residential_2031_Technical_million_m3_Before Competition Groups_Energy Star Clothes Washer
Residential | Res ¦ Minimize Hot and Warm Clothes Wash | 2031 | Technical | million_m3 | Before Competition Groups | 0.9499 | 0 | 0 | 3774.0265 | 0.0002517 | 38 | Residential_2031_Technical_million_m3_Before Competition Groups_38 | Minimize Hot and Warm Clothes Wash | 0.02517% | 0 | 0.9499 | Residential_2031_Technical_million_m3_Before Competition Groups_Minimize Hot and Warm Clothes Wash
Residential | Res ¦ Solar Water Preheat (Pools/DHW) | 2031 | Technical | million_m3 | Before Competition Groups | 0.11188 | 0 | 0 | 3774.0265 | 2.9645e-05 | 39 | Residential_2031_Technical_million_m3_Before Competition Groups_39 | Solar Water Preheat (Pools/DHW) | 0.002964% | 0 | 0.11188 | Residential_2031_Technical_million_m3_Before Competition Groups_Solar Water Preheat (Pools/DHW)
Residential | Res ¦ Air Sealing | 2032 | Economic | million_m3 | Before Competition Groups | 556.0457 | 0 | 0 | 2294.1298 | 0.24238 | 1 | Residential_2032_Economic_million_m3_Before Competition Groups_1 | Air Sealing | 24.24% | 0 | 556.0457 | Residential_2032_Economic_million_m3_Before Competition Groups_Air Sealing
Residential | Res ¦ Adaptive Thermostat | 2032 | Economic | million_m3 | Before Competition Groups | 498.2827 | 0 | 0 | 2294.1298 | 0.2172 | 2 | Residential_2032_Economic_million_m3_Before Competition Groups_2 | Adaptive Thermostat | 21.72% | 0 | 498.2827 | Residential_2032_Economic_million_m3_Before Competition Groups_Adaptive Thermostat
Residential | Res ¦ Comprehensive Draft Proofing | 2032 | Economic | million_m3 | Before Competition Groups | 167.4494 | 0 | 0 | 2294.1298 | 0.07299 | 3 | Residential_2032_Economic_million_m3_Before Competition Groups_3 | Comprehensive Draft Proofing | 7.299% | 0 | 167.4494 | Residential_2032_Economic_million_m3_Before Competition Groups_Comprehensive Draft Proofing
Residential | Res ¦ Attic Insulation | 2032 | Economic | million_m3 | Before Competition Groups | 135.7676 | 0 | 0 | 2294.1298 | 0.05918 | 4 | Residential_2032_Economic_million_m3_Before Competition Groups_4 | Attic Insulation | 5.918% | 0 | 135.7676 | Residential_2032_Economic_million_m3_Before Competition Groups_Attic Insulation
Residential | Res ¦ Heat Recovery Ventilator | 2032 | Economic | million_m3 | Before Competition Groups | 120.5194 | 0 | 0 | 2294.1298 | 0.052534 | 5 | Residential_2032_Economic_million_m3_Before Competition Groups_5 | Heat Recovery Ventilator | 5.253% | 0 | 120.5194 | Residential_2032_Economic_million_m3_Before Competition Groups_Heat Recovery Ventilator
Residential | Res ¦ Basement Wall Insulation | 2032 | Economic | million_m3 | Before Competition Groups | 112.8595 | 0 | 0 | 2294.1298 | 0.049195 | 6 | Residential_2032_Economic_million_m3_Before Competition Groups_6 | Basement Wall Insulation | 4.919% | 0 | 112.8595 | Residential_2032_Economic_million_m3_Before Competition Groups_Basement Wall Insulation
Residential | Res ¦ High Efficiency Fireplace with Pilotless Ignition | 2032 | Economic | million_m3 | Before Competition Groups | 111.0282 | 0 | 0 | 2294.1298 | 0.048397 | 7 | Residential_2032_Economic_million_m3_Before Competition Groups_7 | High Efficiency Fireplace with Pilotless Ignition | 4.84% | 0 | 111.0282 | Residential_2032_Economic_million_m3_Before Competition Groups_High Efficiency Fireplace with Pilotless Ignition
Residential | Res ¦ High Efficiency Condensing Furnace | 2032 | Economic | million_m3 | Before Competition Groups | 102.3248 | 0 | 0 | 2294.1298 | 0.044603 | 8 | Residential_2032_Economic_million_m3_Before Competition Groups_8 | High Efficiency Condensing Furnace | 4.46% | 0 | 102.3248 | Residential_2032_Economic_million_m3_Before Competition Groups_High Efficiency Condensing Furnace
Residential | Res ¦ Condensing Boiler | 2032 | Economic | million_m3 | Before Competition Groups | 82.4621 | 0 | 0 | 2294.1298 | 0.035945 | 9 | Residential_2032_Economic_million_m3_Before Competition Groups_9 | Condensing Boiler | 3.594% | 0 | 82.4621 | Residential_2032_Economic_million_m3_Before Competition Groups_Condensing Boiler
Residential | Res ¦ Condensing Make Up Air Unit | 2032 | Economic | million_m3 | Before Competition Groups | 76.5265 | 0 | 0 | 2294.1298 | 0.033358 | 10 | Residential_2032_Economic_million_m3_Before Competition Groups_10 | Condensing Make Up Air Unit | 3.336% | 0 | 76.5265 | Residential_2032_Economic_million_m3_Before Competition Groups_Condensing Make Up Air Unit
Residential | Res ¦ Advanced BAS/Controllers | 2032 | Economic | million_m3 | Before Competition Groups | 68.9701 | 0 | 0 | 2294.1298 | 0.030064 | 11 | Residential_2032_Economic_million_m3_Before Competition Groups_11 | Advanced BAS/Controllers | 3.006% | 0 | 68.9701 | Residential_2032_Economic_million_m3_Before Competition Groups_Advanced BAS/Controllers
Residential | Res ¦ Building Recommissioning, Operations and Maintenance (O&M) Improvements | 2032 | Economic | million_m3 | Before Competition Groups | 56.9943 | 0 | 0 | 2294.1298 | 0.024844 | 12 | Residential_2032_Economic_million_m3_Before Competition Groups_12 | Building Recommissioning, Operations and Maintenance (O&M) Improvements | 2.484% | 0 | 56.9943 | Residential_2032_Economic_million_m3_Before Competition Groups_Building Recommissioning, Operations and Maintenance (O&M) Improvements
Residential | Res ¦ Floor Insulation | 2032 | Economic | million_m3 | Before Competition Groups | 44.4564 | 0 | 0 | 2294.1298 | 0.019378 | 13 | Residential_2032_Economic_million_m3_Before Competition Groups_13 | Floor Insulation | 1.938% | 0 | 44.4564 | Residential_2032_Economic_million_m3_Before Competition Groups_Floor Insulation
Residential | Res ¦ Duct Insulation | 2032 | Economic | million_m3 | Before Competition Groups | 40.3659 | 0 | 0 | 2294.1298 | 0.017595 | 14 | Residential_2032_Economic_million_m3_Before Competition Groups_14 | Duct Insulation | 1.76% | 0 | 40.3659 | Residential_2032_Economic_million_m3_Before Competition Groups_Duct Insulation
Residential | Res ¦ Duct Insulation MF | 2032 | Economic | million_m3 | Before Competition Groups | 31.9969 | 0 | 0 | 2294.1298 | 0.013947 | 15 | Residential_2032_Economic_million_m3_Before Competition Groups_15 | Duct Insulation MF | 1.395% | 0 | 31.9969 | Residential_2032_Economic_million_m3_Before Competition Groups_Duct Insulation MF
Residential | Res ¦ Demand Control Ventilation | 2032 | Economic | million_m3 | Before Competition Groups | 30.9139 | 0 | 0 | 2294.1298 | 0.013475 | 16 | Residential_2032_Economic_million_m3_Before Competition Groups_16 | Demand Control Ventilation | 1.348% | 0 | 30.9139 | Residential_2032_Economic_million_m3_Before Competition Groups_Demand Control Ventilation
Residential | Res ¦ Pool Cover | 2032 | Economic | million_m3 | Before Competition Groups | 14.0777 | 0 | 0 | 2294.1298 | 0.0061364 | 17 | Residential_2032_Economic_million_m3_Before Competition Groups_17 | Pool Cover | 0.6136% | 0 | 14.0777 | Residential_2032_Economic_million_m3_Before Competition Groups_Pool Cover
Residential | Res ¦ Home Energy Reports | 2032 | Economic | million_m3 | Before Competition Groups | 13.9496 | 0 | 0 | 2294.1298 | 0.0060806 | 18 | Residential_2032_Economic_million_m3_Before Competition Groups_18 | Home Energy Reports | 0.6081% | 0 | 13.9496 | Residential_2032_Economic_million_m3_Before Competition Groups_Home Energy Reports
Residential | Res ¦ Wall Insulation | 2032 | Economic | million_m3 | Before Competition Groups | 13.7208 | 0 | 0 | 2294.1298 | 0.0059808 | 19 | Residential_2032_Economic_million_m3_Before Competition Groups_19 | Wall Insulation | 0.5981% | 0 | 13.7208 | Residential_2032_Economic_million_m3_Before Competition Groups_Wall Insulation
Residential | Res ¦ Wall Insulation MF | 2032 | Economic | million_m3 | Before Competition Groups | 6.9867 | 0 | 0 | 2294.1298 | 0.0030455 | 20 | Residential_2032_Economic_million_m3_Before Competition Groups_20 | Wall Insulation MF | 0.3045% | 0 | 6.9867 | Residential_2032_Economic_million_m3_Before Competition Groups_Wall Insulation MF
Residential | Res ¦ Water Heater Temperature Setback | 2032 | Economic | million_m3 | Before Competition Groups | 6.2644 | 0 | 0 | 2294.1298 | 0.0027306 | 21 | Residential_2032_Economic_million_m3_Before Competition Groups_21 | Water Heater Temperature Setback | 0.2731% | 0 | 6.2644 | Residential_2032_Economic_million_m3_Before Competition Groups_Water Heater Temperature Setback
Residential | Res ¦ Clothes Drying Racks | 2032 | Economic | million_m3 | Before Competition Groups | 1.0797 | 0 | 0 | 2294.1298 | 0.00047064 | 22 | Residential_2032_Economic_million_m3_Before Competition Groups_22 | Clothes Drying Racks | 0.04706% | 0 | 1.0797 | Residential_2032_Economic_million_m3_Before Competition Groups_Clothes Drying Racks
Residential | Res ¦ Minimize Hot and Warm Clothes Wash | 2032 | Economic | million_m3 | Before Competition Groups | 0.9349 | 0 | 0 | 2294.1298 | 0.00040752 | 23 | Residential_2032_Economic_million_m3_Before Competition Groups_23 | Minimize Hot and Warm Clothes Wash | 0.04075% | 0 | 0.9349 | Residential_2032_Economic_million_m3_Before Competition Groups_Minimize Hot and Warm Clothes Wash
Residential | Res ¦ Energy Star Clothes Washer | 2032 | Economic | million_m3 | Before Competition Groups | 0.1527 | 0 | 0 | 2294.1298 | 6.656e-05 | 24 | Residential_2032_Economic_million_m3_Before Competition Groups_24 | Energy Star Clothes Washer | 0.006656% | 0 | 0.1527 | Residential_2032_Economic_million_m3_Before Competition Groups_Energy Star Clothes Washer
Residential | Res ¦ Comprehensive Draft Proofing | 2032 | SC A | million_m3 | Before Competition Groups | 102.9666 | 0 | 0 | 493.2253 | 0.20876 | 1 | Residential_2032_SC A_million_m3_Before Competition Groups_1 | Comprehensive Draft Proofing | 20.88% | 0 | 102.9666 | Residential_2032_SC A_million_m3_Before Competition Groups_Comprehensive Draft Proofing
Residential | Res ¦ Adaptive Thermostat | 2032 | SC A | million_m3 | Before Competition Groups | 78.9327 | 0 | 0 | 493.2253 | 0.16003 | 2 | Residential_2032_SC A_million_m3_Before Competition Groups_2 | Adaptive Thermostat | 16% | 0 | 78.9327 | Residential_2032_SC A_million_m3_Before Competition Groups_Adaptive Thermostat
Residential | Res ¦ High Efficiency Fireplace with Pilotless Ignition | 2032 | SC A | million_m3 | Before Competition Groups | 58.4244 | 0 | 0 | 493.2253 | 0.11845 | 3 | Residential_2032_SC A_million_m3_Before Competition Groups_3 | High Efficiency Fireplace with Pilotless Ignition | 11.85% | 0 | 58.4244 | Residential_2032_SC A_million_m3_Before Competition Groups_High Efficiency Fireplace with Pilotless Ignition
Residential | Res ¦ Air Sealing | 2032 | SC A | million_m3 | Before Competition Groups | 54.5186 | 0 | 0 | 493.2253 | 0.11053 | 4 | Residential_2032_SC A_million_m3_Before Competition Groups_4 | Air Sealing | 11.05% | 0 | 54.5186 | Residential_2032_SC A_million_m3_Before Competition Groups_Air Sealing
Residential | Res ¦ Advanced BAS/Controllers | 2032 | SC A | million_m3 | Before Competition Groups | 44.5984 | 0 | 0 | 493.2253 | 0.090422 | 5 | Residential_2032_SC A_million_m3_Before Competition Groups_5 | Advanced BAS/Controllers | 9.042% | 0 | 44.5984 | Residential_2032_SC A_million_m3_Before Competition Groups_Advanced BAS/Controllers
Residential | Res ¦ Building Recommissioning, Operations and Maintenance (O&M) Improvements | 2032 | SC A | million_m3 | Before Competition Groups | 36.7426 | 0 | 0 | 493.2253 | 0.074495 | 6 | Residential_2032_SC A_million_m3_Before Competition Groups_6 | Building Recommissioning, Operations and Maintenance (O&M) Improvements | 7.449% | 0 | 36.7426 | Residential_2032_SC A_million_m3_Before Competition Groups_Building Recommissioning, Operations and Maintenance (O&M) Improvements
Residential | Res ¦ Condensing Make Up Air Unit | 2032 | SC A | million_m3 | Before Competition Groups | 26.3651 | 0 | 0 | 493.2253 | 0.053454 | 7 | Residential_2032_SC A_million_m3_Before Competition Groups_7 | Condensing Make Up Air Unit | 5.345% | 0 | 26.3651 | Residential_2032_SC A_million_m3_Before Competition Groups_Condensing Make Up Air Unit
Residential | Res ¦ Basement Wall Insulation | 2032 | SC A | million_m3 | Before Competition Groups | 22.3875 | 0 | 0 | 493.2253 | 0.04539 | 8 | Residential_2032_SC A_million_m3_Before Competition Groups_8 | Basement Wall Insulation | 4.539% | 0 | 22.3875 | Residential_2032_SC A_million_m3_Before Competition Groups_Basement Wall Insulation
Residential | Res ¦ Attic Insulation | 2032 | SC A | million_m3 | Before Competition Groups | 15.0656 | 0 | 0 | 493.2253 | 0.030545 | 9 | Residential_2032_SC A_million_m3_Before Competition Groups_9 | Attic Insulation | 3.055% | 0 | 15.0656 | Residential_2032_SC A_million_m3_Before Competition Groups_Attic Insulation
Residential | Res ¦ Demand Control Ventilation | 2032 | SC A | million_m3 | Before Competition Groups | 12.7997 | 0 | 0 | 493.2253 | 0.025951 | 10 | Residential_2032_SC A_million_m3_Before Competition Groups_10 | Demand Control Ventilation | 2.595% | 0 | 12.7997 | Residential_2032_SC A_million_m3_Before Competition Groups_Demand Control Ventilation
Residential | Res ¦ Condensing Boiler | 2032 | SC A | million_m3 | Before Competition Groups | 11.4611 | 0 | 0 | 493.2253 | 0.023237 | 11 | Residential_2032_SC A_million_m3_Before Competition Groups_11 | Condensing Boiler | 2.324% | 0 | 11.4611 | Residential_2032_SC A_million_m3_Before Competition Groups_Condensing Boiler
Residential | Res ¦ Home Energy Reports | 2032 | SC A | million_m3 | Before Competition Groups | 8.9936 | 0 | 0 | 493.2253 | 0.018234 | 12 | Residential_2032_SC A_million_m3_Before Competition Groups_12 | Home Energy Reports | 1.823% | 0 | 8.9936 | Residential_2032_SC A_million_m3_Before Competition Groups_Home Energy Reports
Residential | Res ¦ High Efficiency Condensing Furnace | 2032 | SC A | million_m3 | Before Competition Groups | 8.148 | 0 | 0 | 493.2253 | 0.01652 | 13 | Residential_2032_SC A_million_m3_Before Competition Groups_13 | High Efficiency Condensing Furnace | 1.652% | 0 | 8.148 | Residential_2032_SC A_million_m3_Before Competition Groups_High Efficiency Condensing Furnace
Residential | Res ¦ Heat Recovery Ventilator | 2032 | SC A | million_m3 | Before Competition Groups | 5.1912 | 0 | 0 | 493.2253 | 0.010525 | 14 | Residential_2032_SC A_million_m3_Before Competition Groups_14 | Heat Recovery Ventilator | 1.052% | 0 | 5.1912 | Residential_2032_SC A_million_m3_Before Competition Groups_Heat Recovery Ventilator
Residential | Res ¦ Wall Insulation MF | 2032 | SC A | million_m3 | Before Competition Groups | 1.821 | 0 | 0 | 493.2253 | 0.0036921 | 15 | Residential_2032_SC A_million_m3_Before Competition Groups_15 | Wall Insulation MF | 0.3692% | 0 | 1.821 | Residential_2032_SC A_million_m3_Before Competition Groups_Wall Insulation MF
Residential | Res ¦ Duct Insulation MF | 2032 | SC A | million_m3 | Before Competition Groups | 1.6094 | 0 | 0 | 493.2253 | 0.003263 | 16 | Residential_2032_SC A_million_m3_Before Competition Groups_16 | Duct Insulation MF | 0.3263% | 0 | 1.6094 | Residential_2032_SC A_million_m3_Before Competition Groups_Duct Insulation MF
Residential | Res ¦ Pool Cover | 2032 | SC A | million_m3 | Before Competition Groups | 0.79917 | 0 | 0 | 493.2253 | 0.0016203 | 17 | Residential_2032_SC A_million_m3_Before Competition Groups_17 | Pool Cover | 0.162% | 0 | 0.79917 | Residential_2032_SC A_million_m3_Before Competition Groups_Pool Cover
Residential | Res ¦ Duct Insulation | 2032 | SC A | million_m3 | Before Competition Groups | 0.76862 | 0 | 0 | 493.2253 | 0.0015583 | 18 | Residential_2032_SC A_million_m3_Before Competition Groups_18 | Duct Insulation | 0.1558% | 0 | 0.76862 | Residential_2032_SC A_million_m3_Before Competition Groups_Duct Insulation
Residential | Res ¦ Minimize Hot and Warm Clothes Wash | 2032 | SC A | million_m3 | Before Competition Groups | 0.59479 | 0 | 0 | 493.2253 | 0.0012059 | 19 | Residential_2032_SC A_million_m3_Before Competition Groups_19 | Minimize Hot and Warm Clothes Wash | 0.1206% | 0 | 0.59479 | Residential_2032_SC A_million_m3_Before Competition Groups_Minimize Hot and Warm Clothes Wash
Residential | Res ¦ Floor Insulation | 2032 | SC A | million_m3 | Before Competition Groups | 0.49981 | 0 | 0 | 493.2253 | 0.0010133 | 20 | Residential_2032_SC A_million_m3_Before Competition Groups_20 | Floor Insulation | 0.1013% | 0 | 0.49981 | Residential_2032_SC A_million_m3_Before Competition Groups_Floor Insulation
Residential | Res ¦ Water Heater Temperature Setback | 2032 | SC A | million_m3 | Before Competition Groups | 0.37947 | 0 | 0 | 493.2253 | 0.00076936 | 21 | Residential_2032_SC A_million_m3_Before Competition Groups_21 | Water Heater Temperature Setback | 0.07694% | 0 | 0.37947 | Residential_2032_SC A_million_m3_Before Competition Groups_Water Heater Temperature Setback
Residential | Res ¦ Wall Insulation | 2032 | SC A | million_m3 | Before Competition Groups | 0.13134 | 0 | 0 | 493.2253 | 0.0002663 | 22 | Residential_2032_SC A_million_m3_Before Competition Groups_22 | Wall Insulation | 0.02663% | 0 | 0.13134 | Residential_2032_SC A_million_m3_Before Competition Groups_Wall Insulation
Residential | Res ¦ Energy Star Clothes Washer | 2032 | SC A | million_m3 | Before Competition Groups | 0.026165 | 0 | 0 | 493.2253 | 5.3048e-05 | 23 | Residential_2032_SC A_million_m3_Before Competition Groups_23 | Energy Star Clothes Washer | 0.005305% | 0 | 0.026165 | Residential_2032_SC A_million_m3_Before Competition Groups_Energy Star Clothes Washer
Residential | Res ¦ Clothes Drying Racks | 2032 | SC A | million_m3 | Before Competition Groups | 0.00055151 | 0 | 0 | 493.2253 | 1.1182e-06 | 24 | Residential_2032_SC A_million_m3_Before Competition Groups_24 | Clothes Drying Racks | 0.0001118% | 0 | 0.00055151 | Residential_2032_SC A_million_m3_Before Competition Groups_Clothes Drying Racks
Residential | Res ¦ Adaptive Thermostat | 2032 | SC B | million_m3 | Before Competition Groups | 178.8689 | 0 | 0 | 1154.5125 | 0.15493 | 1 | Residential_2032_SC B_million_m3_Before Competition Groups_1 | Adaptive Thermostat | 15.49% | 0 | 178.8689 | Residential_2032_SC B_million_m3_Before Competition Groups_Adaptive Thermostat
Residential | Res ¦ Comprehensive Draft Proofing | 2032 | SC B | million_m3 | Before Competition Groups | 175.0548 | 0 | 0 | 1154.5125 | 0.15163 | 2 | Residential_2032_SC B_million_m3_Before Competition Groups_2 | Comprehensive Draft Proofing | 15.16% | 0 | 175.0548 | Residential_2032_SC B_million_m3_Before Competition Groups_Comprehensive Draft Proofing
Residential | Res ¦ Air Sealing | 2032 | SC B | million_m3 | Before Competition Groups | 165.4657 | 0 | 0 | 1154.5125 | 0.14332 | 3 | Residential_2032_SC B_million_m3_Before Competition Groups_3 | Air Sealing | 14.33% | 0 | 165.4657 | Residential_2032_SC B_million_m3_Before Competition Groups_Air Sealing
Residential | Res ¦ High Efficiency Condensing Furnace | 2032 | SC B | million_m3 | Before Competition Groups | 90.1851 | 0 | 0 | 1154.5125 | 0.078115 | 4 | Residential_2032_SC B_million_m3_Before Competition Groups_4 | High Efficiency Condensing Furnace | 7.812% | 0 | 90.1851 | Residential_2032_SC B_million_m3_Before Competition Groups_High Efficiency Condensing Furnace
Residential | Res ¦ High Efficiency Fireplace with Pilotless Ignition | 2032 | SC B | million_m3 | Before Competition Groups | 87.9485 | 0 | 0 | 1154.5125 | 0.076178 | 5 | Residential_2032_SC B_million_m3_Before Competition Groups_5 | High Efficiency Fireplace with Pilotless Ignition | 7.618% | 0 | 87.9485 | Residential_2032_SC B_million_m3_Before Competition Groups_High Efficiency Fireplace with Pilotless Ignition
Residential | Res ¦ Advanced BAS/Controllers | 2032 | SC B | million_m3 | Before Competition Groups | 72.1021 | 0 | 0 | 1154.5125 | 0.062452 | 6 | Residential_2032_SC B_million_m3_Before Competition Groups_6 | Advanced BAS/Controllers | 6.245% | 0 | 72.1021 | Residential_2032_SC B_million_m3_Before Competition Groups_Advanced BAS/Controllers
Residential | Res ¦ Building Recommissioning, Operations and Maintenance (O&M) Improvements | 2032 | SC B | million_m3 | Before Competition Groups | 59.5829 | 0 | 0 | 1154.5125 | 0.051609 | 7 | Residential_2032_SC B_million_m3_Before Competition Groups_7 | Building Recommissioning, Operations and Maintenance (O&M) Improvements | 5.161% | 0 | 59.5829 | Residential_2032_SC B_million_m3_Before Competition Groups_Building Recommissioning, Operations and Maintenance (O&M) Improvements
Residential | Res ¦ Heat Recovery Ventilator | 2032 | SC B | million_m3 | Before Competition Groups | 52.1522 | 0 | 0 | 1154.5125 | 0.045173 | 8 | Residential_2032_SC B_million_m3_Before Competition Groups_8 | Heat Recovery Ventilator | 4.517% | 0 | 52.1522 | Residential_2032_SC B_million_m3_Before Competition Groups_Heat Recovery Ventilator
Residential | Res ¦ Condensing Boiler | 2032 | SC B | million_m3 | Before Competition Groups | 51.8844 | 0 | 0 | 1154.5125 | 0.044941 | 9 | Residential_2032_SC B_million_m3_Before Competition Groups_9 | Condensing Boiler | 4.494% | 0 | 51.8844 | Residential_2032_SC B_million_m3_Before Competition Groups_Condensing Boiler
Residential | Res ¦ Condensing Make Up Air Unit | 2032 | SC B | million_m3 | Before Competition Groups | 49.9255 | 0 | 0 | 1154.5125 | 0.043244 | 10 | Residential_2032_SC B_million_m3_Before Competition Groups_10 | Condensing Make Up Air Unit | 4.324% | 0 | 49.9255 | Residential_2032_SC B_million_m3_Before Competition Groups_Condensing Make Up Air Unit
Residential | Res ¦ Attic Insulation | 2032 | SC B | million_m3 | Before Competition Groups | 40.4019 | 0 | 0 | 1154.5125 | 0.034995 | 11 | Residential_2032_SC B_million_m3_Before Competition Groups_11 | Attic Insulation | 3.499% | 0 | 40.4019 | Residential_2032_SC B_million_m3_Before Competition Groups_Attic Insulation
Residential | Res ¦ Basement Wall Insulation | 2032 | SC B | million_m3 | Before Competition Groups | 33.5876 | 0 | 0 | 1154.5125 | 0.029092 | 12 | Residential_2032_SC B_million_m3_Before Competition Groups_12 | Basement Wall Insulation | 2.909% | 0 | 33.5876 | Residential_2032_SC B_million_m3_Before Competition Groups_Basement Wall Insulation
Residential | Res ¦ Demand Control Ventilation | 2032 | SC B | million_m3 | Before Competition Groups | 32.3171 | 0 | 0 | 1154.5125 | 0.027992 | 13 | Residential_2032_SC B_million_m3_Before Competition Groups_13 | Demand Control Ventilation | 2.799% | 0 | 32.3171 | Residential_2032_SC B_million_m3_Before Competition Groups_Demand Control Ventilation
Residential | Res ¦ Pool Cover | 2032 | SC B | million_m3 | Before Competition Groups | 13.4429 | 0 | 0 | 1154.5125 | 0.011644 | 14 | Residential_2032_SC B_million_m3_Before Competition Groups_14 | Pool Cover | 1.164% | 0 | 13.4429 | Residential_2032_SC B_million_m3_Before Competition Groups_Pool Cover
Residential | Res ¦ Floor Insulation | 2032 | SC B | million_m3 | Before Competition Groups | 13.2201 | 0 | 0 | 1154.5125 | 0.011451 | 15 | Residential_2032_SC B_million_m3_Before Competition Groups_15 | Floor Insulation | 1.145% | 0 | 13.2201 | Residential_2032_SC B_million_m3_Before Competition Groups_Floor Insulation
Residential | Res ¦ Duct Insulation | 2032 | SC B | million_m3 | Before Competition Groups | 10.7136 | 0 | 0 | 1154.5125 | 0.0092798 | 16 | Residential_2032_SC B_million_m3_Before Competition Groups_16 | Duct Insulation | 0.928% | 0 | 10.7136 | Residential_2032_SC B_million_m3_Before Competition Groups_Duct Insulation
Residential | Res ¦ Duct Insulation MF | 2032 | SC B | million_m3 | Before Competition Groups | 9.5191 | 0 | 0 | 1154.5125 | 0.0082451 | 17 | Residential_2032_SC B_million_m3_Before Competition Groups_17 | Duct Insulation MF | 0.8245% | 0 | 9.5191 | Residential_2032_SC B_million_m3_Before Competition Groups_Duct Insulation MF
Residential | Res ¦ Home Energy Reports | 2032 | SC B | million_m3 | Before Competition Groups | 8.9936 | 0 | 0 | 1154.5125 | 0.00779 | 18 | Residential_2032_SC B_million_m3_Before Competition Groups_18 | Home Energy Reports | 0.779% | 0 | 8.9936 | Residential_2032_SC B_million_m3_Before Competition Groups_Home Energy Reports
Residential | Res ¦ Wall Insulation | 2032 | SC B | million_m3 | Before Competition Groups | 4.0805 | 0 | 0 | 1154.5125 | 0.0035344 | 19 | Residential_2032_SC B_million_m3_Before Competition Groups_19 | Wall Insulation | 0.3534% | 0 | 4.0805 | Residential_2032_SC B_million_m3_Before Competition Groups_Wall Insulation
Residential | Res ¦ Wall Insulation MF | 2032 | SC B | million_m3 | Before Competition Groups | 2.0796 | 0 | 0 | 1154.5125 | 0.0018013 | 20 | Residential_2032_SC B_million_m3_Before Competition Groups_20 | Wall Insulation MF | 0.1801% | 0 | 2.0796 | Residential_2032_SC B_million_m3_Before Competition Groups_Wall Insulation MF
Residential | Res ¦ Clothes Drying Racks | 2032 | SC B | million_m3 | Before Competition Groups | 1.1278 | 0 | 0 | 1154.5125 | 0.0009769 | 21 | Residential_2032_SC B_million_m3_Before Competition Groups_21 | Clothes Drying Racks | 0.09769% | 0 | 1.1278 | Residential_2032_SC B_million_m3_Before Competition Groups_Clothes Drying Racks
Residential | Res ¦ Water Heater Temperature Setback | 2032 | SC B | million_m3 | Before Competition Groups | 0.9879 | 0 | 0 | 1154.5125 | 0.00085569 | 22 | Residential_2032_SC B_million_m3_Before Competition Groups_22 | Water Heater Temperature Setback | 0.08557% | 0 | 0.9879 | Residential_2032_SC B_million_m3_Before Competition Groups_Water Heater Temperature Setback
Residential | Res ¦ Minimize Hot and Warm Clothes Wash | 2032 | SC B | million_m3 | Before Competition Groups | 0.59479 | 0 | 0 | 1154.5125 | 0.00051518 | 23 | Residential_2032_SC B_million_m3_Before Competition Groups_23 | Minimize Hot and Warm Clothes Wash | 0.05152% | 0 | 0.59479 | Residential_2032_SC B_million_m3_Before Competition Groups_Minimize Hot and Warm Clothes Wash
Residential | Res ¦ Energy Star Clothes Washer | 2032 | SC B | million_m3 | Before Competition Groups | 0.27581 | 0 | 0 | 1154.5125 | 0.0002389 | 24 | Residential_2032_SC B_million_m3_Before Competition Groups_24 | Energy Star Clothes Washer | 0.02389% | 0 | 0.27581 | Residential_2032_SC B_million_m3_Before Competition Groups_Energy Star Clothes Washer
Residential | Res ¦ Comprehensive Draft Proofing | 2032 | SC C | million_m3 | Before Competition Groups | 108.2785 | 0 | 0 | 632.9662 | 0.17107 | 1 | Residential_2032_SC C_million_m3_Before Competition Groups_1 | Comprehensive Draft Proofing | 17.11% | 0 | 108.2785 | Residential_2032_SC C_million_m3_Before Competition Groups_Comprehensive Draft Proofing
Residential | Res ¦ Adaptive Thermostat | 2032 | SC C | million_m3 | Before Competition Groups | 103.564 | 0 | 0 | 632.9662 | 0.16362 | 2 | Residential_2032_SC C_million_m3_Before Competition Groups_2 | Adaptive Thermostat | 16.36% | 0 | 103.564 | Residential_2032_SC C_million_m3_Before Competition Groups_Adaptive Thermostat
Residential | Res ¦ High Efficiency Fireplace with Pilotless Ignition | 2032 | SC C | million_m3 | Before Competition Groups | 79.1261 | 0 | 0 | 632.9662 | 0.12501 | 3 | Residential_2032_SC C_million_m3_Before Competition Groups_3 | High Efficiency Fireplace with Pilotless Ignition | 12.5% | 0 | 79.1261 | Residential_2032_SC C_million_m3_Before Competition Groups_High Efficiency Fireplace with Pilotless Ignition
Residential | Res ¦ Air Sealing | 2032 | SC C | million_m3 | Before Competition Groups | 79.029 | 0 | 0 | 632.9662 | 0.12486 | 4 | Residential_2032_SC C_million_m3_Before Competition Groups_4 | Air Sealing | 12.49% | 0 | 79.029 | Residential_2032_SC C_million_m3_Before Competition Groups_Air Sealing
Residential | Res ¦ Advanced BAS/Controllers | 2032 | SC C | million_m3 | Before Competition Groups | 44.5984 | 0 | 0 | 632.9662 | 0.070459 | 5 | Residential_2032_SC C_million_m3_Before Competition Groups_5 | Advanced BAS/Controllers | 7.046% | 0 | 44.5984 | Residential_2032_SC C_million_m3_Before Competition Groups_Advanced BAS/Controllers
Residential | Res ¦ Condensing Make Up Air Unit | 2032 | SC C | million_m3 | Before Competition Groups | 37.2192 | 0 | 0 | 632.9662 | 0.058801 | 6 | Residential_2032_SC C_million_m3_Before Competition Groups_6 | Condensing Make Up Air Unit | 5.88% | 0 | 37.2192 | Residential_2032_SC C_million_m3_Before Competition Groups_Condensing Make Up Air Unit
Residential | Res ¦ Building Recommissioning, Operations and Maintenance (O&M) Improvements | 2032 | SC C | million_m3 | Before Competition Groups | 36.8545 | 0 | 0 | 632.9662 | 0.058225 | 7 | Residential_2032_SC C_million_m3_Before Competition Groups_7 | Building Recommissioning, Operations and Maintenance (O&M) Improvements | 5.823% | 0 | 36.8545 | Residential_2032_SC C_million_m3_Before Competition Groups_Building Recommissioning, Operations and Maintenance (O&M) Improvements
Residential | Res ¦ Basement Wall Insulation | 2032 | SC C | million_m3 | Before Competition Groups | 33.5947 | 0 | 0 | 632.9662 | 0.053075 | 8 | Residential_2032_SC C_million_m3_Before Competition Groups_8 | Basement Wall Insulation | 5.308% | 0 | 33.5947 | Residential_2032_SC C_million_m3_Before Competition Groups_Basement Wall Insulation
Residential | Res ¦ Attic Insulation | 2032 | SC C | million_m3 | Before Competition Groups | 30.8133 | 0 | 0 | 632.9662 | 0.048681 | 9 | Residential_2032_SC C_million_m3_Before Competition Groups_9 | Attic Insulation | 4.868% | 0 | 30.8133 | Residential_2032_SC C_million_m3_Before Competition Groups_Attic Insulation
Residential | Res ¦ Demand Control Ventilation | 2032 | SC C | million_m3 | Before Competition Groups | 19.99 | 0 | 0 | 632.9662 | 0.031581 | 10 | Residential_2032_SC C_million_m3_Before Competition Groups_10 | Demand Control Ventilation | 3.158% | 0 | 19.99 | Residential_2032_SC C_million_m3_Before Competition Groups_Demand Control Ventilation
Residential | Res ¦ Condensing Boiler | 2032 | SC C | million_m3 | Before Competition Groups | 18.0434 | 0 | 0 | 632.9662 | 0.028506 | 11 | Residential_2032_SC C_million_m3_Before Competition Groups_11 | Condensing Boiler | 2.851% | 0 | 18.0434 | Residential_2032_SC C_million_m3_Before Competition Groups_Condensing Boiler
Residential | Res ¦ High Efficiency Condensing Furnace | 2032 | SC C | million_m3 | Before Competition Groups | 14.0037 | 0 | 0 | 632.9662 | 0.022124 | 12 | Residential_2032_SC C_million_m3_Before Competition Groups_12 | High Efficiency Condensing Furnace | 2.212% | 0 | 14.0037 | Residential_2032_SC C_million_m3_Before Competition Groups_High Efficiency Condensing Furnace
Residential | Res ¦ Heat Recovery Ventilator | 2032 | SC C | million_m3 | Before Competition Groups | 9.388 | 0 | 0 | 632.9662 | 0.014832 | 13 | Residential_2032_SC C_million_m3_Before Competition Groups_13 | Heat Recovery Ventilator | 1.483% | 0 | 9.388 | Residential_2032_SC C_million_m3_Before Competition Groups_Heat Recovery Ventilator
Residential | Res ¦ Home Energy Reports | 2032 | SC C | million_m3 | Before Competition Groups | 8.9936 | 0 | 0 | 632.9662 | 0.014209 | 14 | Residential_2032_SC C_million_m3_Before Competition Groups_14 | Home Energy Reports | 1.421% | 0 | 8.9936 | Residential_2032_SC C_million_m3_Before Competition Groups_Home Energy Reports
Residential | Res ¦ Duct Insulation MF | 2032 | SC C | million_m3 | Before Competition Groups | 2.5473 | 0 | 0 | 632.9662 | 0.0040243 | 15 | Residential_2032_SC C_million_m3_Before Competition Groups_15 | Duct Insulation MF | 0.4024% | 0 | 2.5473 | Residential_2032_SC C_million_m3_Before Competition Groups_Duct Insulation MF
Residential | Res ¦ Wall Insulation MF | 2032 | SC C | million_m3 | Before Competition Groups | 2.0797 | 0 | 0 | 632.9662 | 0.0032857 | 16 | Residential_2032_SC C_million_m3_Before Competition Groups_16 | Wall Insulation MF | 0.3286% | 0 | 2.0797 | Residential_2032_SC C_million_m3_Before Competition Groups_Wall Insulation MF
Residential | Res ¦ Pool Cover | 2032 | SC C | million_m3 | Before Competition Groups | 1.4197 | 0 | 0 | 632.9662 | 0.0022429 | 17 | Residential_2032_SC C_million_m3_Before Competition Groups_17 | Pool Cover | 0.2243% | 0 | 1.4197 | Residential_2032_SC C_million_m3_Before Competition Groups_Pool Cover
Residential | Res ¦ Duct Insulation | 2032 | SC C | million_m3 | Before Competition Groups | 1.2234 | 0 | 0 | 632.9662 | 0.0019327 | 18 | Residential_2032_SC C_million_m3_Before Competition Groups_18 | Duct Insulation | 0.1933% | 0 | 1.2234 | Residential_2032_SC C_million_m3_Before Competition Groups_Duct Insulation
Residential | Res ¦ Floor Insulation | 2032 | SC C | million_m3 | Before Competition Groups | 0.89511 | 0 | 0 | 632.9662 | 0.0014141 | 19 | Residential_2032_SC C_million_m3_Before Competition Groups_19 | Floor Insulation | 0.1414% | 0 | 0.89511 | Residential_2032_SC C_million_m3_Before Competition Groups_Floor Insulation
Residential | Res ¦ Minimize Hot and Warm Clothes Wash | 2032 | SC C | million_m3 | Before Competition Groups | 0.59479 | 0 | 0 | 632.9662 | 0.00093968 | 20 | Residential_2032_SC C_million_m3_Before Competition Groups_20 | Minimize Hot and Warm Clothes Wash | 0.09397% | 0 | 0.59479 | Residential_2032_SC C_million_m3_Before Competition Groups_Minimize Hot and Warm Clothes Wash
Residential | Res ¦ Water Heater Temperature Setback | 2032 | SC C | million_m3 | Before Competition Groups | 0.41632 | 0 | 0 | 632.9662 | 0.00065774 | 21 | Residential_2032_SC C_million_m3_Before Competition Groups_21 | Water Heater Temperature Setback | 0.06577% | 0 | 0.41632 | Residential_2032_SC C_million_m3_Before Competition Groups_Water Heater Temperature Setback
Residential | Res ¦ Wall Insulation | 2032 | SC C | million_m3 | Before Competition Groups | 0.23895 | 0 | 0 | 632.9662 | 0.0003775 | 22 | Residential_2032_SC C_million_m3_Before Competition Groups_22 | Wall Insulation | 0.03775% | 0 | 0.23895 | Residential_2032_SC C_million_m3_Before Competition Groups_Wall Insulation
Residential | Res ¦ Energy Star Clothes Washer | 2032 | SC C | million_m3 | Before Competition Groups | 0.053932 | 0 | 0 | 632.9662 | 8.5205e-05 | 23 | Residential_2032_SC C_million_m3_Before Competition Groups_23 | Energy Star Clothes Washer | 0.008521% | 0 | 0.053932 | Residential_2032_SC C_million_m3_Before Competition Groups_Energy Star Clothes Washer
Residential | Res ¦ Clothes Drying Racks | 2032 | SC C | million_m3 | Before Competition Groups | 0.00055151 | 0 | 0 | 632.9662 | 8.713e-07 | 24 | Residential_2032_SC C_million_m3_Before Competition Groups_24 | Clothes Drying Racks | 8.713e-05% | 0 | 0.00055151 | Residential_2032_SC C_million_m3_Before Competition Groups_Clothes Drying Racks
Residential | Res ¦ Air Sealing | 2032 | Technical | million_m3 | Before Competition Groups | 556.0457 | 0 | 0 | 3799.4014 | 0.14635 | 1 | Residential_2032_Technical_million_m3_Before Competition Groups_1 | Air Sealing | 14.64% | 0 | 556.0457 | Residential_2032_Technical_million_m3_Before Competition Groups_Air Sealing
Residential | Res ¦ Adaptive Thermostat | 2032 | Technical | million_m3 | Before Competition Groups | 498.2827 | 0 | 0 | 3799.4014 | 0.13115 | 2 | Residential_2032_Technical_million_m3_Before Competition Groups_2 | Adaptive Thermostat | 13.11% | 0 | 498.2827 | Residential_2032_Technical_million_m3_Before Competition Groups_Adaptive Thermostat
Residential | Res ¦ Energy Star Windows | 2032 | Technical | million_m3 | Before Competition Groups | 211.5714 | 0 | 0 | 3799.4014 | 0.055685 | 3 | Residential_2032_Technical_million_m3_Before Competition Groups_3 | Energy Star Windows | 5.569% | 0 | 211.5714 | Residential_2032_Technical_million_m3_Before Competition Groups_Energy Star Windows
Residential | Res ¦ Condensing Storage Water Heater | 2032 | Technical | million_m3 | Before Competition Groups | 204.6941 | 0 | 0 | 3799.4014 | 0.053875 | 4 | Residential_2032_Technical_million_m3_Before Competition Groups_4 | Condensing Storage Water Heater | 5.388% | 0 | 204.6941 | Residential_2032_Technical_million_m3_Before Competition Groups_Condensing Storage Water Heater
Residential | Res ¦ Tankless Water Heater | 2032 | Technical | million_m3 | Before Competition Groups | 172.448 | 0 | 0 | 3799.4014 | 0.045388 | 5 | Residential_2032_Technical_million_m3_Before Competition Groups_5 | Tankless Water Heater | 4.539% | 0 | 172.448 | Residential_2032_Technical_million_m3_Before Competition Groups_Tankless Water Heater
Residential | Res ¦ Comprehensive Draft Proofing | 2032 | Technical | million_m3 | Before Competition Groups | 167.4494 | 0 | 0 | 3799.4014 | 0.044073 | 6 | Residential_2032_Technical_million_m3_Before Competition Groups_6 | Comprehensive Draft Proofing | 4.407% | 0 | 167.4494 | Residential_2032_Technical_million_m3_Before Competition Groups_Comprehensive Draft Proofing
Residential | Res ¦ Wall Insulation | 2032 | Technical | million_m3 | Before Competition Groups | 153.748 | 0 | 0 | 3799.4014 | 0.040466 | 7 | Residential_2032_Technical_million_m3_Before Competition Groups_7 | Wall Insulation | 4.047% | 0 | 153.748 | Residential_2032_Technical_million_m3_Before Competition Groups_Wall Insulation
Residential | Res ¦ Condensing Boiler | 2032 | Technical | million_m3 | Before Competition Groups | 138.6979 | 0 | 0 | 3799.4014 | 0.036505 | 8 | Residential_2032_Technical_million_m3_Before Competition Groups_8 | Condensing Boiler | 3.651% | 0 | 138.6979 | Residential_2032_Technical_million_m3_Before Competition Groups_Condensing Boiler
Residential | Res ¦ Attic Insulation | 2032 | Technical | million_m3 | Before Competition Groups | 135.7676 | 0 | 0 | 3799.4014 | 0.035734 | 9 | Residential_2032_Technical_million_m3_Before Competition Groups_9 | Attic Insulation | 3.573% | 0 | 135.7676 | Residential_2032_Technical_million_m3_Before Competition Groups_Attic Insulation
Residential | Res ¦ DHW Recirculation Systems | 2032 | Technical | million_m3 | Before Competition Groups | 128.4521 | 0 | 0 | 3799.4014 | 0.033809 | 10 | Residential_2032_Technical_million_m3_Before Competition Groups_10 | DHW Recirculation Systems | 3.381% | 0 | 128.4521 | Residential_2032_Technical_million_m3_Before Competition Groups_DHW Recirculation Systems
Residential | Res ¦ Heat Recovery Ventilator | 2032 | Technical | million_m3 | Before Competition Groups | 120.5194 | 0 | 0 | 3799.4014 | 0.031721 | 11 | Residential_2032_Technical_million_m3_Before Competition Groups_11 | Heat Recovery Ventilator | 3.172% | 0 | 120.5194 | Residential_2032_Technical_million_m3_Before Competition Groups_Heat Recovery Ventilator
Residential | Res ¦ Basement or Crawlspace Insulation | 2032 | Technical | million_m3 | Before Competition Groups | 115.3296 | 0 | 0 | 3799.4014 | 0.030355 | 12 | Residential_2032_Technical_million_m3_Before Competition Groups_12 | Basement or Crawlspace Insulation | 3.035% | 0 | 115.3296 | Residential_2032_Technical_million_m3_Before Competition Groups_Basement or Crawlspace Insulation
Residential | Res ¦ High Efficiency Storage Water Heater | 2032 | Technical | million_m3 | Before Competition Groups | 114.4282 | 0 | 0 | 3799.4014 | 0.030117 | 13 | Residential_2032_Technical_million_m3_Before Competition Groups_13 | High Efficiency Storage Water Heater | 3.012% | 0 | 114.4282 | Residential_2032_Technical_million_m3_Before Competition Groups_High Efficiency Storage Water Heater
Residential | Res ¦ High Efficiency Condensing Furnace | 2032 | Technical | million_m3 | Before Competition Groups | 113.1264 | 0 | 0 | 3799.4014 | 0.029775 | 14 | Residential_2032_Technical_million_m3_Before Competition Groups_14 | High Efficiency Condensing Furnace | 2.977% | 0 | 113.1264 | Residential_2032_Technical_million_m3_Before Competition Groups_High Efficiency Condensing Furnace
Residential | Res ¦ Basement Wall Insulation | 2032 | Technical | million_m3 | Before Competition Groups | 112.8595 | 0 | 0 | 3799.4014 | 0.029705 | 15 | Residential_2032_Technical_million_m3_Before Competition Groups_15 | Basement Wall Insulation | 2.97% | 0 | 112.8595 | Residential_2032_Technical_million_m3_Before Competition Groups_Basement Wall Insulation
Residential | Res ¦ High Efficiency Fireplace with Pilotless Ignition | 2032 | Technical | million_m3 | Before Competition Groups | 111.0282 | 0 | 0 | 3799.4014 | 0.029223 | 16 | Residential_2032_Technical_million_m3_Before Competition Groups_16 | High Efficiency Fireplace with Pilotless Ignition | 2.922% | 0 | 111.0282 | Residential_2032_Technical_million_m3_Before Competition Groups_High Efficiency Fireplace with Pilotless Ignition
Residential | Res ¦ Window Film | 2032 | Technical | million_m3 | Before Competition Groups | 79.3433 | 0 | 0 | 3799.4014 | 0.020883 | 17 | Residential_2032_Technical_million_m3_Before Competition Groups_17 | Window Film | 2.088% | 0 | 79.3433 | Residential_2032_Technical_million_m3_Before Competition Groups_Window Film
Residential | Res ¦ Furnace Tune Up | 2032 | Technical | million_m3 | Before Competition Groups | 76.6919 | 0 | 0 | 3799.4014 | 0.020185 | 18 | Residential_2032_Technical_million_m3_Before Competition Groups_18 | Furnace Tune Up | 2.019% | 0 | 76.6919 | Residential_2032_Technical_million_m3_Before Competition Groups_Furnace Tune Up
Residential | Res ¦ Condensing Make Up Air Unit | 2032 | Technical | million_m3 | Before Competition Groups | 76.5265 | 0 | 0 | 3799.4014 | 0.020142 | 19 | Residential_2032_Technical_million_m3_Before Competition Groups_19 | Condensing Make Up Air Unit | 2.014% | 0 | 76.5265 | Residential_2032_Technical_million_m3_Before Competition Groups_Condensing Make Up Air Unit
Residential | Res ¦ Advanced BAS/Controllers | 2032 | Technical | million_m3 | Before Competition Groups | 68.9701 | 0 | 0 | 3799.4014 | 0.018153 | 20 | Residential_2032_Technical_million_m3_Before Competition Groups_20 | Advanced BAS/Controllers | 1.815% | 0 | 68.9701 | Residential_2032_Technical_million_m3_Before Competition Groups_Advanced BAS/Controllers
Residential | Res ¦ Ceiling Insulation | 2032 | Technical | million_m3 | Before Competition Groups | 57.1455 | 0 | 0 | 3799.4014 | 0.015041 | 21 | Residential_2032_Technical_million_m3_Before Competition Groups_21 | Ceiling Insulation | 1.504% | 0 | 57.1455 | Residential_2032_Technical_million_m3_Before Competition Groups_Ceiling Insulation
Residential | Res ¦ Building Recommissioning, Operations and Maintenance (O&M) Improvements | 2032 | Technical | million_m3 | Before Competition Groups | 56.9943 | 0 | 0 | 3799.4014 | 0.015001 | 22 | Residential_2032_Technical_million_m3_Before Competition Groups_22 | Building Recommissioning, Operations and Maintenance (O&M) Improvements | 1.5% | 0 | 56.9943 | Residential_2032_Technical_million_m3_Before Competition Groups_Building Recommissioning, Operations and Maintenance (O&M) Improvements
Residential | Res ¦ Solar Water Heating System | 2032 | Technical | million_m3 | Before Competition Groups | 50.8132 | 0 | 0 | 3799.4014 | 0.013374 | 23 | Residential_2032_Technical_million_m3_Before Competition Groups_23 | Solar Water Heating System | 1.337% | 0 | 50.8132 | Residential_2032_Technical_million_m3_Before Competition Groups_Solar Water Heating System
Residential | Res ¦ Duct Insulation MF | 2032 | Technical | million_m3 | Before Competition Groups | 45.1026 | 0 | 0 | 3799.4014 | 0.011871 | 24 | Residential_2032_Technical_million_m3_Before Competition Groups_24 | Duct Insulation MF | 1.187% | 0 | 45.1026 | Residential_2032_Technical_million_m3_Before Competition Groups_Duct Insulation MF
Residential | Res ¦ Floor Insulation | 2032 | Technical | million_m3 | Before Competition Groups | 44.4564 | 0 | 0 | 3799.4014 | 0.011701 | 25 | Residential_2032_Technical_million_m3_Before Competition Groups_25 | Floor Insulation | 1.17% | 0 | 44.4564 | Residential_2032_Technical_million_m3_Before Competition Groups_Floor Insulation
Residential | Res ¦ Duct Insulation | 2032 | Technical | million_m3 | Before Competition Groups | 42.2522 | 0 | 0 | 3799.4014 | 0.011121 | 26 | Residential_2032_Technical_million_m3_Before Competition Groups_26 | Duct Insulation | 1.112% | 0 | 42.2522 | Residential_2032_Technical_million_m3_Before Competition Groups_Duct Insulation
Residential | Res ¦ Demand Control Ventilation | 2032 | Technical | million_m3 | Before Competition Groups | 30.9139 | 0 | 0 | 3799.4014 | 0.0081365 | 27 | Residential_2032_Technical_million_m3_Before Competition Groups_27 | Demand Control Ventilation | 0.8137% | 0 | 30.9139 | Residential_2032_Technical_million_m3_Before Competition Groups_Demand Control Ventilation
Residential | Res ¦ Home Energy Reports | 2032 | Technical | million_m3 | Before Competition Groups | 25.4183 | 0 | 0 | 3799.4014 | 0.0066901 | 28 | Residential_2032_Technical_million_m3_Before Competition Groups_28 | Home Energy Reports | 0.669% | 0 | 25.4183 | Residential_2032_Technical_million_m3_Before Competition Groups_Home Energy Reports
Residential | Res ¦ Early Hot Water Heater Replacement | 2032 | Technical | million_m3 | Before Competition Groups | 25.1711 | 0 | 0 | 3799.4014 | 0.006625 | 29 | Residential_2032_Technical_million_m3_Before Competition Groups_29 | Early Hot Water Heater Replacement | 0.6625% | 0 | 25.1711 | Residential_2032_Technical_million_m3_Before Competition Groups_Early Hot Water Heater Replacement
Residential | Res ¦ Drain Water Heat Recovery | 2032 | Technical | million_m3 | Before Competition Groups | 21.4824 | 0 | 0 | 3799.4014 | 0.0056542 | 30 | Residential_2032_Technical_million_m3_Before Competition Groups_30 | Drain Water Heat Recovery | 0.5654% | 0 | 21.4824 | Residential_2032_Technical_million_m3_Before Competition Groups_Drain Water Heat Recovery
Residential | Res ¦ Pool Cover | 2032 | Technical | million_m3 | Before Competition Groups | 14.0777 | 0 | 0 | 3799.4014 | 0.0037052 | 31 | Residential_2032_Technical_million_m3_Before Competition Groups_31 | Pool Cover | 0.3705% | 0 | 14.0777 | Residential_2032_Technical_million_m3_Before Competition Groups_Pool Cover
Residential | Res ¦ High Efficiency Gas Pool Heater | 2032 | Technical | million_m3 | Before Competition Groups | 11.037 | 0 | 0 | 3799.4014 | 0.0029049 | 32 | Residential_2032_Technical_million_m3_Before Competition Groups_32 | High Efficiency Gas Pool Heater | 0.2905% | 0 | 11.037 | Residential_2032_Technical_million_m3_Before Competition Groups_High Efficiency Gas Pool Heater
Residential | Res ¦ Wall Insulation MF | 2032 | Technical | million_m3 | Before Competition Groups | 6.9867 | 0 | 0 | 3799.4014 | 0.0018389 | 33 | Residential_2032_Technical_million_m3_Before Competition Groups_33 | Wall Insulation MF | 0.1839% | 0 | 6.9867 | Residential_2032_Technical_million_m3_Before Competition Groups_Wall Insulation MF
Residential | Res ¦ Water Heater Temperature Setback | 2032 | Technical | million_m3 | Before Competition Groups | 6.2644 | 0 | 0 | 3799.4014 | 0.0016488 | 34 | Residential_2032_Technical_million_m3_Before Competition Groups_34 | Water Heater Temperature Setback | 0.1649% | 0 | 6.2644 | Residential_2032_Technical_million_m3_Before Competition Groups_Water Heater Temperature Setback
Residential | Res ¦ Energy Star Clothes Dryer | 2032 | Technical | million_m3 | Before Competition Groups | 2.1249 | 0 | 0 | 3799.4014 | 0.00055927 | 35 | Residential_2032_Technical_million_m3_Before Competition Groups_35 | Energy Star Clothes Dryer | 0.05593% | 0 | 2.1249 | Residential_2032_Technical_million_m3_Before Competition Groups_Energy Star Clothes Dryer
Residential | Res ¦ Clothes Drying Racks | 2032 | Technical | million_m3 | Before Competition Groups | 1.0797 | 0 | 0 | 3799.4014 | 0.00028418 | 36 | Residential_2032_Technical_million_m3_Before Competition Groups_36 | Clothes Drying Racks | 0.02842% | 0 | 1.0797 | Residential_2032_Technical_million_m3_Before Competition Groups_Clothes Drying Racks
Residential | Res ¦ Energy Star Clothes Washer | 2032 | Technical | million_m3 | Before Competition Groups | 1.0561 | 0 | 0 | 3799.4014 | 0.00027798 | 37 | Residential_2032_Technical_million_m3_Before Competition Groups_37 | Energy Star Clothes Washer | 0.0278% | 0 | 1.0561 | Residential_2032_Technical_million_m3_Before Competition Groups_Energy Star Clothes Washer
Residential | Res ¦ Minimize Hot and Warm Clothes Wash | 2032 | Technical | million_m3 | Before Competition Groups | 0.9349 | 0 | 0 | 3799.4014 | 0.00024606 | 38 | Residential_2032_Technical_million_m3_Before Competition Groups_38 | Minimize Hot and Warm Clothes Wash | 0.02461% | 0 | 0.9349 | Residential_2032_Technical_million_m3_Before Competition Groups_Minimize Hot and Warm Clothes Wash
Residential | Res ¦ Solar Water Preheat (Pools/DHW) | 2032 | Technical | million_m3 | Before Competition Groups | 0.11011 | 0 | 0 | 3799.4014 | 2.8981e-05 | 39 | Residential_2032_Technical_million_m3_Before Competition Groups_39 | Solar Water Preheat (Pools/DHW) | 0.002898% | 0 | 0.11011 | Residential_2032_Technical_million_m3_Before Competition Groups_Solar Water Preheat (Pools/DHW)
Residential | Res ¦ Air Sealing | 2033 | Economic | million_m3 | Before Competition Groups | 547.2602 | 0 | 0 | 2304.2151 | 0.2375 | 1 | Residential_2033_Economic_million_m3_Before Competition Groups_1 | Air Sealing | 23.75% | 0 | 547.2602 | Residential_2033_Economic_million_m3_Before Competition Groups_Air Sealing
Residential | Res ¦ Adaptive Thermostat | 2033 | Economic | million_m3 | Before Competition Groups | 498.4047 | 0 | 0 | 2304.2151 | 0.2163 | 2 | Residential_2033_Economic_million_m3_Before Competition Groups_2 | Adaptive Thermostat | 21.63% | 0 | 498.4047 | Residential_2033_Economic_million_m3_Before Competition Groups_Adaptive Thermostat
Residential | Res ¦ Comprehensive Draft Proofing | 2033 | Economic | million_m3 | Before Competition Groups | 164.8037 | 0 | 0 | 2304.2151 | 0.071523 | 3 | Residential_2033_Economic_million_m3_Before Competition Groups_3 | Comprehensive Draft Proofing | 7.152% | 0 | 164.8037 | Residential_2033_Economic_million_m3_Before Competition Groups_Comprehensive Draft Proofing
Residential | Res ¦ Attic Insulation | 2033 | Economic | million_m3 | Before Competition Groups | 133.6225 | 0 | 0 | 2304.2151 | 0.05799 | 4 | Residential_2033_Economic_million_m3_Before Competition Groups_4 | Attic Insulation | 5.799% | 0 | 133.6225 | Residential_2033_Economic_million_m3_Before Competition Groups_Attic Insulation
Residential | Res ¦ Heat Recovery Ventilator | 2033 | Economic | million_m3 | Before Competition Groups | 127.8215 | 0 | 0 | 2304.2151 | 0.055473 | 5 | Residential_2033_Economic_million_m3_Before Competition Groups_5 | Heat Recovery Ventilator | 5.547% | 0 | 127.8215 | Residential_2033_Economic_million_m3_Before Competition Groups_Heat Recovery Ventilator
Residential | Res ¦ High Efficiency Fireplace with Pilotless Ignition | 2033 | Economic | million_m3 | Before Competition Groups | 116.8843 | 0 | 0 | 2304.2151 | 0.050726 | 6 | Residential_2033_Economic_million_m3_Before Competition Groups_6 | High Efficiency Fireplace with Pilotless Ignition | 5.073% | 0 | 116.8843 | Residential_2033_Economic_million_m3_Before Competition Groups_High Efficiency Fireplace with Pilotless Ignition
Residential | Res ¦ Basement Wall Insulation | 2033 | Economic | million_m3 | Before Competition Groups | 111.0763 | 0 | 0 | 2304.2151 | 0.048206 | 7 | Residential_2033_Economic_million_m3_Before Competition Groups_7 | Basement Wall Insulation | 4.821% | 0 | 111.0763 | Residential_2033_Economic_million_m3_Before Competition Groups_Basement Wall Insulation
Residential | Res ¦ High Efficiency Condensing Furnace | 2033 | Economic | million_m3 | Before Competition Groups | 108.1211 | 0 | 0 | 2304.2151 | 0.046923 | 8 | Residential_2033_Economic_million_m3_Before Competition Groups_8 | High Efficiency Condensing Furnace | 4.692% | 0 | 108.1211 | Residential_2033_Economic_million_m3_Before Competition Groups_High Efficiency Condensing Furnace
Residential | Res ¦ Condensing Boiler | 2033 | Economic | million_m3 | Before Competition Groups | 88.4442 | 0 | 0 | 2304.2151 | 0.038384 | 9 | Residential_2033_Economic_million_m3_Before Competition Groups_9 | Condensing Boiler | 3.838% | 0 | 88.4442 | Residential_2033_Economic_million_m3_Before Competition Groups_Condensing Boiler
Residential | Res ¦ Condensing Make Up Air Unit | 2033 | Economic | million_m3 | Before Competition Groups | 80.7155 | 0 | 0 | 2304.2151 | 0.03503 | 10 | Residential_2033_Economic_million_m3_Before Competition Groups_10 | Condensing Make Up Air Unit | 3.503% | 0 | 80.7155 | Residential_2033_Economic_million_m3_Before Competition Groups_Condensing Make Up Air Unit
Residential | Res ¦ Advanced BAS/Controllers | 2033 | Economic | million_m3 | Before Competition Groups | 67.8803 | 0 | 0 | 2304.2151 | 0.029459 | 11 | Residential_2033_Economic_million_m3_Before Competition Groups_11 | Advanced BAS/Controllers | 2.946% | 0 | 67.8803 | Residential_2033_Economic_million_m3_Before Competition Groups_Advanced BAS/Controllers
Residential | Res ¦ Building Recommissioning, Operations and Maintenance (O&M) Improvements | 2033 | Economic | million_m3 | Before Competition Groups | 56.0938 | 0 | 0 | 2304.2151 | 0.024344 | 12 | Residential_2033_Economic_million_m3_Before Competition Groups_12 | Building Recommissioning, Operations and Maintenance (O&M) Improvements | 2.434% | 0 | 56.0938 | Residential_2033_Economic_million_m3_Before Competition Groups_Building Recommissioning, Operations and Maintenance (O&M) Improvements
Residential | Res ¦ Floor Insulation | 2033 | Economic | million_m3 | Before Competition Groups | 43.754 | 0 | 0 | 2304.2151 | 0.018989 | 13 | Residential_2033_Economic_million_m3_Before Competition Groups_13 | Floor Insulation | 1.899% | 0 | 43.754 | Residential_2033_Economic_million_m3_Before Competition Groups_Floor Insulation
Residential | Res ¦ Duct Insulation | 2033 | Economic | million_m3 | Before Competition Groups | 39.7281 | 0 | 0 | 2304.2151 | 0.017241 | 14 | Residential_2033_Economic_million_m3_Before Competition Groups_14 | Duct Insulation | 1.724% | 0 | 39.7281 | Residential_2033_Economic_million_m3_Before Competition Groups_Duct Insulation
Residential | Res ¦ Duct Insulation MF | 2033 | Economic | million_m3 | Before Competition Groups | 31.4913 | 0 | 0 | 2304.2151 | 0.013667 | 15 | Residential_2033_Economic_million_m3_Before Competition Groups_15 | Duct Insulation MF | 1.367% | 0 | 31.4913 | Residential_2033_Economic_million_m3_Before Competition Groups_Duct Insulation MF
Residential | Res ¦ Demand Control Ventilation | 2033 | Economic | million_m3 | Before Competition Groups | 30.4254 | 0 | 0 | 2304.2151 | 0.013204 | 16 | Residential_2033_Economic_million_m3_Before Competition Groups_16 | Demand Control Ventilation | 1.32% | 0 | 30.4254 | Residential_2033_Economic_million_m3_Before Competition Groups_Demand Control Ventilation
Residential | Res ¦ Home Energy Reports | 2033 | Economic | million_m3 | Before Competition Groups | 15.1069 | 0 | 0 | 2304.2151 | 0.0065562 | 17 | Residential_2033_Economic_million_m3_Before Competition Groups_17 | Home Energy Reports | 0.6556% | 0 | 15.1069 | Residential_2033_Economic_million_m3_Before Competition Groups_Home Energy Reports
Residential | Res ¦ Pool Cover | 2033 | Economic | million_m3 | Before Competition Groups | 13.8552 | 0 | 0 | 2304.2151 | 0.006013 | 18 | Residential_2033_Economic_million_m3_Before Competition Groups_18 | Pool Cover | 0.6013% | 0 | 13.8552 | Residential_2033_Economic_million_m3_Before Competition Groups_Pool Cover
Residential | Res ¦ Wall Insulation | 2033 | Economic | million_m3 | Before Competition Groups | 13.504 | 0 | 0 | 2304.2151 | 0.0058606 | 19 | Residential_2033_Economic_million_m3_Before Competition Groups_19 | Wall Insulation | 0.5861% | 0 | 13.504 | Residential_2033_Economic_million_m3_Before Competition Groups_Wall Insulation
Residential | Res ¦ Wall Insulation MF | 2033 | Economic | million_m3 | Before Competition Groups | 6.8763 | 0 | 0 | 2304.2151 | 0.0029842 | 20 | Residential_2033_Economic_million_m3_Before Competition Groups_20 | Wall Insulation MF | 0.2984% | 0 | 6.8763 | Residential_2033_Economic_million_m3_Before Competition Groups_Wall Insulation MF
Residential | Res ¦ Water Heater Temperature Setback | 2033 | Economic | million_m3 | Before Competition Groups | 6.1654 | 0 | 0 | 2304.2151 | 0.0026757 | 21 | Residential_2033_Economic_million_m3_Before Competition Groups_21 | Water Heater Temperature Setback | 0.2676% | 0 | 6.1654 | Residential_2033_Economic_million_m3_Before Competition Groups_Water Heater Temperature Setback
Residential | Res ¦ Clothes Drying Racks | 2033 | Economic | million_m3 | Before Competition Groups | 1.0627 | 0 | 0 | 2304.2151 | 0.00046118 | 22 | Residential_2033_Economic_million_m3_Before Competition Groups_22 | Clothes Drying Racks | 0.04612% | 0 | 1.0627 | Residential_2033_Economic_million_m3_Before Competition Groups_Clothes Drying Racks
Residential | Res ¦ Minimize Hot and Warm Clothes Wash | 2033 | Economic | million_m3 | Before Competition Groups | 0.92012 | 0 | 0 | 2304.2151 | 0.00039932 | 23 | Residential_2033_Economic_million_m3_Before Competition Groups_23 | Minimize Hot and Warm Clothes Wash | 0.03993% | 0 | 0.92012 | Residential_2033_Economic_million_m3_Before Competition Groups_Minimize Hot and Warm Clothes Wash
Residential | Res ¦ Energy Star Clothes Washer | 2033 | Economic | million_m3 | Before Competition Groups | 0.1975 | 0 | 0 | 2304.2151 | 8.5711e-05 | 24 | Residential_2033_Economic_million_m3_Before Competition Groups_24 | Energy Star Clothes Washer | 0.008571% | 0 | 0.1975 | Residential_2033_Economic_million_m3_Before Competition Groups_Energy Star Clothes Washer
Residential | Res ¦ Comprehensive Draft Proofing | 2033 | SC A | million_m3 | Before Competition Groups | 111.1747 | 0 | 0 | 533.7317 | 0.2083 | 1 | Residential_2033_SC A_million_m3_Before Competition Groups_1 | Comprehensive Draft Proofing | 20.83% | 0 | 111.1747 | Residential_2033_SC A_million_m3_Before Competition Groups_Comprehensive Draft Proofing
Residential | Res ¦ Adaptive Thermostat | 2033 | SC A | million_m3 | Before Competition Groups | 85.648 | 0 | 0 | 533.7317 | 0.16047 | 2 | Residential_2033_SC A_million_m3_Before Competition Groups_2 | Adaptive Thermostat | 16.05% | 0 | 85.648 | Residential_2033_SC A_million_m3_Before Competition Groups_Adaptive Thermostat
Residential | Res ¦ High Efficiency Fireplace with Pilotless Ignition | 2033 | SC A | million_m3 | Before Competition Groups | 62.2992 | 0 | 0 | 533.7317 | 0.11672 | 3 | Residential_2033_SC A_million_m3_Before Competition Groups_3 | High Efficiency Fireplace with Pilotless Ignition | 11.67% | 0 | 62.2992 | Residential_2033_SC A_million_m3_Before Competition Groups_High Efficiency Fireplace with Pilotless Ignition
Residential | Res ¦ Air Sealing | 2033 | SC A | million_m3 | Before Competition Groups | 58.5317 | 0 | 0 | 533.7317 | 0.10967 | 4 | Residential_2033_SC A_million_m3_Before Competition Groups_4 | Air Sealing | 10.97% | 0 | 58.5317 | Residential_2033_SC A_million_m3_Before Competition Groups_Air Sealing
Residential | Res ¦ Advanced BAS/Controllers | 2033 | SC A | million_m3 | Before Competition Groups | 48.0703 | 0 | 0 | 533.7317 | 0.090065 | 5 | Residential_2033_SC A_million_m3_Before Competition Groups_5 | Advanced BAS/Controllers | 9.006% | 0 | 48.0703 | Residential_2033_SC A_million_m3_Before Competition Groups_Advanced BAS/Controllers
Residential | Res ¦ Building Recommissioning, Operations and Maintenance (O&M) Improvements | 2033 | SC A | million_m3 | Before Competition Groups | 39.5718 | 0 | 0 | 533.7317 | 0.074142 | 6 | Residential_2033_SC A_million_m3_Before Competition Groups_6 | Building Recommissioning, Operations and Maintenance (O&M) Improvements | 7.414% | 0 | 39.5718 | Residential_2033_SC A_million_m3_Before Competition Groups_Building Recommissioning, Operations and Maintenance (O&M) Improvements
Residential | Res ¦ Condensing Make Up Air Unit | 2033 | SC A | million_m3 | Before Competition Groups | 29.1483 | 0 | 0 | 533.7317 | 0.054612 | 7 | Residential_2033_SC A_million_m3_Before Competition Groups_7 | Condensing Make Up Air Unit | 5.461% | 0 | 29.1483 | Residential_2033_SC A_million_m3_Before Competition Groups_Condensing Make Up Air Unit
Residential | Res ¦ Basement Wall Insulation | 2033 | SC A | million_m3 | Before Competition Groups | 24.2192 | 0 | 0 | 533.7317 | 0.045377 | 8 | Residential_2033_SC A_million_m3_Before Competition Groups_8 | Basement Wall Insulation | 4.538% | 0 | 24.2192 | Residential_2033_SC A_million_m3_Before Competition Groups_Basement Wall Insulation
Residential | Res ¦ Attic Insulation | 2033 | SC A | million_m3 | Before Competition Groups | 16.2886 | 0 | 0 | 533.7317 | 0.030518 | 9 | Residential_2033_SC A_million_m3_Before Competition Groups_9 | Attic Insulation | 3.052% | 0 | 16.2886 | Residential_2033_SC A_million_m3_Before Competition Groups_Attic Insulation
Residential | Res ¦ Demand Control Ventilation | 2033 | SC A | million_m3 | Before Competition Groups | 13.884 | 0 | 0 | 533.7317 | 0.026013 | 10 | Residential_2033_SC A_million_m3_Before Competition Groups_10 | Demand Control Ventilation | 2.601% | 0 | 13.884 | Residential_2033_SC A_million_m3_Before Competition Groups_Demand Control Ventilation
Residential | Res ¦ Condensing Boiler | 2033 | SC A | million_m3 | Before Competition Groups | 12.7095 | 0 | 0 | 533.7317 | 0.023813 | 11 | Residential_2033_SC A_million_m3_Before Competition Groups_11 | Condensing Boiler | 2.381% | 0 | 12.7095 | Residential_2033_SC A_million_m3_Before Competition Groups_Condensing Boiler
Residential | Res ¦ Home Energy Reports | 2033 | SC A | million_m3 | Before Competition Groups | 10.1508 | 0 | 0 | 533.7317 | 0.019019 | 12 | Residential_2033_SC A_million_m3_Before Competition Groups_12 | Home Energy Reports | 1.902% | 0 | 10.1508 | Residential_2033_SC A_million_m3_Before Competition Groups_Home Energy Reports
Residential | Res ¦ High Efficiency Condensing Furnace | 2033 | SC A | million_m3 | Before Competition Groups | 8.7619 | 0 | 0 | 533.7317 | 0.016416 | 13 | Residential_2033_SC A_million_m3_Before Competition Groups_13 | High Efficiency Condensing Furnace | 1.642% | 0 | 8.7619 | Residential_2033_SC A_million_m3_Before Competition Groups_High Efficiency Condensing Furnace
Residential | Res ¦ Heat Recovery Ventilator | 2033 | SC A | million_m3 | Before Competition Groups | 5.9737 | 0 | 0 | 533.7317 | 0.011192 | 14 | Residential_2033_SC A_million_m3_Before Competition Groups_14 | Heat Recovery Ventilator | 1.119% | 0 | 5.9737 | Residential_2033_SC A_million_m3_Before Competition Groups_Heat Recovery Ventilator
Residential | Res ¦ Wall Insulation MF | 2033 | SC A | million_m3 | Before Competition Groups | 1.9916 | 0 | 0 | 533.7317 | 0.0037314 | 15 | Residential_2033_SC A_million_m3_Before Competition Groups_15 | Wall Insulation MF | 0.3731% | 0 | 1.9916 | Residential_2033_SC A_million_m3_Before Competition Groups_Wall Insulation MF
Residential | Res ¦ Duct Insulation MF | 2033 | SC A | million_m3 | Before Competition Groups | 1.7132 | 0 | 0 | 533.7317 | 0.0032098 | 16 | Residential_2033_SC A_million_m3_Before Competition Groups_16 | Duct Insulation MF | 0.321% | 0 | 1.7132 | Residential_2033_SC A_million_m3_Before Competition Groups_Duct Insulation MF
Residential | Res ¦ Pool Cover | 2033 | SC A | million_m3 | Before Competition Groups | 0.86927 | 0 | 0 | 533.7317 | 0.0016287 | 17 | Residential_2033_SC A_million_m3_Before Competition Groups_17 | Pool Cover | 0.1629% | 0 | 0.86927 | Residential_2033_SC A_million_m3_Before Competition Groups_Pool Cover
Residential | Res ¦ Duct Insulation | 2033 | SC A | million_m3 | Before Competition Groups | 0.82623 | 0 | 0 | 533.7317 | 0.001548 | 18 | Residential_2033_SC A_million_m3_Before Competition Groups_18 | Duct Insulation | 0.1548% | 0 | 0.82623 | Residential_2033_SC A_million_m3_Before Competition Groups_Duct Insulation
Residential | Res ¦ Minimize Hot and Warm Clothes Wash | 2033 | SC A | million_m3 | Before Competition Groups | 0.62028 | 0 | 0 | 533.7317 | 0.0011622 | 19 | Residential_2033_SC A_million_m3_Before Competition Groups_19 | Minimize Hot and Warm Clothes Wash | 0.1162% | 0 | 0.62028 | Residential_2033_SC A_million_m3_Before Competition Groups_Minimize Hot and Warm Clothes Wash
Residential | Res ¦ Water Heater Temperature Setback | 2033 | SC A | million_m3 | Before Competition Groups | 0.57424 | 0 | 0 | 533.7317 | 0.0010759 | 20 | Residential_2033_SC A_million_m3_Before Competition Groups_20 | Water Heater Temperature Setback | 0.1076% | 0 | 0.57424 | Residential_2033_SC A_million_m3_Before Competition Groups_Water Heater Temperature Setback
Residential | Res ¦ Floor Insulation | 2033 | SC A | million_m3 | Before Competition Groups | 0.53036 | 0 | 0 | 533.7317 | 0.00099368 | 21 | Residential_2033_SC A_million_m3_Before Competition Groups_21 | Floor Insulation | 0.09937% | 0 | 0.53036 | Residential_2033_SC A_million_m3_Before Competition Groups_Floor Insulation
Residential | Res ¦ Wall Insulation | 2033 | SC A | million_m3 | Before Competition Groups | 0.13892 | 0 | 0 | 533.7317 | 0.00026028 | 22 | Residential_2033_SC A_million_m3_Before Competition Groups_22 | Wall Insulation | 0.02603% | 0 | 0.13892 | Residential_2033_SC A_million_m3_Before Competition Groups_Wall Insulation
Residential | Res ¦ Energy Star Clothes Washer | 2033 | SC A | million_m3 | Before Competition Groups | 0.035295 | 0 | 0 | 533.7317 | 6.6129e-05 | 23 | Residential_2033_SC A_million_m3_Before Competition Groups_23 | Energy Star Clothes Washer | 0.006613% | 0 | 0.035295 | Residential_2033_SC A_million_m3_Before Competition Groups_Energy Star Clothes Washer
Residential | Res ¦ Clothes Drying Racks | 2033 | SC A | million_m3 | Before Competition Groups | 0.00058772 | 0 | 0 | 533.7317 | 1.1012e-06 | 24 | Residential_2033_SC A_million_m3_Before Competition Groups_24 | Clothes Drying Racks | 0.0001101% | 0 | 0.00058772 | Residential_2033_SC A_million_m3_Before Competition Groups_Clothes Drying Racks
Residential | Res ¦ Adaptive Thermostat | 2033 | SC B | million_m3 | Before Competition Groups | 196.551 | 0 | 0 | 1239.6904 | 0.15855 | 1 | Residential_2033_SC B_million_m3_Before Competition Groups_1 | Adaptive Thermostat | 15.85% | 0 | 196.551 | Residential_2033_SC B_million_m3_Before Competition Groups_Adaptive Thermostat
Residential | Res ¦ Air Sealing | 2033 | SC B | million_m3 | Before Competition Groups | 183.0826 | 0 | 0 | 1239.6904 | 0.14768 | 2 | Residential_2033_SC B_million_m3_Before Competition Groups_2 | Air Sealing | 14.77% | 0 | 183.0826 | Residential_2033_SC B_million_m3_Before Competition Groups_Air Sealing
Residential | Res ¦ Comprehensive Draft Proofing | 2033 | SC B | million_m3 | Before Competition Groups | 177.7609 | 0 | 0 | 1239.6904 | 0.14339 | 3 | Residential_2033_SC B_million_m3_Before Competition Groups_3 | Comprehensive Draft Proofing | 14.34% | 0 | 177.7609 | Residential_2033_SC B_million_m3_Before Competition Groups_Comprehensive Draft Proofing
Residential | Res ¦ High Efficiency Condensing Furnace | 2033 | SC B | million_m3 | Before Competition Groups | 96.0717 | 0 | 0 | 1239.6904 | 0.077497 | 4 | Residential_2033_SC B_million_m3_Before Competition Groups_4 | High Efficiency Condensing Furnace | 7.75% | 0 | 96.0717 | Residential_2033_SC B_million_m3_Before Competition Groups_High Efficiency Condensing Furnace
Residential | Res ¦ High Efficiency Fireplace with Pilotless Ignition | 2033 | SC B | million_m3 | Before Competition Groups | 93.8511 | 0 | 0 | 1239.6904 | 0.075705 | 5 | Residential_2033_SC B_million_m3_Before Competition Groups_5 | High Efficiency Fireplace with Pilotless Ignition | 7.571% | 0 | 93.8511 | Residential_2033_SC B_million_m3_Before Competition Groups_High Efficiency Fireplace with Pilotless Ignition
Residential | Res ¦ Advanced BAS/Controllers | 2033 | SC B | million_m3 | Before Competition Groups | 73.2168 | 0 | 0 | 1239.6904 | 0.059061 | 6 | Residential_2033_SC B_million_m3_Before Competition Groups_6 | Advanced BAS/Controllers | 5.906% | 0 | 73.2168 | Residential_2033_SC B_million_m3_Before Competition Groups_Advanced BAS/Controllers
Residential | Res ¦ Building Recommissioning, Operations and Maintenance (O&M) Improvements | 2033 | SC B | million_m3 | Before Competition Groups | 60.504 | 0 | 0 | 1239.6904 | 0.048806 | 7 | Residential_2033_SC B_million_m3_Before Competition Groups_7 | Building Recommissioning, Operations and Maintenance (O&M) Improvements | 4.881% | 0 | 60.504 | Residential_2033_SC B_million_m3_Before Competition Groups_Building Recommissioning, Operations and Maintenance (O&M) Improvements
Residential | Res ¦ Condensing Boiler | 2033 | SC B | million_m3 | Before Competition Groups | 59.1004 | 0 | 0 | 1239.6904 | 0.047674 | 8 | Residential_2033_SC B_million_m3_Before Competition Groups_8 | Condensing Boiler | 4.767% | 0 | 59.1004 | Residential_2033_SC B_million_m3_Before Competition Groups_Condensing Boiler
Residential | Res ¦ Heat Recovery Ventilator | 2033 | SC B | million_m3 | Before Competition Groups | 58.9535 | 0 | 0 | 1239.6904 | 0.047555 | 9 | Residential_2033_SC B_million_m3_Before Competition Groups_9 | Heat Recovery Ventilator | 4.755% | 0 | 58.9535 | Residential_2033_SC B_million_m3_Before Competition Groups_Heat Recovery Ventilator
Residential | Res ¦ Condensing Make Up Air Unit | 2033 | SC B | million_m3 | Before Competition Groups | 54.5529 | 0 | 0 | 1239.6904 | 0.044005 | 10 | Residential_2033_SC B_million_m3_Before Competition Groups_10 | Condensing Make Up Air Unit | 4.401% | 0 | 54.5529 | Residential_2033_SC B_million_m3_Before Competition Groups_Condensing Make Up Air Unit
Residential | Res ¦ Attic Insulation | 2033 | SC B | million_m3 | Before Competition Groups | 44.7035 | 0 | 0 | 1239.6904 | 0.03606 | 11 | Residential_2033_SC B_million_m3_Before Competition Groups_11 | Attic Insulation | 3.606% | 0 | 44.7035 | Residential_2033_SC B_million_m3_Before Competition Groups_Attic Insulation
Residential | Res ¦ Basement Wall Insulation | 2033 | SC B | million_m3 | Before Competition Groups | 37.1636 | 0 | 0 | 1239.6904 | 0.029978 | 12 | Residential_2033_SC B_million_m3_Before Competition Groups_12 | Basement Wall Insulation | 2.998% | 0 | 37.1636 | Residential_2033_SC B_million_m3_Before Competition Groups_Basement Wall Insulation
Residential | Res ¦ Demand Control Ventilation | 2033 | SC B | million_m3 | Before Competition Groups | 32.8168 | 0 | 0 | 1239.6904 | 0.026472 | 13 | Residential_2033_SC B_million_m3_Before Competition Groups_13 | Demand Control Ventilation | 2.647% | 0 | 32.8168 | Residential_2033_SC B_million_m3_Before Competition Groups_Demand Control Ventilation
Residential | Res ¦ Floor Insulation | 2033 | SC B | million_m3 | Before Competition Groups | 14.6276 | 0 | 0 | 1239.6904 | 0.011799 | 14 | Residential_2033_SC B_million_m3_Before Competition Groups_14 | Floor Insulation | 1.18% | 0 | 14.6276 | Residential_2033_SC B_million_m3_Before Competition Groups_Floor Insulation
Residential | Res ¦ Pool Cover | 2033 | SC B | million_m3 | Before Competition Groups | 13.825 | 0 | 0 | 1239.6904 | 0.011152 | 15 | Residential_2033_SC B_million_m3_Before Competition Groups_15 | Pool Cover | 1.115% | 0 | 13.825 | Residential_2033_SC B_million_m3_Before Competition Groups_Pool Cover
Residential | Res ¦ Duct Insulation | 2033 | SC B | million_m3 | Before Competition Groups | 11.9184 | 0 | 0 | 1239.6904 | 0.009614 | 16 | Residential_2033_SC B_million_m3_Before Competition Groups_16 | Duct Insulation | 0.9614% | 0 | 11.9184 | Residential_2033_SC B_million_m3_Before Competition Groups_Duct Insulation
Residential | Res ¦ Duct Insulation MF | 2033 | SC B | million_m3 | Before Competition Groups | 10.5325 | 0 | 0 | 1239.6904 | 0.0084961 | 17 | Residential_2033_SC B_million_m3_Before Competition Groups_17 | Duct Insulation MF | 0.8496% | 0 | 10.5325 | Residential_2033_SC B_million_m3_Before Competition Groups_Duct Insulation MF
Residential | Res ¦ Home Energy Reports | 2033 | SC B | million_m3 | Before Competition Groups | 10.1508 | 0 | 0 | 1239.6904 | 0.0081882 | 18 | Residential_2033_SC B_million_m3_Before Competition Groups_18 | Home Energy Reports | 0.8188% | 0 | 10.1508 | Residential_2033_SC B_million_m3_Before Competition Groups_Home Energy Reports
Residential | Res ¦ Wall Insulation | 2033 | SC B | million_m3 | Before Competition Groups | 4.515 | 0 | 0 | 1239.6904 | 0.003642 | 19 | Residential_2033_SC B_million_m3_Before Competition Groups_19 | Wall Insulation | 0.3642% | 0 | 4.515 | Residential_2033_SC B_million_m3_Before Competition Groups_Wall Insulation
Residential | Res ¦ Wall Insulation MF | 2033 | SC B | million_m3 | Before Competition Groups | 2.301 | 0 | 0 | 1239.6904 | 0.0018561 | 20 | Residential_2033_SC B_million_m3_Before Competition Groups_20 | Wall Insulation MF | 0.1856% | 0 | 2.301 | Residential_2033_SC B_million_m3_Before Competition Groups_Wall Insulation MF
Residential | Res ¦ Water Heater Temperature Setback | 2033 | SC B | million_m3 | Before Competition Groups | 1.3657 | 0 | 0 | 1239.6904 | 0.0011017 | 21 | Residential_2033_SC B_million_m3_Before Competition Groups_21 | Water Heater Temperature Setback | 0.1102% | 0 | 1.3657 | Residential_2033_SC B_million_m3_Before Competition Groups_Water Heater Temperature Setback
Residential | Res ¦ Clothes Drying Racks | 2033 | SC B | million_m3 | Before Competition Groups | 1.1454 | 0 | 0 | 1239.6904 | 0.00092398 | 22 | Residential_2033_SC B_million_m3_Before Competition Groups_22 | Clothes Drying Racks | 0.0924% | 0 | 1.1454 | Residential_2033_SC B_million_m3_Before Competition Groups_Clothes Drying Racks
Residential | Res ¦ Minimize Hot and Warm Clothes Wash | 2033 | SC B | million_m3 | Before Competition Groups | 0.62028 | 0 | 0 | 1239.6904 | 0.00050035 | 23 | Residential_2033_SC B_million_m3_Before Competition Groups_23 | Minimize Hot and Warm Clothes Wash | 0.05003% | 0 | 0.62028 | Residential_2033_SC B_million_m3_Before Competition Groups_Minimize Hot and Warm Clothes Wash
Residential | Res ¦ Energy Star Clothes Washer | 2033 | SC B | million_m3 | Before Competition Groups | 0.35991 | 0 | 0 | 1239.6904 | 0.00029033 | 24 | Residential_2033_SC B_million_m3_Before Competition Groups_24 | Energy Star Clothes Washer | 0.02903% | 0 | 0.35991 | Residential_2033_SC B_million_m3_Before Competition Groups_Energy Star Clothes Washer
Residential | Res ¦ Comprehensive Draft Proofing | 2033 | SC C | million_m3 | Before Competition Groups | 116.7077 | 0 | 0 | 690.7439 | 0.16896 | 1 | Residential_2033_SC C_million_m3_Before Competition Groups_1 | Comprehensive Draft Proofing | 16.9% | 0 | 116.7077 | Residential_2033_SC C_million_m3_Before Competition Groups_Comprehensive Draft Proofing
Residential | Res ¦ Adaptive Thermostat | 2033 | SC C | million_m3 | Before Competition Groups | 113.3014 | 0 | 0 | 690.7439 | 0.16403 | 2 | Residential_2033_SC C_million_m3_Before Competition Groups_2 | Adaptive Thermostat | 16.4% | 0 | 113.3014 | Residential_2033_SC C_million_m3_Before Competition Groups_Adaptive Thermostat
Residential | Res ¦ Air Sealing | 2033 | SC C | million_m3 | Before Competition Groups | 86.66 | 0 | 0 | 690.7439 | 0.12546 | 3 | Residential_2033_SC C_million_m3_Before Competition Groups_3 | Air Sealing | 12.55% | 0 | 86.66 | Residential_2033_SC C_million_m3_Before Competition Groups_Air Sealing
Residential | Res ¦ High Efficiency Fireplace with Pilotless Ignition | 2033 | SC C | million_m3 | Before Competition Groups | 84.9942 | 0 | 0 | 690.7439 | 0.12305 | 4 | Residential_2033_SC C_million_m3_Before Competition Groups_4 | High Efficiency Fireplace with Pilotless Ignition | 12.3% | 0 | 84.9942 | Residential_2033_SC C_million_m3_Before Competition Groups_High Efficiency Fireplace with Pilotless Ignition
Residential | Res ¦ Advanced BAS/Controllers | 2033 | SC C | million_m3 | Before Competition Groups | 48.0703 | 0 | 0 | 690.7439 | 0.069592 | 5 | Residential_2033_SC C_million_m3_Before Competition Groups_5 | Advanced BAS/Controllers | 6.959% | 0 | 48.0703 | Residential_2033_SC C_million_m3_Before Competition Groups_Advanced BAS/Controllers
Residential | Res ¦ Condensing Make Up Air Unit | 2033 | SC C | million_m3 | Before Competition Groups | 41.4324 | 0 | 0 | 690.7439 | 0.059982 | 6 | Residential_2033_SC C_million_m3_Before Competition Groups_6 | Condensing Make Up Air Unit | 5.998% | 0 | 41.4324 | Residential_2033_SC C_million_m3_Before Competition Groups_Condensing Make Up Air Unit
Residential | Res ¦ Building Recommissioning, Operations and Maintenance (O&M) Improvements | 2033 | SC C | million_m3 | Before Competition Groups | 39.7235 | 0 | 0 | 690.7439 | 0.057508 | 7 | Residential_2033_SC C_million_m3_Before Competition Groups_7 | Building Recommissioning, Operations and Maintenance (O&M) Improvements | 5.751% | 0 | 39.7235 | Residential_2033_SC C_million_m3_Before Competition Groups_Building Recommissioning, Operations and Maintenance (O&M) Improvements
Residential | Res ¦ Basement Wall Insulation | 2033 | SC C | million_m3 | Before Competition Groups | 37.1716 | 0 | 0 | 690.7439 | 0.053814 | 8 | Residential_2033_SC C_million_m3_Before Competition Groups_8 | Basement Wall Insulation | 5.381% | 0 | 37.1716 | Residential_2033_SC C_million_m3_Before Competition Groups_Basement Wall Insulation
Residential | Res ¦ Attic Insulation | 2033 | SC C | million_m3 | Before Competition Groups | 34.0167 | 0 | 0 | 690.7439 | 0.049246 | 9 | Residential_2033_SC C_million_m3_Before Competition Groups_9 | Attic Insulation | 4.925% | 0 | 34.0167 | Residential_2033_SC C_million_m3_Before Competition Groups_Attic Insulation
Residential | Res ¦ Demand Control Ventilation | 2033 | SC C | million_m3 | Before Competition Groups | 21.5462 | 0 | 0 | 690.7439 | 0.031193 | 10 | Residential_2033_SC C_million_m3_Before Competition Groups_10 | Demand Control Ventilation | 3.119% | 0 | 21.5462 | Residential_2033_SC C_million_m3_Before Competition Groups_Demand Control Ventilation
Residential | Res ¦ Condensing Boiler | 2033 | SC C | million_m3 | Before Competition Groups | 20.4618 | 0 | 0 | 690.7439 | 0.029623 | 11 | Residential_2033_SC C_million_m3_Before Competition Groups_11 | Condensing Boiler | 2.962% | 0 | 20.4618 | Residential_2033_SC C_million_m3_Before Competition Groups_Condensing Boiler
Residential | Res ¦ High Efficiency Condensing Furnace | 2033 | SC C | million_m3 | Before Competition Groups | 15.0967 | 0 | 0 | 690.7439 | 0.021856 | 12 | Residential_2033_SC C_million_m3_Before Competition Groups_12 | High Efficiency Condensing Furnace | 2.186% | 0 | 15.0967 | Residential_2033_SC C_million_m3_Before Competition Groups_High Efficiency Condensing Furnace
Residential | Res ¦ Heat Recovery Ventilator | 2033 | SC C | million_m3 | Before Competition Groups | 10.9327 | 0 | 0 | 690.7439 | 0.015827 | 13 | Residential_2033_SC C_million_m3_Before Competition Groups_13 | Heat Recovery Ventilator | 1.583% | 0 | 10.9327 | Residential_2033_SC C_million_m3_Before Competition Groups_Heat Recovery Ventilator
Residential | Res ¦ Home Energy Reports | 2033 | SC C | million_m3 | Before Competition Groups | 10.1508 | 0 | 0 | 690.7439 | 0.014696 | 14 | Residential_2033_SC C_million_m3_Before Competition Groups_14 | Home Energy Reports | 1.47% | 0 | 10.1508 | Residential_2033_SC C_million_m3_Before Competition Groups_Home Energy Reports
Residential | Res ¦ Duct Insulation MF | 2033 | SC C | million_m3 | Before Competition Groups | 2.7685 | 0 | 0 | 690.7439 | 0.004008 | 15 | Residential_2033_SC C_million_m3_Before Competition Groups_15 | Duct Insulation MF | 0.4008% | 0 | 2.7685 | Residential_2033_SC C_million_m3_Before Competition Groups_Duct Insulation MF
Residential | Res ¦ Wall Insulation MF | 2033 | SC C | million_m3 | Before Competition Groups | 2.3012 | 0 | 0 | 690.7439 | 0.0033314 | 16 | Residential_2033_SC C_million_m3_Before Competition Groups_16 | Wall Insulation MF | 0.3331% | 0 | 2.3012 | Residential_2033_SC C_million_m3_Before Competition Groups_Wall Insulation MF
Residential | Res ¦ Pool Cover | 2033 | SC C | million_m3 | Before Competition Groups | 1.5479 | 0 | 0 | 690.7439 | 0.002241 | 17 | Residential_2033_SC C_million_m3_Before Competition Groups_17 | Pool Cover | 0.2241% | 0 | 1.5479 | Residential_2033_SC C_million_m3_Before Competition Groups_Pool Cover
Residential | Res ¦ Duct Insulation | 2033 | SC C | million_m3 | Before Competition Groups | 1.3238 | 0 | 0 | 690.7439 | 0.0019165 | 18 | Residential_2033_SC C_million_m3_Before Competition Groups_18 | Duct Insulation | 0.1916% | 0 | 1.3238 | Residential_2033_SC C_million_m3_Before Competition Groups_Duct Insulation
Residential | Res ¦ Floor Insulation | 2033 | SC C | million_m3 | Before Competition Groups | 0.95995 | 0 | 0 | 690.7439 | 0.0013897 | 19 | Residential_2033_SC C_million_m3_Before Competition Groups_19 | Floor Insulation | 0.139% | 0 | 0.95995 | Residential_2033_SC C_million_m3_Before Competition Groups_Floor Insulation
Residential | Res ¦ Water Heater Temperature Setback | 2033 | SC C | million_m3 | Before Competition Groups | 0.63081 | 0 | 0 | 690.7439 | 0.00091324 | 20 | Residential_2033_SC C_million_m3_Before Competition Groups_20 | Water Heater Temperature Setback | 0.09132% | 0 | 0.63081 | Residential_2033_SC C_million_m3_Before Competition Groups_Water Heater Temperature Setback
Residential | Res ¦ Minimize Hot and Warm Clothes Wash | 2033 | SC C | million_m3 | Before Competition Groups | 0.62028 | 0 | 0 | 690.7439 | 0.00089799 | 21 | Residential_2033_SC C_million_m3_Before Competition Groups_21 | Minimize Hot and Warm Clothes Wash | 0.0898% | 0 | 0.62028 | Residential_2033_SC C_million_m3_Before Competition Groups_Minimize Hot and Warm Clothes Wash
Residential | Res ¦ Wall Insulation | 2033 | SC C | million_m3 | Before Competition Groups | 0.25528 | 0 | 0 | 690.7439 | 0.00036957 | 22 | Residential_2033_SC C_million_m3_Before Competition Groups_22 | Wall Insulation | 0.03696% | 0 | 0.25528 | Residential_2033_SC C_million_m3_Before Competition Groups_Wall Insulation
Residential | Res ¦ Energy Star Clothes Washer | 2033 | SC C | million_m3 | Before Competition Groups | 0.069681 | 0 | 0 | 690.7439 | 0.00010088 | 23 | Residential_2033_SC C_million_m3_Before Competition Groups_23 | Energy Star Clothes Washer | 0.01009% | 0 | 0.069681 | Residential_2033_SC C_million_m3_Before Competition Groups_Energy Star Clothes Washer
Residential | Res ¦ Clothes Drying Racks | 2033 | SC C | million_m3 | Before Competition Groups | 0.00058772 | 0 | 0 | 690.7439 | 8.5085e-07 | 24 | Residential_2033_SC C_million_m3_Before Competition Groups_24 | Clothes Drying Racks | 8.509e-05% | 0 | 0.00058772 | Residential_2033_SC C_million_m3_Before Competition Groups_Clothes Drying Racks
Residential | Res ¦ Air Sealing | 2033 | Technical | million_m3 | Before Competition Groups | 547.2602 | 0 | 0 | 3822.9889 | 0.14315 | 1 | Residential_2033_Technical_million_m3_Before Competition Groups_1 | Air Sealing | 14.31% | 0 | 547.2602 | Residential_2033_Technical_million_m3_Before Competition Groups_Air Sealing
Residential | Res ¦ Adaptive Thermostat | 2033 | Technical | million_m3 | Before Competition Groups | 498.4047 | 0 | 0 | 3822.9889 | 0.13037 | 2 | Residential_2033_Technical_million_m3_Before Competition Groups_2 | Adaptive Thermostat | 13.04% | 0 | 498.4047 | Residential_2033_Technical_million_m3_Before Competition Groups_Adaptive Thermostat
Residential | Res ¦ Condensing Storage Water Heater | 2033 | Technical | million_m3 | Before Competition Groups | 214.972 | 0 | 0 | 3822.9889 | 0.056231 | 3 | Residential_2033_Technical_million_m3_Before Competition Groups_3 | Condensing Storage Water Heater | 5.623% | 0 | 214.972 | Residential_2033_Technical_million_m3_Before Competition Groups_Condensing Storage Water Heater
Residential | Res ¦ Energy Star Windows | 2033 | Technical | million_m3 | Before Competition Groups | 208.2286 | 0 | 0 | 3822.9889 | 0.054467 | 4 | Residential_2033_Technical_million_m3_Before Competition Groups_4 | Energy Star Windows | 5.447% | 0 | 208.2286 | Residential_2033_Technical_million_m3_Before Competition Groups_Energy Star Windows
Residential | Res ¦ Tankless Water Heater | 2033 | Technical | million_m3 | Before Competition Groups | 181.0013 | 0 | 0 | 3822.9889 | 0.047345 | 5 | Residential_2033_Technical_million_m3_Before Competition Groups_5 | Tankless Water Heater | 4.735% | 0 | 181.0013 | Residential_2033_Technical_million_m3_Before Competition Groups_Tankless Water Heater
Residential | Res ¦ Comprehensive Draft Proofing | 2033 | Technical | million_m3 | Before Competition Groups | 164.8037 | 0 | 0 | 3822.9889 | 0.043109 | 6 | Residential_2033_Technical_million_m3_Before Competition Groups_6 | Comprehensive Draft Proofing | 4.311% | 0 | 164.8037 | Residential_2033_Technical_million_m3_Before Competition Groups_Comprehensive Draft Proofing
Residential | Res ¦ Wall Insulation | 2033 | Technical | million_m3 | Before Competition Groups | 151.3188 | 0 | 0 | 3822.9889 | 0.039581 | 7 | Residential_2033_Technical_million_m3_Before Competition Groups_7 | Wall Insulation | 3.958% | 0 | 151.3188 | Residential_2033_Technical_million_m3_Before Competition Groups_Wall Insulation
Residential | Res ¦ Condensing Boiler | 2033 | Technical | million_m3 | Before Competition Groups | 144.2161 | 0 | 0 | 3822.9889 | 0.037723 | 8 | Residential_2033_Technical_million_m3_Before Competition Groups_8 | Condensing Boiler | 3.772% | 0 | 144.2161 | Residential_2033_Technical_million_m3_Before Competition Groups_Condensing Boiler
Residential | Res ¦ Attic Insulation | 2033 | Technical | million_m3 | Before Competition Groups | 133.6225 | 0 | 0 | 3822.9889 | 0.034952 | 9 | Residential_2033_Technical_million_m3_Before Competition Groups_9 | Attic Insulation | 3.495% | 0 | 133.6225 | Residential_2033_Technical_million_m3_Before Competition Groups_Attic Insulation
Residential | Res ¦ Heat Recovery Ventilator | 2033 | Technical | million_m3 | Before Competition Groups | 127.8215 | 0 | 0 | 3822.9889 | 0.033435 | 10 | Residential_2033_Technical_million_m3_Before Competition Groups_10 | Heat Recovery Ventilator | 3.343% | 0 | 127.8215 | Residential_2033_Technical_million_m3_Before Competition Groups_Heat Recovery Ventilator
Residential | Res ¦ DHW Recirculation Systems | 2033 | Technical | million_m3 | Before Competition Groups | 126.4226 | 0 | 0 | 3822.9889 | 0.033069 | 11 | Residential_2033_Technical_million_m3_Before Competition Groups_11 | DHW Recirculation Systems | 3.307% | 0 | 126.4226 | Residential_2033_Technical_million_m3_Before Competition Groups_DHW Recirculation Systems
Residential | Res ¦ High Efficiency Storage Water Heater | 2033 | Technical | million_m3 | Before Competition Groups | 120.0908 | 0 | 0 | 3822.9889 | 0.031413 | 12 | Residential_2033_Technical_million_m3_Before Competition Groups_12 | High Efficiency Storage Water Heater | 3.141% | 0 | 120.0908 | Residential_2033_Technical_million_m3_Before Competition Groups_High Efficiency Storage Water Heater
Residential | Res ¦ High Efficiency Condensing Furnace | 2033 | Technical | million_m3 | Before Competition Groups | 118.9402 | 0 | 0 | 3822.9889 | 0.031112 | 13 | Residential_2033_Technical_million_m3_Before Competition Groups_13 | High Efficiency Condensing Furnace | 3.111% | 0 | 118.9402 | Residential_2033_Technical_million_m3_Before Competition Groups_High Efficiency Condensing Furnace
Residential | Res ¦ High Efficiency Fireplace with Pilotless Ignition | 2033 | Technical | million_m3 | Before Competition Groups | 116.8843 | 0 | 0 | 3822.9889 | 0.030574 | 14 | Residential_2033_Technical_million_m3_Before Competition Groups_14 | High Efficiency Fireplace with Pilotless Ignition | 3.057% | 0 | 116.8843 | Residential_2033_Technical_million_m3_Before Competition Groups_High Efficiency Fireplace with Pilotless Ignition
Residential | Res ¦ Basement or Crawlspace Insulation | 2033 | Technical | million_m3 | Before Competition Groups | 113.5074 | 0 | 0 | 3822.9889 | 0.029691 | 15 | Residential_2033_Technical_million_m3_Before Competition Groups_15 | Basement or Crawlspace Insulation | 2.969% | 0 | 113.5074 | Residential_2033_Technical_million_m3_Before Competition Groups_Basement or Crawlspace Insulation
Residential | Res ¦ Basement Wall Insulation | 2033 | Technical | million_m3 | Before Competition Groups | 111.0763 | 0 | 0 | 3822.9889 | 0.029055 | 16 | Residential_2033_Technical_million_m3_Before Competition Groups_16 | Basement Wall Insulation | 2.905% | 0 | 111.0763 | Residential_2033_Technical_million_m3_Before Competition Groups_Basement Wall Insulation
Residential | Res ¦ Condensing Make Up Air Unit | 2033 | Technical | million_m3 | Before Competition Groups | 80.7155 | 0 | 0 | 3822.9889 | 0.021113 | 17 | Residential_2033_Technical_million_m3_Before Competition Groups_17 | Condensing Make Up Air Unit | 2.111% | 0 | 80.7155 | Residential_2033_Technical_million_m3_Before Competition Groups_Condensing Make Up Air Unit
Residential | Res ¦ Window Film | 2033 | Technical | million_m3 | Before Competition Groups | 78.0897 | 0 | 0 | 3822.9889 | 0.020426 | 18 | Residential_2033_Technical_million_m3_Before Competition Groups_18 | Window Film | 2.043% | 0 | 78.0897 | Residential_2033_Technical_million_m3_Before Competition Groups_Window Film
Residential | Res ¦ Furnace Tune Up | 2033 | Technical | million_m3 | Before Competition Groups | 75.4801 | 0 | 0 | 3822.9889 | 0.019744 | 19 | Residential_2033_Technical_million_m3_Before Competition Groups_19 | Furnace Tune Up | 1.974% | 0 | 75.4801 | Residential_2033_Technical_million_m3_Before Competition Groups_Furnace Tune Up
Residential | Res ¦ Advanced BAS/Controllers | 2033 | Technical | million_m3 | Before Competition Groups | 67.8803 | 0 | 0 | 3822.9889 | 0.017756 | 20 | Residential_2033_Technical_million_m3_Before Competition Groups_20 | Advanced BAS/Controllers | 1.776% | 0 | 67.8803 | Residential_2033_Technical_million_m3_Before Competition Groups_Advanced BAS/Controllers
Residential | Res ¦ Ceiling Insulation | 2033 | Technical | million_m3 | Before Competition Groups | 56.2426 | 0 | 0 | 3822.9889 | 0.014712 | 21 | Residential_2033_Technical_million_m3_Before Competition Groups_21 | Ceiling Insulation | 1.471% | 0 | 56.2426 | Residential_2033_Technical_million_m3_Before Competition Groups_Ceiling Insulation
Residential | Res ¦ Building Recommissioning, Operations and Maintenance (O&M) Improvements | 2033 | Technical | million_m3 | Before Competition Groups | 56.0938 | 0 | 0 | 3822.9889 | 0.014673 | 22 | Residential_2033_Technical_million_m3_Before Competition Groups_22 | Building Recommissioning, Operations and Maintenance (O&M) Improvements | 1.467% | 0 | 56.0938 | Residential_2033_Technical_million_m3_Before Competition Groups_Building Recommissioning, Operations and Maintenance (O&M) Improvements
Residential | Res ¦ Solar Water Heating System | 2033 | Technical | million_m3 | Before Competition Groups | 53.3335 | 0 | 0 | 3822.9889 | 0.013951 | 23 | Residential_2033_Technical_million_m3_Before Competition Groups_23 | Solar Water Heating System | 1.395% | 0 | 53.3335 | Residential_2033_Technical_million_m3_Before Competition Groups_Solar Water Heating System
Residential | Res ¦ Duct Insulation MF | 2033 | Technical | million_m3 | Before Competition Groups | 44.39 | 0 | 0 | 3822.9889 | 0.011611 | 24 | Residential_2033_Technical_million_m3_Before Competition Groups_24 | Duct Insulation MF | 1.161% | 0 | 44.39 | Residential_2033_Technical_million_m3_Before Competition Groups_Duct Insulation MF
Residential | Res ¦ Floor Insulation | 2033 | Technical | million_m3 | Before Competition Groups | 43.754 | 0 | 0 | 3822.9889 | 0.011445 | 25 | Residential_2033_Technical_million_m3_Before Competition Groups_25 | Floor Insulation | 1.144% | 0 | 43.754 | Residential_2033_Technical_million_m3_Before Competition Groups_Floor Insulation
Residential | Res ¦ Duct Insulation | 2033 | Technical | million_m3 | Before Competition Groups | 41.5846 | 0 | 0 | 3822.9889 | 0.010878 | 26 | Residential_2033_Technical_million_m3_Before Competition Groups_26 | Duct Insulation | 1.088% | 0 | 41.5846 | Residential_2033_Technical_million_m3_Before Competition Groups_Duct Insulation
Residential | Res ¦ Demand Control Ventilation | 2033 | Technical | million_m3 | Before Competition Groups | 30.4254 | 0 | 0 | 3822.9889 | 0.0079585 | 27 | Residential_2033_Technical_million_m3_Before Competition Groups_27 | Demand Control Ventilation | 0.7959% | 0 | 30.4254 | Residential_2033_Technical_million_m3_Before Competition Groups_Demand Control Ventilation
Residential | Res ¦ Home Energy Reports | 2033 | Technical | million_m3 | Before Competition Groups | 26.9458 | 0 | 0 | 3822.9889 | 0.0070484 | 28 | Residential_2033_Technical_million_m3_Before Competition Groups_28 | Home Energy Reports | 0.7048% | 0 | 26.9458 | Residential_2033_Technical_million_m3_Before Competition Groups_Home Energy Reports
Residential | Res ¦ Early Hot Water Heater Replacement | 2033 | Technical | million_m3 | Before Competition Groups | 24.7734 | 0 | 0 | 3822.9889 | 0.0064801 | 29 | Residential_2033_Technical_million_m3_Before Competition Groups_29 | Early Hot Water Heater Replacement | 0.648% | 0 | 24.7734 | Residential_2033_Technical_million_m3_Before Competition Groups_Early Hot Water Heater Replacement
Residential | Res ¦ Drain Water Heat Recovery | 2033 | Technical | million_m3 | Before Competition Groups | 21.143 | 0 | 0 | 3822.9889 | 0.0055305 | 30 | Residential_2033_Technical_million_m3_Before Competition Groups_30 | Drain Water Heat Recovery | 0.553% | 0 | 21.143 | Residential_2033_Technical_million_m3_Before Competition Groups_Drain Water Heat Recovery
Residential | Res ¦ Pool Cover | 2033 | Technical | million_m3 | Before Competition Groups | 13.8552 | 0 | 0 | 3822.9889 | 0.0036242 | 31 | Residential_2033_Technical_million_m3_Before Competition Groups_31 | Pool Cover | 0.3624% | 0 | 13.8552 | Residential_2033_Technical_million_m3_Before Competition Groups_Pool Cover
Residential | Res ¦ High Efficiency Gas Pool Heater | 2033 | Technical | million_m3 | Before Competition Groups | 11.243 | 0 | 0 | 3822.9889 | 0.0029409 | 32 | Residential_2033_Technical_million_m3_Before Competition Groups_32 | High Efficiency Gas Pool Heater | 0.2941% | 0 | 11.243 | Residential_2033_Technical_million_m3_Before Competition Groups_High Efficiency Gas Pool Heater
Residential | Res ¦ Wall Insulation MF | 2033 | Technical | million_m3 | Before Competition Groups | 6.8763 | 0 | 0 | 3822.9889 | 0.0017987 | 33 | Residential_2033_Technical_million_m3_Before Competition Groups_33 | Wall Insulation MF | 0.1799% | 0 | 6.8763 | Residential_2033_Technical_million_m3_Before Competition Groups_Wall Insulation MF
Residential | Res ¦ Water Heater Temperature Setback | 2033 | Technical | million_m3 | Before Competition Groups | 6.1654 | 0 | 0 | 3822.9889 | 0.0016127 | 34 | Residential_2033_Technical_million_m3_Before Competition Groups_34 | Water Heater Temperature Setback | 0.1613% | 0 | 6.1654 | Residential_2033_Technical_million_m3_Before Competition Groups_Water Heater Temperature Setback
Residential | Res ¦ Energy Star Clothes Dryer | 2033 | Technical | million_m3 | Before Competition Groups | 2.234 | 0 | 0 | 3822.9889 | 0.00058437 | 35 | Residential_2033_Technical_million_m3_Before Competition Groups_35 | Energy Star Clothes Dryer | 0.05844% | 0 | 2.234 | Residential_2033_Technical_million_m3_Before Competition Groups_Energy Star Clothes Dryer
Residential | Res ¦ Energy Star Clothes Washer | 2033 | Technical | million_m3 | Before Competition Groups | 1.1009 | 0 | 0 | 3822.9889 | 0.00028798 | 36 | Residential_2033_Technical_million_m3_Before Competition Groups_36 | Energy Star Clothes Washer | 0.0288% | 0 | 1.1009 | Residential_2033_Technical_million_m3_Before Competition Groups_Energy Star Clothes Washer
Residential | Res ¦ Clothes Drying Racks | 2033 | Technical | million_m3 | Before Competition Groups | 1.0627 | 0 | 0 | 3822.9889 | 0.00027797 | 37 | Residential_2033_Technical_million_m3_Before Competition Groups_37 | Clothes Drying Racks | 0.0278% | 0 | 1.0627 | Residential_2033_Technical_million_m3_Before Competition Groups_Clothes Drying Racks
Residential | Res ¦ Minimize Hot and Warm Clothes Wash | 2033 | Technical | million_m3 | Before Competition Groups | 0.92012 | 0 | 0 | 3822.9889 | 0.00024068 | 38 | Residential_2033_Technical_million_m3_Before Competition Groups_38 | Minimize Hot and Warm Clothes Wash | 0.02407% | 0 | 0.92012 | Residential_2033_Technical_million_m3_Before Competition Groups_Minimize Hot and Warm Clothes Wash
Residential | Res ¦ Solar Water Preheat (Pools/DHW) | 2033 | Technical | million_m3 | Before Competition Groups | 0.10837 | 0 | 0 | 3822.9889 | 2.8348e-05 | 39 | Residential_2033_Technical_million_m3_Before Competition Groups_39 | Solar Water Preheat (Pools/DHW) | 0.002835% | 0 | 0.10837 | Residential_2033_Technical_million_m3_Before Competition Groups_Solar Water Preheat (Pools/DHW)
Residential | Res ¦ Air Sealing | 2034 | Economic | million_m3 | Before Competition Groups | 538.6135 | 0 | 0 | 2313.1103 | 0.23285 | 1 | Residential_2034_Economic_million_m3_Before Competition Groups_1 | Air Sealing | 23.29% | 0 | 538.6135 | Residential_2034_Economic_million_m3_Before Competition Groups_Air Sealing
Residential | Res ¦ Adaptive Thermostat | 2034 | Economic | million_m3 | Before Competition Groups | 498.3492 | 0 | 0 | 2313.1103 | 0.21545 | 2 | Residential_2034_Economic_million_m3_Before Competition Groups_2 | Adaptive Thermostat | 21.54% | 0 | 498.3492 | Residential_2034_Economic_million_m3_Before Competition Groups_Adaptive Thermostat
Residential | Res ¦ Comprehensive Draft Proofing | 2034 | Economic | million_m3 | Before Competition Groups | 162.1998 | 0 | 0 | 2313.1103 | 0.070122 | 3 | Residential_2034_Economic_million_m3_Before Competition Groups_3 | Comprehensive Draft Proofing | 7.012% | 0 | 162.1998 | Residential_2034_Economic_million_m3_Before Competition Groups_Comprehensive Draft Proofing
Residential | Res ¦ Heat Recovery Ventilator | 2034 | Economic | million_m3 | Before Competition Groups | 134.8296 | 0 | 0 | 2313.1103 | 0.058289 | 4 | Residential_2034_Economic_million_m3_Before Competition Groups_4 | Heat Recovery Ventilator | 5.829% | 0 | 134.8296 | Residential_2034_Economic_million_m3_Before Competition Groups_Heat Recovery Ventilator
Residential | Res ¦ Attic Insulation | 2034 | Economic | million_m3 | Before Competition Groups | 131.5113 | 0 | 0 | 2313.1103 | 0.056855 | 5 | Residential_2034_Economic_million_m3_Before Competition Groups_5 | Attic Insulation | 5.685% | 0 | 131.5113 | Residential_2034_Economic_million_m3_Before Competition Groups_Attic Insulation
Residential | Res ¦ High Efficiency Fireplace with Pilotless Ignition | 2034 | Economic | million_m3 | Before Competition Groups | 122.4803 | 0 | 0 | 2313.1103 | 0.05295 | 6 | Residential_2034_Economic_million_m3_Before Competition Groups_6 | High Efficiency Fireplace with Pilotless Ignition | 5.295% | 0 | 122.4803 | Residential_2034_Economic_million_m3_Before Competition Groups_High Efficiency Fireplace with Pilotless Ignition
Residential | Res ¦ High Efficiency Condensing Furnace | 2034 | Economic | million_m3 | Before Competition Groups | 113.6393 | 0 | 0 | 2313.1103 | 0.049128 | 7 | Residential_2034_Economic_million_m3_Before Competition Groups_7 | High Efficiency Condensing Furnace | 4.913% | 0 | 113.6393 | Residential_2034_Economic_million_m3_Before Competition Groups_High Efficiency Condensing Furnace
Residential | Res ¦ Basement Wall Insulation | 2034 | Economic | million_m3 | Before Competition Groups | 109.3213 | 0 | 0 | 2313.1103 | 0.047262 | 8 | Residential_2034_Economic_million_m3_Before Competition Groups_8 | Basement Wall Insulation | 4.726% | 0 | 109.3213 | Residential_2034_Economic_million_m3_Before Competition Groups_Basement Wall Insulation
Residential | Res ¦ Condensing Boiler | 2034 | Economic | million_m3 | Before Competition Groups | 94.1685 | 0 | 0 | 2313.1103 | 0.040711 | 9 | Residential_2034_Economic_million_m3_Before Competition Groups_9 | Condensing Boiler | 4.071% | 0 | 94.1685 | Residential_2034_Economic_million_m3_Before Competition Groups_Condensing Boiler
Residential | Res ¦ Condensing Make Up Air Unit | 2034 | Economic | million_m3 | Before Competition Groups | 84.7119 | 0 | 0 | 2313.1103 | 0.036623 | 10 | Residential_2034_Economic_million_m3_Before Competition Groups_10 | Condensing Make Up Air Unit | 3.662% | 0 | 84.7119 | Residential_2034_Economic_million_m3_Before Competition Groups_Condensing Make Up Air Unit
Residential | Res ¦ Advanced BAS/Controllers | 2034 | Economic | million_m3 | Before Competition Groups | 66.8078 | 0 | 0 | 2313.1103 | 0.028882 | 11 | Residential_2034_Economic_million_m3_Before Competition Groups_11 | Advanced BAS/Controllers | 2.888% | 0 | 66.8078 | Residential_2034_Economic_million_m3_Before Competition Groups_Advanced BAS/Controllers
Residential | Res ¦ Building Recommissioning, Operations and Maintenance (O&M) Improvements | 2034 | Economic | million_m3 | Before Competition Groups | 55.2075 | 0 | 0 | 2313.1103 | 0.023867 | 12 | Residential_2034_Economic_million_m3_Before Competition Groups_12 | Building Recommissioning, Operations and Maintenance (O&M) Improvements | 2.387% | 0 | 55.2075 | Residential_2034_Economic_million_m3_Before Competition Groups_Building Recommissioning, Operations and Maintenance (O&M) Improvements
Residential | Res ¦ Floor Insulation | 2034 | Economic | million_m3 | Before Competition Groups | 43.0627 | 0 | 0 | 2313.1103 | 0.018617 | 13 | Residential_2034_Economic_million_m3_Before Competition Groups_13 | Floor Insulation | 1.862% | 0 | 43.0627 | Residential_2034_Economic_million_m3_Before Competition Groups_Floor Insulation
Residential | Res ¦ Duct Insulation | 2034 | Economic | million_m3 | Before Competition Groups | 39.1004 | 0 | 0 | 2313.1103 | 0.016904 | 14 | Residential_2034_Economic_million_m3_Before Competition Groups_14 | Duct Insulation | 1.69% | 0 | 39.1004 | Residential_2034_Economic_million_m3_Before Competition Groups_Duct Insulation
Residential | Res ¦ Duct Insulation MF | 2034 | Economic | million_m3 | Before Competition Groups | 30.9938 | 0 | 0 | 2313.1103 | 0.013399 | 15 | Residential_2034_Economic_million_m3_Before Competition Groups_15 | Duct Insulation MF | 1.34% | 0 | 30.9938 | Residential_2034_Economic_million_m3_Before Competition Groups_Duct Insulation MF
Residential | Res ¦ Demand Control Ventilation | 2034 | Economic | million_m3 | Before Competition Groups | 29.9447 | 0 | 0 | 2313.1103 | 0.012946 | 16 | Residential_2034_Economic_million_m3_Before Competition Groups_16 | Demand Control Ventilation | 1.295% | 0 | 29.9447 | Residential_2034_Economic_million_m3_Before Competition Groups_Demand Control Ventilation
Residential | Res ¦ Home Energy Reports | 2034 | Economic | million_m3 | Before Competition Groups | 16.2154 | 0 | 0 | 2313.1103 | 0.0070102 | 17 | Residential_2034_Economic_million_m3_Before Competition Groups_17 | Home Energy Reports | 0.701% | 0 | 16.2154 | Residential_2034_Economic_million_m3_Before Competition Groups_Home Energy Reports
Residential | Res ¦ Pool Cover | 2034 | Economic | million_m3 | Before Competition Groups | 13.6363 | 0 | 0 | 2313.1103 | 0.0058952 | 18 | Residential_2034_Economic_million_m3_Before Competition Groups_18 | Pool Cover | 0.5895% | 0 | 13.6363 | Residential_2034_Economic_million_m3_Before Competition Groups_Pool Cover
Residential | Res ¦ Wall Insulation | 2034 | Economic | million_m3 | Before Competition Groups | 13.2906 | 0 | 0 | 2313.1103 | 0.0057458 | 19 | Residential_2034_Economic_million_m3_Before Competition Groups_19 | Wall Insulation | 0.5746% | 0 | 13.2906 | Residential_2034_Economic_million_m3_Before Competition Groups_Wall Insulation
Residential | Res ¦ Wall Insulation MF | 2034 | Economic | million_m3 | Before Competition Groups | 6.7677 | 0 | 0 | 2313.1103 | 0.0029258 | 20 | Residential_2034_Economic_million_m3_Before Competition Groups_20 | Wall Insulation MF | 0.2926% | 0 | 6.7677 | Residential_2034_Economic_million_m3_Before Competition Groups_Wall Insulation MF
Residential | Res ¦ Water Heater Temperature Setback | 2034 | Economic | million_m3 | Before Competition Groups | 6.068 | 0 | 0 | 2313.1103 | 0.0026233 | 21 | Residential_2034_Economic_million_m3_Before Competition Groups_21 | Water Heater Temperature Setback | 0.2623% | 0 | 6.068 | Residential_2034_Economic_million_m3_Before Competition Groups_Water Heater Temperature Setback
Residential | Res ¦ Clothes Drying Racks | 2034 | Economic | million_m3 | Before Competition Groups | 1.0459 | 0 | 0 | 2313.1103 | 0.00045215 | 22 | Residential_2034_Economic_million_m3_Before Competition Groups_22 | Clothes Drying Racks | 0.04521% | 0 | 1.0459 | Residential_2034_Economic_million_m3_Before Competition Groups_Clothes Drying Racks
Residential | Res ¦ Minimize Hot and Warm Clothes Wash | 2034 | Economic | million_m3 | Before Competition Groups | 0.90559 | 0 | 0 | 2313.1103 | 0.0003915 | 23 | Residential_2034_Economic_million_m3_Before Competition Groups_23 | Minimize Hot and Warm Clothes Wash | 0.03915% | 0 | 0.90559 | Residential_2034_Economic_million_m3_Before Competition Groups_Minimize Hot and Warm Clothes Wash
Residential | Res ¦ Energy Star Clothes Washer | 2034 | Economic | million_m3 | Before Competition Groups | 0.23937 | 0 | 0 | 2313.1103 | 0.00010348 | 24 | Residential_2034_Economic_million_m3_Before Competition Groups_24 | Energy Star Clothes Washer | 0.01035% | 0 | 0.23937 | Residential_2034_Economic_million_m3_Before Competition Groups_Energy Star Clothes Washer
Residential | Res ¦ Comprehensive Draft Proofing | 2034 | SC A | million_m3 | Before Competition Groups | 118.8084 | 0 | 0 | 573.0556 | 0.20732 | 1 | Residential_2034_SC A_million_m3_Before Competition Groups_1 | Comprehensive Draft Proofing | 20.73% | 0 | 118.8084 | Residential_2034_SC A_million_m3_Before Competition Groups_Comprehensive Draft Proofing
Residential | Res ¦ Adaptive Thermostat | 2034 | SC A | million_m3 | Before Competition Groups | 92.422 | 0 | 0 | 573.0556 | 0.16128 | 2 | Residential_2034_SC A_million_m3_Before Competition Groups_2 | Adaptive Thermostat | 16.13% | 0 | 92.422 | Residential_2034_SC A_million_m3_Before Competition Groups_Adaptive Thermostat
Residential | Res ¦ High Efficiency Fireplace with Pilotless Ignition | 2034 | SC A | million_m3 | Before Competition Groups | 66.0296 | 0 | 0 | 573.0556 | 0.11522 | 3 | Residential_2034_SC A_million_m3_Before Competition Groups_3 | High Efficiency Fireplace with Pilotless Ignition | 11.52% | 0 | 66.0296 | Residential_2034_SC A_million_m3_Before Competition Groups_High Efficiency Fireplace with Pilotless Ignition
Residential | Res ¦ Air Sealing | 2034 | SC A | million_m3 | Before Competition Groups | 62.6121 | 0 | 0 | 573.0556 | 0.10926 | 4 | Residential_2034_SC A_million_m3_Before Competition Groups_4 | Air Sealing | 10.93% | 0 | 62.6121 | Residential_2034_SC A_million_m3_Before Competition Groups_Air Sealing
Residential | Res ¦ Advanced BAS/Controllers | 2034 | SC A | million_m3 | Before Competition Groups | 51.2564 | 0 | 0 | 573.0556 | 0.089444 | 5 | Residential_2034_SC A_million_m3_Before Competition Groups_5 | Advanced BAS/Controllers | 8.944% | 0 | 51.2564 | Residential_2034_SC A_million_m3_Before Competition Groups_Advanced BAS/Controllers
Residential | Res ¦ Building Recommissioning, Operations and Maintenance (O&M) Improvements | 2034 | SC A | million_m3 | Before Competition Groups | 42.1615 | 0 | 0 | 573.0556 | 0.073573 | 6 | Residential_2034_SC A_million_m3_Before Competition Groups_6 | Building Recommissioning, Operations and Maintenance (O&M) Improvements | 7.357% | 0 | 42.1615 | Residential_2034_SC A_million_m3_Before Competition Groups_Building Recommissioning, Operations and Maintenance (O&M) Improvements
Residential | Res ¦ Condensing Make Up Air Unit | 2034 | SC A | million_m3 | Before Competition Groups | 31.9169 | 0 | 0 | 573.0556 | 0.055696 | 7 | Residential_2034_SC A_million_m3_Before Competition Groups_7 | Condensing Make Up Air Unit | 5.57% | 0 | 31.9169 | Residential_2034_SC A_million_m3_Before Competition Groups_Condensing Make Up Air Unit
Residential | Res ¦ Basement Wall Insulation | 2034 | SC A | million_m3 | Before Competition Groups | 26.0729 | 0 | 0 | 573.0556 | 0.045498 | 8 | Residential_2034_SC A_million_m3_Before Competition Groups_8 | Basement Wall Insulation | 4.55% | 0 | 26.0729 | Residential_2034_SC A_million_m3_Before Competition Groups_Basement Wall Insulation
Residential | Res ¦ Attic Insulation | 2034 | SC A | million_m3 | Before Competition Groups | 17.5371 | 0 | 0 | 573.0556 | 0.030603 | 9 | Residential_2034_SC A_million_m3_Before Competition Groups_9 | Attic Insulation | 3.06% | 0 | 17.5371 | Residential_2034_SC A_million_m3_Before Competition Groups_Attic Insulation
Residential | Res ¦ Demand Control Ventilation | 2034 | SC A | million_m3 | Before Competition Groups | 14.954 | 0 | 0 | 573.0556 | 0.026095 | 10 | Residential_2034_SC A_million_m3_Before Competition Groups_10 | Demand Control Ventilation | 2.61% | 0 | 14.954 | Residential_2034_SC A_million_m3_Before Competition Groups_Demand Control Ventilation
Residential | Res ¦ Condensing Boiler | 2034 | SC A | million_m3 | Before Competition Groups | 13.9781 | 0 | 0 | 573.0556 | 0.024392 | 11 | Residential_2034_SC A_million_m3_Before Competition Groups_11 | Condensing Boiler | 2.439% | 0 | 13.9781 | Residential_2034_SC A_million_m3_Before Competition Groups_Condensing Boiler
Residential | Res ¦ Home Energy Reports | 2034 | SC A | million_m3 | Before Competition Groups | 11.2025 | 0 | 0 | 573.0556 | 0.019549 | 12 | Residential_2034_SC A_million_m3_Before Competition Groups_12 | Home Energy Reports | 1.955% | 0 | 11.2025 | Residential_2034_SC A_million_m3_Before Competition Groups_Home Energy Reports
Residential | Res ¦ High Efficiency Condensing Furnace | 2034 | SC A | million_m3 | Before Competition Groups | 9.358 | 0 | 0 | 573.0556 | 0.01633 | 13 | Residential_2034_SC A_million_m3_Before Competition Groups_13 | High Efficiency Condensing Furnace | 1.633% | 0 | 9.358 | Residential_2034_SC A_million_m3_Before Competition Groups_High Efficiency Condensing Furnace
Residential | Res ¦ Heat Recovery Ventilator | 2034 | SC A | million_m3 | Before Competition Groups | 6.7856 | 0 | 0 | 573.0556 | 0.011841 | 14 | Residential_2034_SC A_million_m3_Before Competition Groups_14 | Heat Recovery Ventilator | 1.184% | 0 | 6.7856 | Residential_2034_SC A_million_m3_Before Competition Groups_Heat Recovery Ventilator
Residential | Res ¦ Wall Insulation MF | 2034 | SC A | million_m3 | Before Competition Groups | 2.1655 | 0 | 0 | 573.0556 | 0.0037788 | 15 | Residential_2034_SC A_million_m3_Before Competition Groups_15 | Wall Insulation MF | 0.3779% | 0 | 2.1655 | Residential_2034_SC A_million_m3_Before Competition Groups_Wall Insulation MF
Residential | Res ¦ Duct Insulation MF | 2034 | SC A | million_m3 | Before Competition Groups | 1.8174 | 0 | 0 | 573.0556 | 0.0031715 | 16 | Residential_2034_SC A_million_m3_Before Competition Groups_16 | Duct Insulation MF | 0.3172% | 0 | 1.8174 | Residential_2034_SC A_million_m3_Before Competition Groups_Duct Insulation MF
Residential | Res ¦ Pool Cover | 2034 | SC A | million_m3 | Before Competition Groups | 0.93976 | 0 | 0 | 573.0556 | 0.0016399 | 17 | Residential_2034_SC A_million_m3_Before Competition Groups_17 | Pool Cover | 0.164% | 0 | 0.93976 | Residential_2034_SC A_million_m3_Before Competition Groups_Pool Cover
Residential | Res ¦ Duct Insulation | 2034 | SC A | million_m3 | Before Competition Groups | 0.8827 | 0 | 0 | 573.0556 | 0.0015403 | 18 | Residential_2034_SC A_million_m3_Before Competition Groups_18 | Duct Insulation | 0.154% | 0 | 0.8827 | Residential_2034_SC A_million_m3_Before Competition Groups_Duct Insulation
Residential | Res ¦ Water Heater Temperature Setback | 2034 | SC A | million_m3 | Before Competition Groups | 0.77061 | 0 | 0 | 573.0556 | 0.0013447 | 19 | Residential_2034_SC A_million_m3_Before Competition Groups_19 | Water Heater Temperature Setback | 0.1345% | 0 | 0.77061 | Residential_2034_SC A_million_m3_Before Competition Groups_Water Heater Temperature Setback
Residential | Res ¦ Minimize Hot and Warm Clothes Wash | 2034 | SC A | million_m3 | Before Competition Groups | 0.63302 | 0 | 0 | 573.0556 | 0.0011046 | 20 | Residential_2034_SC A_million_m3_Before Competition Groups_20 | Minimize Hot and Warm Clothes Wash | 0.1105% | 0 | 0.63302 | Residential_2034_SC A_million_m3_Before Competition Groups_Minimize Hot and Warm Clothes Wash
Residential | Res ¦ Floor Insulation | 2034 | SC A | million_m3 | Before Competition Groups | 0.56034 | 0 | 0 | 573.0556 | 0.00097781 | 21 | Residential_2034_SC A_million_m3_Before Competition Groups_21 | Floor Insulation | 0.09778% | 0 | 0.56034 | Residential_2034_SC A_million_m3_Before Competition Groups_Floor Insulation
Residential | Res ¦ Wall Insulation | 2034 | SC A | million_m3 | Before Competition Groups | 0.14634 | 0 | 0 | 573.0556 | 0.00025537 | 22 | Residential_2034_SC A_million_m3_Before Competition Groups_22 | Wall Insulation | 0.02554% | 0 | 0.14634 | Residential_2034_SC A_million_m3_Before Competition Groups_Wall Insulation
Residential | Res ¦ Energy Star Clothes Washer | 2034 | SC A | million_m3 | Before Competition Groups | 0.043982 | 0 | 0 | 573.0556 | 7.6749e-05 | 23 | Residential_2034_SC A_million_m3_Before Competition Groups_23 | Energy Star Clothes Washer | 0.007675% | 0 | 0.043982 | Residential_2034_SC A_million_m3_Before Competition Groups_Energy Star Clothes Washer
Residential | Res ¦ Clothes Drying Racks | 2034 | SC A | million_m3 | Before Competition Groups | 0.00062258 | 0 | 0 | 573.0556 | 1.0864e-06 | 24 | Residential_2034_SC A_million_m3_Before Competition Groups_24 | Clothes Drying Racks | 0.0001086% | 0 | 0.00062258 | Residential_2034_SC A_million_m3_Before Competition Groups_Clothes Drying Racks
Residential | Res ¦ Adaptive Thermostat | 2034 | SC B | million_m3 | Before Competition Groups | 214.45 | 0 | 0 | 1322.766 | 0.16212 | 1 | Residential_2034_SC B_million_m3_Before Competition Groups_1 | Adaptive Thermostat | 16.21% | 0 | 214.45 | Residential_2034_SC B_million_m3_Before Competition Groups_Adaptive Thermostat
Residential | Res ¦ Air Sealing | 2034 | SC B | million_m3 | Before Competition Groups | 201.1529 | 0 | 0 | 1322.766 | 0.15207 | 2 | Residential_2034_SC B_million_m3_Before Competition Groups_2 | Air Sealing | 15.21% | 0 | 201.1529 | Residential_2034_SC B_million_m3_Before Competition Groups_Air Sealing
Residential | Res ¦ Comprehensive Draft Proofing | 2034 | SC B | million_m3 | Before Competition Groups | 179.6534 | 0 | 0 | 1322.766 | 0.13582 | 3 | Residential_2034_SC B_million_m3_Before Competition Groups_3 | Comprehensive Draft Proofing | 13.58% | 0 | 179.6534 | Residential_2034_SC B_million_m3_Before Competition Groups_Comprehensive Draft Proofing
Residential | Res ¦ High Efficiency Condensing Furnace | 2034 | SC B | million_m3 | Before Competition Groups | 101.6505 | 0 | 0 | 1322.766 | 0.076847 | 4 | Residential_2034_SC B_million_m3_Before Competition Groups_4 | High Efficiency Condensing Furnace | 7.685% | 0 | 101.6505 | Residential_2034_SC B_million_m3_Before Competition Groups_High Efficiency Condensing Furnace
Residential | Res ¦ High Efficiency Fireplace with Pilotless Ignition | 2034 | SC B | million_m3 | Before Competition Groups | 99.4737 | 0 | 0 | 1322.766 | 0.075201 | 5 | Residential_2034_SC B_million_m3_Before Competition Groups_5 | High Efficiency Fireplace with Pilotless Ignition | 7.52% | 0 | 99.4737 | Residential_2034_SC B_million_m3_Before Competition Groups_High Efficiency Fireplace with Pilotless Ignition
Residential | Res ¦ Advanced BAS/Controllers | 2034 | SC B | million_m3 | Before Competition Groups | 73.9964 | 0 | 0 | 1322.766 | 0.055941 | 6 | Residential_2034_SC B_million_m3_Before Competition Groups_6 | Advanced BAS/Controllers | 5.594% | 0 | 73.9964 | Residential_2034_SC B_million_m3_Before Competition Groups_Advanced BAS/Controllers
Residential | Res ¦ Condensing Boiler | 2034 | SC B | million_m3 | Before Competition Groups | 66.0294 | 0 | 0 | 1322.766 | 0.049918 | 7 | Residential_2034_SC B_million_m3_Before Competition Groups_7 | Condensing Boiler | 4.992% | 0 | 66.0294 | Residential_2034_SC B_million_m3_Before Competition Groups_Condensing Boiler
Residential | Res ¦ Heat Recovery Ventilator | 2034 | SC B | million_m3 | Before Competition Groups | 65.6224 | 0 | 0 | 1322.766 | 0.04961 | 8 | Residential_2034_SC B_million_m3_Before Competition Groups_8 | Heat Recovery Ventilator | 4.961% | 0 | 65.6224 | Residential_2034_SC B_million_m3_Before Competition Groups_Heat Recovery Ventilator
Residential | Res ¦ Building Recommissioning, Operations and Maintenance (O&M) Improvements | 2034 | SC B | million_m3 | Before Competition Groups | 61.1481 | 0 | 0 | 1322.766 | 0.046227 | 9 | Residential_2034_SC B_million_m3_Before Competition Groups_9 | Building Recommissioning, Operations and Maintenance (O&M) Improvements | 4.623% | 0 | 61.1481 | Residential_2034_SC B_million_m3_Before Competition Groups_Building Recommissioning, Operations and Maintenance (O&M) Improvements
Residential | Res ¦ Condensing Make Up Air Unit | 2034 | SC B | million_m3 | Before Competition Groups | 58.99 | 0 | 0 | 1322.766 | 0.044596 | 10 | Residential_2034_SC B_million_m3_Before Competition Groups_10 | Condensing Make Up Air Unit | 4.46% | 0 | 58.99 | Residential_2034_SC B_million_m3_Before Competition Groups_Condensing Make Up Air Unit
Residential | Res ¦ Attic Insulation | 2034 | SC B | million_m3 | Before Competition Groups | 49.1157 | 0 | 0 | 1322.766 | 0.037131 | 11 | Residential_2034_SC B_million_m3_Before Competition Groups_11 | Attic Insulation | 3.713% | 0 | 49.1157 | Residential_2034_SC B_million_m3_Before Competition Groups_Attic Insulation
Residential | Res ¦ Basement Wall Insulation | 2034 | SC B | million_m3 | Before Competition Groups | 40.8317 | 0 | 0 | 1322.766 | 0.030868 | 12 | Residential_2034_SC B_million_m3_Before Competition Groups_12 | Basement Wall Insulation | 3.087% | 0 | 40.8317 | Residential_2034_SC B_million_m3_Before Competition Groups_Basement Wall Insulation
Residential | Res ¦ Demand Control Ventilation | 2034 | SC B | million_m3 | Before Competition Groups | 33.1663 | 0 | 0 | 1322.766 | 0.025073 | 13 | Residential_2034_SC B_million_m3_Before Competition Groups_13 | Demand Control Ventilation | 2.507% | 0 | 33.1663 | Residential_2034_SC B_million_m3_Before Competition Groups_Demand Control Ventilation
Residential | Res ¦ Floor Insulation | 2034 | SC B | million_m3 | Before Competition Groups | 16.0713 | 0 | 0 | 1322.766 | 0.01215 | 14 | Residential_2034_SC B_million_m3_Before Competition Groups_14 | Floor Insulation | 1.215% | 0 | 16.0713 | Residential_2034_SC B_million_m3_Before Competition Groups_Floor Insulation
Residential | Res ¦ Pool Cover | 2034 | SC B | million_m3 | Before Competition Groups | 14.0992 | 0 | 0 | 1322.766 | 0.010659 | 15 | Residential_2034_SC B_million_m3_Before Competition Groups_15 | Pool Cover | 1.066% | 0 | 14.0992 | Residential_2034_SC B_million_m3_Before Competition Groups_Pool Cover
Residential | Res ¦ Duct Insulation | 2034 | SC B | million_m3 | Before Competition Groups | 13.1599 | 0 | 0 | 1322.766 | 0.0099488 | 16 | Residential_2034_SC B_million_m3_Before Competition Groups_16 | Duct Insulation | 0.9949% | 0 | 13.1599 | Residential_2034_SC B_million_m3_Before Competition Groups_Duct Insulation
Residential | Res ¦ Duct Insulation MF | 2034 | SC B | million_m3 | Before Competition Groups | 11.5721 | 0 | 0 | 1322.766 | 0.0087484 | 17 | Residential_2034_SC B_million_m3_Before Competition Groups_17 | Duct Insulation MF | 0.8748% | 0 | 11.5721 | Residential_2034_SC B_million_m3_Before Competition Groups_Duct Insulation MF
Residential | Res ¦ Home Energy Reports | 2034 | SC B | million_m3 | Before Competition Groups | 11.2025 | 0 | 0 | 1322.766 | 0.008469 | 18 | Residential_2034_SC B_million_m3_Before Competition Groups_18 | Home Energy Reports | 0.8469% | 0 | 11.2025 | Residential_2034_SC B_million_m3_Before Competition Groups_Home Energy Reports
Residential | Res ¦ Wall Insulation | 2034 | SC B | million_m3 | Before Competition Groups | 4.9606 | 0 | 0 | 1322.766 | 0.0037502 | 19 | Residential_2034_SC B_million_m3_Before Competition Groups_19 | Wall Insulation | 0.375% | 0 | 4.9606 | Residential_2034_SC B_million_m3_Before Competition Groups_Wall Insulation
Residential | Res ¦ Wall Insulation MF | 2034 | SC B | million_m3 | Before Competition Groups | 2.5281 | 0 | 0 | 1322.766 | 0.0019112 | 20 | Residential_2034_SC B_million_m3_Before Competition Groups_20 | Wall Insulation MF | 0.1911% | 0 | 2.5281 | Residential_2034_SC B_million_m3_Before Competition Groups_Wall Insulation MF
Residential | Res ¦ Water Heater Temperature Setback | 2034 | SC B | million_m3 | Before Competition Groups | 1.6642 | 0 | 0 | 1322.766 | 0.0012581 | 21 | Residential_2034_SC B_million_m3_Before Competition Groups_21 | Water Heater Temperature Setback | 0.1258% | 0 | 1.6642 | Residential_2034_SC B_million_m3_Before Competition Groups_Water Heater Temperature Setback
Residential | Res ¦ Clothes Drying Racks | 2034 | SC B | million_m3 | Before Competition Groups | 1.1578 | 0 | 0 | 1322.766 | 0.00087527 | 22 | Residential_2034_SC B_million_m3_Before Competition Groups_22 | Clothes Drying Racks | 0.08753% | 0 | 1.1578 | Residential_2034_SC B_million_m3_Before Competition Groups_Clothes Drying Racks
Residential | Res ¦ Minimize Hot and Warm Clothes Wash | 2034 | SC B | million_m3 | Before Competition Groups | 0.63302 | 0 | 0 | 1322.766 | 0.00047856 | 23 | Residential_2034_SC B_million_m3_Before Competition Groups_23 | Minimize Hot and Warm Clothes Wash | 0.04786% | 0 | 0.63302 | Residential_2034_SC B_million_m3_Before Competition Groups_Minimize Hot and Warm Clothes Wash
Residential | Res ¦ Energy Star Clothes Washer | 2034 | SC B | million_m3 | Before Competition Groups | 0.43692 | 0 | 0 | 1322.766 | 0.00033031 | 24 | Residential_2034_SC B_million_m3_Before Competition Groups_24 | Energy Star Clothes Washer | 0.03303% | 0 | 0.43692 | Residential_2034_SC B_million_m3_Before Competition Groups_Energy Star Clothes Washer
Residential | Res ¦ Comprehensive Draft Proofing | 2034 | SC C | million_m3 | Before Competition Groups | 124.4433 | 0 | 0 | 747.5045 | 0.16648 | 1 | Residential_2034_SC C_million_m3_Before Competition Groups_1 | Comprehensive Draft Proofing | 16.65% | 0 | 124.4433 | Residential_2034_SC C_million_m3_Before Competition Groups_Comprehensive Draft Proofing
Residential | Res ¦ Adaptive Thermostat | 2034 | SC C | million_m3 | Before Competition Groups | 123.1848 | 0 | 0 | 747.5045 | 0.16479 | 2 | Residential_2034_SC C_million_m3_Before Competition Groups_2 | Adaptive Thermostat | 16.48% | 0 | 123.1848 | Residential_2034_SC C_million_m3_Before Competition Groups_Adaptive Thermostat
Residential | Res ¦ Air Sealing | 2034 | SC C | million_m3 | Before Competition Groups | 94.5318 | 0 | 0 | 747.5045 | 0.12646 | 3 | Residential_2034_SC C_million_m3_Before Competition Groups_3 | Air Sealing | 12.65% | 0 | 94.5318 | Residential_2034_SC C_million_m3_Before Competition Groups_Air Sealing
Residential | Res ¦ High Efficiency Fireplace with Pilotless Ignition | 2034 | SC C | million_m3 | Before Competition Groups | 90.6655 | 0 | 0 | 747.5045 | 0.12129 | 4 | Residential_2034_SC C_million_m3_Before Competition Groups_4 | High Efficiency Fireplace with Pilotless Ignition | 12.13% | 0 | 90.6655 | Residential_2034_SC C_million_m3_Before Competition Groups_High Efficiency Fireplace with Pilotless Ignition
Residential | Res ¦ Advanced BAS/Controllers | 2034 | SC C | million_m3 | Before Competition Groups | 51.2564 | 0 | 0 | 747.5045 | 0.06857 | 5 | Residential_2034_SC C_million_m3_Before Competition Groups_5 | Advanced BAS/Controllers | 6.857% | 0 | 51.2564 | Residential_2034_SC C_million_m3_Before Competition Groups_Advanced BAS/Controllers
Residential | Res ¦ Condensing Make Up Air Unit | 2034 | SC C | million_m3 | Before Competition Groups | 45.637 | 0 | 0 | 747.5045 | 0.061052 | 6 | Residential_2034_SC C_million_m3_Before Competition Groups_6 | Condensing Make Up Air Unit | 6.105% | 0 | 45.637 | Residential_2034_SC C_million_m3_Before Competition Groups_Condensing Make Up Air Unit
Residential | Res ¦ Building Recommissioning, Operations and Maintenance (O&M) Improvements | 2034 | SC C | million_m3 | Before Competition Groups | 42.3564 | 0 | 0 | 747.5045 | 0.056664 | 7 | Residential_2034_SC C_million_m3_Before Competition Groups_7 | Building Recommissioning, Operations and Maintenance (O&M) Improvements | 5.666% | 0 | 42.3564 | Residential_2034_SC C_million_m3_Before Competition Groups_Building Recommissioning, Operations and Maintenance (O&M) Improvements
Residential | Res ¦ Basement Wall Insulation | 2034 | SC C | million_m3 | Before Competition Groups | 40.8404 | 0 | 0 | 747.5045 | 0.054636 | 8 | Residential_2034_SC C_million_m3_Before Competition Groups_8 | Basement Wall Insulation | 5.464% | 0 | 40.8404 | Residential_2034_SC C_million_m3_Before Competition Groups_Basement Wall Insulation
Residential | Res ¦ Attic Insulation | 2034 | SC C | million_m3 | Before Competition Groups | 37.3227 | 0 | 0 | 747.5045 | 0.04993 | 9 | Residential_2034_SC C_million_m3_Before Competition Groups_9 | Attic Insulation | 4.993% | 0 | 37.3227 | Residential_2034_SC C_million_m3_Before Competition Groups_Attic Insulation
Residential | Res ¦ Demand Control Ventilation | 2034 | SC C | million_m3 | Before Competition Groups | 22.9743 | 0 | 0 | 747.5045 | 0.030735 | 10 | Residential_2034_SC C_million_m3_Before Competition Groups_10 | Demand Control Ventilation | 3.073% | 0 | 22.9743 | Residential_2034_SC C_million_m3_Before Competition Groups_Demand Control Ventilation
Residential | Res ¦ Condensing Boiler | 2034 | SC C | million_m3 | Before Competition Groups | 22.9087 | 0 | 0 | 747.5045 | 0.030647 | 11 | Residential_2034_SC C_million_m3_Before Competition Groups_11 | Condensing Boiler | 3.065% | 0 | 22.9087 | Residential_2034_SC C_million_m3_Before Competition Groups_Condensing Boiler
Residential | Res ¦ High Efficiency Condensing Furnace | 2034 | SC C | million_m3 | Before Competition Groups | 16.1577 | 0 | 0 | 747.5045 | 0.021616 | 12 | Residential_2034_SC C_million_m3_Before Competition Groups_12 | High Efficiency Condensing Furnace | 2.162% | 0 | 16.1577 | Residential_2034_SC C_million_m3_Before Competition Groups_High Efficiency Condensing Furnace
Residential | Res ¦ Heat Recovery Ventilator | 2034 | SC C | million_m3 | Before Competition Groups | 12.5382 | 0 | 0 | 747.5045 | 0.016773 | 13 | Residential_2034_SC C_million_m3_Before Competition Groups_13 | Heat Recovery Ventilator | 1.677% | 0 | 12.5382 | Residential_2034_SC C_million_m3_Before Competition Groups_Heat Recovery Ventilator
Residential | Res ¦ Home Energy Reports | 2034 | SC C | million_m3 | Before Competition Groups | 11.2025 | 0 | 0 | 747.5045 | 0.014987 | 14 | Residential_2034_SC C_million_m3_Before Competition Groups_14 | Home Energy Reports | 1.499% | 0 | 11.2025 | Residential_2034_SC C_million_m3_Before Competition Groups_Home Energy Reports
Residential | Res ¦ Duct Insulation MF | 2034 | SC C | million_m3 | Before Competition Groups | 2.9943 | 0 | 0 | 747.5045 | 0.0040058 | 15 | Residential_2034_SC C_million_m3_Before Competition Groups_15 | Duct Insulation MF | 0.4006% | 0 | 2.9943 | Residential_2034_SC C_million_m3_Before Competition Groups_Duct Insulation MF
Residential | Res ¦ Wall Insulation MF | 2034 | SC C | million_m3 | Before Competition Groups | 2.5283 | 0 | 0 | 747.5045 | 0.0033823 | 16 | Residential_2034_SC C_million_m3_Before Competition Groups_16 | Wall Insulation MF | 0.3382% | 0 | 2.5283 | Residential_2034_SC C_million_m3_Before Competition Groups_Wall Insulation MF
Residential | Res ¦ Pool Cover | 2034 | SC C | million_m3 | Before Competition Groups | 1.678 | 0 | 0 | 747.5045 | 0.0022449 | 17 | Residential_2034_SC C_million_m3_Before Competition Groups_17 | Pool Cover | 0.2245% | 0 | 1.678 | Residential_2034_SC C_million_m3_Before Competition Groups_Pool Cover
Residential | Res ¦ Duct Insulation | 2034 | SC C | million_m3 | Before Competition Groups | 1.4234 | 0 | 0 | 747.5045 | 0.0019041 | 18 | Residential_2034_SC C_million_m3_Before Competition Groups_18 | Duct Insulation | 0.1904% | 0 | 1.4234 | Residential_2034_SC C_million_m3_Before Competition Groups_Duct Insulation
Residential | Res ¦ Floor Insulation | 2034 | SC C | million_m3 | Before Competition Groups | 1.0243 | 0 | 0 | 747.5045 | 0.0013702 | 19 | Residential_2034_SC C_million_m3_Before Competition Groups_19 | Floor Insulation | 0.137% | 0 | 1.0243 | Residential_2034_SC C_million_m3_Before Competition Groups_Floor Insulation
Residential | Res ¦ Water Heater Temperature Setback | 2034 | SC C | million_m3 | Before Competition Groups | 0.84722 | 0 | 0 | 747.5045 | 0.0011334 | 20 | Residential_2034_SC C_million_m3_Before Competition Groups_20 | Water Heater Temperature Setback | 0.1133% | 0 | 0.84722 | Residential_2034_SC C_million_m3_Before Competition Groups_Water Heater Temperature Setback
Residential | Res ¦ Minimize Hot and Warm Clothes Wash | 2034 | SC C | million_m3 | Before Competition Groups | 0.63302 | 0 | 0 | 747.5045 | 0.00084685 | 21 | Residential_2034_SC C_million_m3_Before Competition Groups_21 | Minimize Hot and Warm Clothes Wash | 0.08468% | 0 | 0.63302 | Residential_2034_SC C_million_m3_Before Competition Groups_Minimize Hot and Warm Clothes Wash
Residential | Res ¦ Wall Insulation | 2034 | SC C | million_m3 | Before Competition Groups | 0.2714 | 0 | 0 | 747.5045 | 0.00036308 | 22 | Residential_2034_SC C_million_m3_Before Competition Groups_22 | Wall Insulation | 0.03631% | 0 | 0.2714 | Residential_2034_SC C_million_m3_Before Competition Groups_Wall Insulation
Residential | Res ¦ Energy Star Clothes Washer | 2034 | SC C | million_m3 | Before Competition Groups | 0.084542 | 0 | 0 | 747.5045 | 0.0001131 | 23 | Residential_2034_SC C_million_m3_Before Competition Groups_23 | Energy Star Clothes Washer | 0.01131% | 0 | 0.084542 | Residential_2034_SC C_million_m3_Before Competition Groups_Energy Star Clothes Washer
Residential | Res ¦ Clothes Drying Racks | 2034 | SC C | million_m3 | Before Competition Groups | 0.00062258 | 0 | 0 | 747.5045 | 8.3288e-07 | 24 | Residential_2034_SC C_million_m3_Before Competition Groups_24 | Clothes Drying Racks | 8.329e-05% | 0 | 0.00062258 | Residential_2034_SC C_million_m3_Before Competition Groups_Clothes Drying Racks
Residential | Res ¦ Air Sealing | 2034 | Technical | million_m3 | Before Competition Groups | 538.6135 | 0 | 0 | 3844.1216 | 0.14011 | 1 | Residential_2034_Technical_million_m3_Before Competition Groups_1 | Air Sealing | 14.01% | 0 | 538.6135 | Residential_2034_Technical_million_m3_Before Competition Groups_Air Sealing
Residential | Res ¦ Adaptive Thermostat | 2034 | Technical | million_m3 | Before Competition Groups | 498.3492 | 0 | 0 | 3844.1216 | 0.12964 | 2 | Residential_2034_Technical_million_m3_Before Competition Groups_2 | Adaptive Thermostat | 12.96% | 0 | 498.3492 | Residential_2034_Technical_million_m3_Before Competition Groups_Adaptive Thermostat
Residential | Res ¦ Condensing Storage Water Heater | 2034 | Technical | million_m3 | Before Competition Groups | 224.695 | 0 | 0 | 3844.1216 | 0.058452 | 3 | Residential_2034_Technical_million_m3_Before Competition Groups_3 | Condensing Storage Water Heater | 5.845% | 0 | 224.695 | Residential_2034_Technical_million_m3_Before Competition Groups_Condensing Storage Water Heater
Residential | Res ¦ Energy Star Windows | 2034 | Technical | million_m3 | Before Competition Groups | 204.9386 | 0 | 0 | 3844.1216 | 0.053312 | 4 | Residential_2034_Technical_million_m3_Before Competition Groups_4 | Energy Star Windows | 5.331% | 0 | 204.9386 | Residential_2034_Technical_million_m3_Before Competition Groups_Energy Star Windows
Residential | Res ¦ Tankless Water Heater | 2034 | Technical | million_m3 | Before Competition Groups | 189.1035 | 0 | 0 | 3844.1216 | 0.049193 | 5 | Residential_2034_Technical_million_m3_Before Competition Groups_5 | Tankless Water Heater | 4.919% | 0 | 189.1035 | Residential_2034_Technical_million_m3_Before Competition Groups_Tankless Water Heater
Residential | Res ¦ Comprehensive Draft Proofing | 2034 | Technical | million_m3 | Before Competition Groups | 162.1998 | 0 | 0 | 3844.1216 | 0.042194 | 6 | Residential_2034_Technical_million_m3_Before Competition Groups_6 | Comprehensive Draft Proofing | 4.219% | 0 | 162.1998 | Residential_2034_Technical_million_m3_Before Competition Groups_Comprehensive Draft Proofing
Residential | Res ¦ Condensing Boiler | 2034 | Technical | million_m3 | Before Competition Groups | 149.4838 | 0 | 0 | 3844.1216 | 0.038886 | 7 | Residential_2034_Technical_million_m3_Before Competition Groups_7 | Condensing Boiler | 3.889% | 0 | 149.4838 | Residential_2034_Technical_million_m3_Before Competition Groups_Condensing Boiler
Residential | Res ¦ Wall Insulation | 2034 | Technical | million_m3 | Before Competition Groups | 148.9279 | 0 | 0 | 3844.1216 | 0.038742 | 8 | Residential_2034_Technical_million_m3_Before Competition Groups_8 | Wall Insulation | 3.874% | 0 | 148.9279 | Residential_2034_Technical_million_m3_Before Competition Groups_Wall Insulation
Residential | Res ¦ Heat Recovery Ventilator | 2034 | Technical | million_m3 | Before Competition Groups | 134.8296 | 0 | 0 | 3844.1216 | 0.035074 | 9 | Residential_2034_Technical_million_m3_Before Competition Groups_9 | Heat Recovery Ventilator | 3.507% | 0 | 134.8296 | Residential_2034_Technical_million_m3_Before Competition Groups_Heat Recovery Ventilator
Residential | Res ¦ Attic Insulation | 2034 | Technical | million_m3 | Before Competition Groups | 131.5113 | 0 | 0 | 3844.1216 | 0.034211 | 10 | Residential_2034_Technical_million_m3_Before Competition Groups_10 | Attic Insulation | 3.421% | 0 | 131.5113 | Residential_2034_Technical_million_m3_Before Competition Groups_Attic Insulation
Residential | Res ¦ High Efficiency Storage Water Heater | 2034 | Technical | million_m3 | Before Competition Groups | 125.4544 | 0 | 0 | 3844.1216 | 0.032635 | 11 | Residential_2034_Technical_million_m3_Before Competition Groups_11 | High Efficiency Storage Water Heater | 3.264% | 0 | 125.4544 | Residential_2034_Technical_million_m3_Before Competition Groups_High Efficiency Storage Water Heater
Residential | Res ¦ High Efficiency Condensing Furnace | 2034 | Technical | million_m3 | Before Competition Groups | 124.475 | 0 | 0 | 3844.1216 | 0.032381 | 12 | Residential_2034_Technical_million_m3_Before Competition Groups_12 | High Efficiency Condensing Furnace | 3.238% | 0 | 124.475 | Residential_2034_Technical_million_m3_Before Competition Groups_High Efficiency Condensing Furnace
Residential | Res ¦ DHW Recirculation Systems | 2034 | Technical | million_m3 | Before Competition Groups | 124.4251 | 0 | 0 | 3844.1216 | 0.032368 | 13 | Residential_2034_Technical_million_m3_Before Competition Groups_13 | DHW Recirculation Systems | 3.237% | 0 | 124.4251 | Residential_2034_Technical_million_m3_Before Competition Groups_DHW Recirculation Systems
Residential | Res ¦ High Efficiency Fireplace with Pilotless Ignition | 2034 | Technical | million_m3 | Before Competition Groups | 122.4803 | 0 | 0 | 3844.1216 | 0.031862 | 14 | Residential_2034_Technical_million_m3_Before Competition Groups_14 | High Efficiency Fireplace with Pilotless Ignition | 3.186% | 0 | 122.4803 | Residential_2034_Technical_million_m3_Before Competition Groups_High Efficiency Fireplace with Pilotless Ignition
Residential | Res ¦ Basement or Crawlspace Insulation | 2034 | Technical | million_m3 | Before Competition Groups | 111.714 | 0 | 0 | 3844.1216 | 0.029061 | 15 | Residential_2034_Technical_million_m3_Before Competition Groups_15 | Basement or Crawlspace Insulation | 2.906% | 0 | 111.714 | Residential_2034_Technical_million_m3_Before Competition Groups_Basement or Crawlspace Insulation
Residential | Res ¦ Basement Wall Insulation | 2034 | Technical | million_m3 | Before Competition Groups | 109.3213 | 0 | 0 | 3844.1216 | 0.028439 | 16 | Residential_2034_Technical_million_m3_Before Competition Groups_16 | Basement Wall Insulation | 2.844% | 0 | 109.3213 | Residential_2034_Technical_million_m3_Before Competition Groups_Basement Wall Insulation
Residential | Res ¦ Condensing Make Up Air Unit | 2034 | Technical | million_m3 | Before Competition Groups | 84.7119 | 0 | 0 | 3844.1216 | 0.022037 | 17 | Residential_2034_Technical_million_m3_Before Competition Groups_17 | Condensing Make Up Air Unit | 2.204% | 0 | 84.7119 | Residential_2034_Technical_million_m3_Before Competition Groups_Condensing Make Up Air Unit
Residential | Res ¦ Window Film | 2034 | Technical | million_m3 | Before Competition Groups | 76.8559 | 0 | 0 | 3844.1216 | 0.019993 | 18 | Residential_2034_Technical_million_m3_Before Competition Groups_18 | Window Film | 1.999% | 0 | 76.8559 | Residential_2034_Technical_million_m3_Before Competition Groups_Window Film
Residential | Res ¦ Furnace Tune Up | 2034 | Technical | million_m3 | Before Competition Groups | 74.2875 | 0 | 0 | 3844.1216 | 0.019325 | 19 | Residential_2034_Technical_million_m3_Before Competition Groups_19 | Furnace Tune Up | 1.932% | 0 | 74.2875 | Residential_2034_Technical_million_m3_Before Competition Groups_Furnace Tune Up
Residential | Res ¦ Advanced BAS/Controllers | 2034 | Technical | million_m3 | Before Competition Groups | 66.8078 | 0 | 0 | 3844.1216 | 0.017379 | 20 | Residential_2034_Technical_million_m3_Before Competition Groups_20 | Advanced BAS/Controllers | 1.738% | 0 | 66.8078 | Residential_2034_Technical_million_m3_Before Competition Groups_Advanced BAS/Controllers
Residential | Res ¦ Solar Water Heating System | 2034 | Technical | million_m3 | Before Competition Groups | 55.7208 | 0 | 0 | 3844.1216 | 0.014495 | 21 | Residential_2034_Technical_million_m3_Before Competition Groups_21 | Solar Water Heating System | 1.45% | 0 | 55.7208 | Residential_2034_Technical_million_m3_Before Competition Groups_Solar Water Heating System
Residential | Res ¦ Ceiling Insulation | 2034 | Technical | million_m3 | Before Competition Groups | 55.3539 | 0 | 0 | 3844.1216 | 0.0144 | 22 | Residential_2034_Technical_million_m3_Before Competition Groups_22 | Ceiling Insulation | 1.44% | 0 | 55.3539 | Residential_2034_Technical_million_m3_Before Competition Groups_Ceiling Insulation
Residential | Res ¦ Building Recommissioning, Operations and Maintenance (O&M) Improvements | 2034 | Technical | million_m3 | Before Competition Groups | 55.2075 | 0 | 0 | 3844.1216 | 0.014362 | 23 | Residential_2034_Technical_million_m3_Before Competition Groups_23 | Building Recommissioning, Operations and Maintenance (O&M) Improvements | 1.436% | 0 | 55.2075 | Residential_2034_Technical_million_m3_Before Competition Groups_Building Recommissioning, Operations and Maintenance (O&M) Improvements
Residential | Res ¦ Duct Insulation MF | 2034 | Technical | million_m3 | Before Competition Groups | 43.6886 | 0 | 0 | 3844.1216 | 0.011365 | 24 | Residential_2034_Technical_million_m3_Before Competition Groups_24 | Duct Insulation MF | 1.137% | 0 | 43.6886 | Residential_2034_Technical_million_m3_Before Competition Groups_Duct Insulation MF
Residential | Res ¦ Floor Insulation | 2034 | Technical | million_m3 | Before Competition Groups | 43.0627 | 0 | 0 | 3844.1216 | 0.011202 | 25 | Residential_2034_Technical_million_m3_Before Competition Groups_25 | Floor Insulation | 1.12% | 0 | 43.0627 | Residential_2034_Technical_million_m3_Before Competition Groups_Floor Insulation
Residential | Res ¦ Duct Insulation | 2034 | Technical | million_m3 | Before Competition Groups | 40.9276 | 0 | 0 | 3844.1216 | 0.010647 | 26 | Residential_2034_Technical_million_m3_Before Competition Groups_26 | Duct Insulation | 1.065% | 0 | 40.9276 | Residential_2034_Technical_million_m3_Before Competition Groups_Duct Insulation
Residential | Res ¦ Demand Control Ventilation | 2034 | Technical | million_m3 | Before Competition Groups | 29.9447 | 0 | 0 | 3844.1216 | 0.0077897 | 27 | Residential_2034_Technical_million_m3_Before Competition Groups_27 | Demand Control Ventilation | 0.779% | 0 | 29.9447 | Residential_2034_Technical_million_m3_Before Competition Groups_Demand Control Ventilation
Residential | Res ¦ Home Energy Reports | 2034 | Technical | million_m3 | Before Competition Groups | 28.409 | 0 | 0 | 3844.1216 | 0.0073903 | 28 | Residential_2034_Technical_million_m3_Before Competition Groups_28 | Home Energy Reports | 0.739% | 0 | 28.409 | Residential_2034_Technical_million_m3_Before Competition Groups_Home Energy Reports
Residential | Res ¦ Early Hot Water Heater Replacement | 2034 | Technical | million_m3 | Before Competition Groups | 24.382 | 0 | 0 | 3844.1216 | 0.0063427 | 29 | Residential_2034_Technical_million_m3_Before Competition Groups_29 | Early Hot Water Heater Replacement | 0.6343% | 0 | 24.382 | Residential_2034_Technical_million_m3_Before Competition Groups_Early Hot Water Heater Replacement
Residential | Res ¦ Drain Water Heat Recovery | 2034 | Technical | million_m3 | Before Competition Groups | 20.8089 | 0 | 0 | 3844.1216 | 0.0054132 | 30 | Residential_2034_Technical_million_m3_Before Competition Groups_30 | Drain Water Heat Recovery | 0.5413% | 0 | 20.8089 | Residential_2034_Technical_million_m3_Before Competition Groups_Drain Water Heat Recovery
Residential | Res ¦ Pool Cover | 2034 | Technical | million_m3 | Before Competition Groups | 13.6363 | 0 | 0 | 3844.1216 | 0.0035473 | 31 | Residential_2034_Technical_million_m3_Before Competition Groups_31 | Pool Cover | 0.3547% | 0 | 13.6363 | Residential_2034_Technical_million_m3_Before Competition Groups_Pool Cover
Residential | Res ¦ High Efficiency Gas Pool Heater | 2034 | Technical | million_m3 | Before Competition Groups | 11.4196 | 0 | 0 | 3844.1216 | 0.0029707 | 32 | Residential_2034_Technical_million_m3_Before Competition Groups_32 | High Efficiency Gas Pool Heater | 0.2971% | 0 | 11.4196 | Residential_2034_Technical_million_m3_Before Competition Groups_High Efficiency Gas Pool Heater
Residential | Res ¦ Wall Insulation MF | 2034 | Technical | million_m3 | Before Competition Groups | 6.7677 | 0 | 0 | 3844.1216 | 0.0017605 | 33 | Residential_2034_Technical_million_m3_Before Competition Groups_33 | Wall Insulation MF | 0.1761% | 0 | 6.7677 | Residential_2034_Technical_million_m3_Before Competition Groups_Wall Insulation MF
Residential | Res ¦ Water Heater Temperature Setback | 2034 | Technical | million_m3 | Before Competition Groups | 6.068 | 0 | 0 | 3844.1216 | 0.0015785 | 34 | Residential_2034_Technical_million_m3_Before Competition Groups_34 | Water Heater Temperature Setback | 0.1579% | 0 | 6.068 | Residential_2034_Technical_million_m3_Before Competition Groups_Water Heater Temperature Setback
Residential | Res ¦ Energy Star Clothes Dryer | 2034 | Technical | million_m3 | Before Competition Groups | 2.3379 | 0 | 0 | 3844.1216 | 0.00060816 | 35 | Residential_2034_Technical_million_m3_Before Competition Groups_35 | Energy Star Clothes Dryer | 0.06082% | 0 | 2.3379 | Residential_2034_Technical_million_m3_Before Competition Groups_Energy Star Clothes Dryer
Residential | Res ¦ Energy Star Clothes Washer | 2034 | Technical | million_m3 | Before Competition Groups | 1.1428 | 0 | 0 | 3844.1216 | 0.00029729 | 36 | Residential_2034_Technical_million_m3_Before Competition Groups_36 | Energy Star Clothes Washer | 0.02973% | 0 | 1.1428 | Residential_2034_Technical_million_m3_Before Competition Groups_Energy Star Clothes Washer
Residential | Res ¦ Clothes Drying Racks | 2034 | Technical | million_m3 | Before Competition Groups | 1.0459 | 0 | 0 | 3844.1216 | 0.00027207 | 37 | Residential_2034_Technical_million_m3_Before Competition Groups_37 | Clothes Drying Racks | 0.02721% | 0 | 1.0459 | Residential_2034_Technical_million_m3_Before Competition Groups_Clothes Drying Racks
Residential | Res ¦ Minimize Hot and Warm Clothes Wash | 2034 | Technical | million_m3 | Before Competition Groups | 0.90559 | 0 | 0 | 3844.1216 | 0.00023558 | 38 | Residential_2034_Technical_million_m3_Before Competition Groups_38 | Minimize Hot and Warm Clothes Wash | 0.02356% | 0 | 0.90559 | Residential_2034_Technical_million_m3_Before Competition Groups_Minimize Hot and Warm Clothes Wash
Residential | Res ¦ Solar Water Preheat (Pools/DHW) | 2034 | Technical | million_m3 | Before Competition Groups | 0.10666 | 0 | 0 | 3844.1216 | 2.7746e-05 | 39 | Residential_2034_Technical_million_m3_Before Competition Groups_39 | Solar Water Preheat (Pools/DHW) | 0.002775% | 0 | 0.10666 | Residential_2034_Technical_million_m3_Before Competition Groups_Solar Water Preheat (Pools/DHW)
Residential | Res ¦ Air Sealing | 2035 | Economic | million_m3 | Before Competition Groups | 530.1034 | 0 | 0 | 2321.344 | 0.22836 | 1 | Residential_2035_Economic_million_m3_Before Competition Groups_1 | Air Sealing | 22.84% | 0 | 530.1034 | Residential_2035_Economic_million_m3_Before Competition Groups_Air Sealing
Residential | Res ¦ Adaptive Thermostat | 2035 | Economic | million_m3 | Before Competition Groups | 498.2247 | 0 | 0 | 2321.344 | 0.21463 | 2 | Residential_2035_Economic_million_m3_Before Competition Groups_2 | Adaptive Thermostat | 21.46% | 0 | 498.2247 | Residential_2035_Economic_million_m3_Before Competition Groups_Adaptive Thermostat
Residential | Res ¦ Comprehensive Draft Proofing | 2035 | Economic | million_m3 | Before Competition Groups | 159.637 | 0 | 0 | 2321.344 | 0.068769 | 3 | Residential_2035_Economic_million_m3_Before Competition Groups_3 | Comprehensive Draft Proofing | 6.877% | 0 | 159.637 | Residential_2035_Economic_million_m3_Before Competition Groups_Comprehensive Draft Proofing
Residential | Res ¦ Heat Recovery Ventilator | 2035 | Economic | million_m3 | Before Competition Groups | 141.6266 | 0 | 0 | 2321.344 | 0.061011 | 4 | Residential_2035_Economic_million_m3_Before Competition Groups_4 | Heat Recovery Ventilator | 6.101% | 0 | 141.6266 | Residential_2035_Economic_million_m3_Before Competition Groups_Heat Recovery Ventilator
Residential | Res ¦ Attic Insulation | 2035 | Economic | million_m3 | Before Competition Groups | 129.4334 | 0 | 0 | 2321.344 | 0.055758 | 5 | Residential_2035_Economic_million_m3_Before Competition Groups_5 | Attic Insulation | 5.576% | 0 | 129.4334 | Residential_2035_Economic_million_m3_Before Competition Groups_Attic Insulation
Residential | Res ¦ High Efficiency Fireplace with Pilotless Ignition | 2035 | Economic | million_m3 | Before Competition Groups | 127.8419 | 0 | 0 | 2321.344 | 0.055072 | 6 | Residential_2035_Economic_million_m3_Before Competition Groups_6 | High Efficiency Fireplace with Pilotless Ignition | 5.507% | 0 | 127.8419 | Residential_2035_Economic_million_m3_Before Competition Groups_High Efficiency Fireplace with Pilotless Ignition
Residential | Res ¦ High Efficiency Condensing Furnace | 2035 | Economic | million_m3 | Before Competition Groups | 118.9139 | 0 | 0 | 2321.344 | 0.051226 | 7 | Residential_2035_Economic_million_m3_Before Competition Groups_7 | High Efficiency Condensing Furnace | 5.123% | 0 | 118.9139 | Residential_2035_Economic_million_m3_Before Competition Groups_High Efficiency Condensing Furnace
Residential | Res ¦ Basement Wall Insulation | 2035 | Economic | million_m3 | Before Competition Groups | 107.594 | 0 | 0 | 2321.344 | 0.04635 | 8 | Residential_2035_Economic_million_m3_Before Competition Groups_8 | Basement Wall Insulation | 4.635% | 0 | 107.594 | Residential_2035_Economic_million_m3_Before Competition Groups_Basement Wall Insulation
Residential | Res ¦ Condensing Boiler | 2035 | Economic | million_m3 | Before Competition Groups | 99.6838 | 0 | 0 | 2321.344 | 0.042942 | 9 | Residential_2035_Economic_million_m3_Before Competition Groups_9 | Condensing Boiler | 4.294% | 0 | 99.6838 | Residential_2035_Economic_million_m3_Before Competition Groups_Condensing Boiler
Residential | Res ¦ Condensing Make Up Air Unit | 2035 | Economic | million_m3 | Before Competition Groups | 88.5643 | 0 | 0 | 2321.344 | 0.038152 | 10 | Residential_2035_Economic_million_m3_Before Competition Groups_10 | Condensing Make Up Air Unit | 3.815% | 0 | 88.5643 | Residential_2035_Economic_million_m3_Before Competition Groups_Condensing Make Up Air Unit
Residential | Res ¦ Advanced BAS/Controllers | 2035 | Economic | million_m3 | Before Competition Groups | 65.7523 | 0 | 0 | 2321.344 | 0.028325 | 11 | Residential_2035_Economic_million_m3_Before Competition Groups_11 | Advanced BAS/Controllers | 2.833% | 0 | 65.7523 | Residential_2035_Economic_million_m3_Before Competition Groups_Advanced BAS/Controllers
Residential | Res ¦ Building Recommissioning, Operations and Maintenance (O&M) Improvements | 2035 | Economic | million_m3 | Before Competition Groups | 54.3352 | 0 | 0 | 2321.344 | 0.023407 | 12 | Residential_2035_Economic_million_m3_Before Competition Groups_12 | Building Recommissioning, Operations and Maintenance (O&M) Improvements | 2.341% | 0 | 54.3352 | Residential_2035_Economic_million_m3_Before Competition Groups_Building Recommissioning, Operations and Maintenance (O&M) Improvements
Residential | Res ¦ Floor Insulation | 2035 | Economic | million_m3 | Before Competition Groups | 42.3823 | 0 | 0 | 2321.344 | 0.018258 | 13 | Residential_2035_Economic_million_m3_Before Competition Groups_13 | Floor Insulation | 1.826% | 0 | 42.3823 | Residential_2035_Economic_million_m3_Before Competition Groups_Floor Insulation
Residential | Res ¦ Duct Insulation | 2035 | Economic | million_m3 | Before Competition Groups | 38.4826 | 0 | 0 | 2321.344 | 0.016578 | 14 | Residential_2035_Economic_million_m3_Before Competition Groups_14 | Duct Insulation | 1.658% | 0 | 38.4826 | Residential_2035_Economic_million_m3_Before Competition Groups_Duct Insulation
Residential | Res ¦ Duct Insulation MF | 2035 | Economic | million_m3 | Before Competition Groups | 30.675 | 0 | 0 | 2321.344 | 0.013214 | 15 | Residential_2035_Economic_million_m3_Before Competition Groups_15 | Duct Insulation MF | 1.321% | 0 | 30.675 | Residential_2035_Economic_million_m3_Before Competition Groups_Duct Insulation MF
Residential | Res ¦ Demand Control Ventilation | 2035 | Economic | million_m3 | Before Competition Groups | 29.4716 | 0 | 0 | 2321.344 | 0.012696 | 16 | Residential_2035_Economic_million_m3_Before Competition Groups_16 | Demand Control Ventilation | 1.27% | 0 | 29.4716 | Residential_2035_Economic_million_m3_Before Competition Groups_Demand Control Ventilation
Residential | Res ¦ Home Energy Reports | 2035 | Economic | million_m3 | Before Competition Groups | 17.2882 | 0 | 0 | 2321.344 | 0.0074475 | 17 | Residential_2035_Economic_million_m3_Before Competition Groups_17 | Home Energy Reports | 0.7447% | 0 | 17.2882 | Residential_2035_Economic_million_m3_Before Competition Groups_Home Energy Reports
Residential | Res ¦ Pool Cover | 2035 | Economic | million_m3 | Before Competition Groups | 13.4209 | 0 | 0 | 2321.344 | 0.0057815 | 18 | Residential_2035_Economic_million_m3_Before Competition Groups_18 | Pool Cover | 0.5782% | 0 | 13.4209 | Residential_2035_Economic_million_m3_Before Competition Groups_Pool Cover
Residential | Res ¦ Wall Insulation | 2035 | Economic | million_m3 | Before Competition Groups | 13.0806 | 0 | 0 | 2321.344 | 0.0056349 | 19 | Residential_2035_Economic_million_m3_Before Competition Groups_19 | Wall Insulation | 0.5635% | 0 | 13.0806 | Residential_2035_Economic_million_m3_Before Competition Groups_Wall Insulation
Residential | Res ¦ Wall Insulation MF | 2035 | Economic | million_m3 | Before Competition Groups | 6.6607 | 0 | 0 | 2321.344 | 0.0028693 | 20 | Residential_2035_Economic_million_m3_Before Competition Groups_20 | Wall Insulation MF | 0.2869% | 0 | 6.6607 | Residential_2035_Economic_million_m3_Before Competition Groups_Wall Insulation MF
Residential | Res ¦ Water Heater Temperature Setback | 2035 | Economic | million_m3 | Before Competition Groups | 5.9721 | 0 | 0 | 2321.344 | 0.0025727 | 21 | Residential_2035_Economic_million_m3_Before Competition Groups_21 | Water Heater Temperature Setback | 0.2573% | 0 | 5.9721 | Residential_2035_Economic_million_m3_Before Competition Groups_Water Heater Temperature Setback
Residential | Res ¦ Clothes Drying Racks | 2035 | Economic | million_m3 | Before Competition Groups | 1.0293 | 0 | 0 | 2321.344 | 0.00044343 | 22 | Residential_2035_Economic_million_m3_Before Competition Groups_22 | Clothes Drying Racks | 0.04434% | 0 | 1.0293 | Residential_2035_Economic_million_m3_Before Competition Groups_Clothes Drying Racks
Residential | Res ¦ Minimize Hot and Warm Clothes Wash | 2035 | Economic | million_m3 | Before Competition Groups | 0.89128 | 0 | 0 | 2321.344 | 0.00038395 | 23 | Residential_2035_Economic_million_m3_Before Competition Groups_23 | Minimize Hot and Warm Clothes Wash | 0.03839% | 0 | 0.89128 | Residential_2035_Economic_million_m3_Before Competition Groups_Minimize Hot and Warm Clothes Wash
Residential | Res ¦ Energy Star Clothes Washer | 2035 | Economic | million_m3 | Before Competition Groups | 0.27874 | 0 | 0 | 2321.344 | 0.00012008 | 24 | Residential_2035_Economic_million_m3_Before Competition Groups_24 | Energy Star Clothes Washer | 0.01201% | 0 | 0.27874 | Residential_2035_Economic_million_m3_Before Competition Groups_Energy Star Clothes Washer
Residential | Res ¦ Comprehensive Draft Proofing | 2035 | SC A | million_m3 | Before Competition Groups | 125.7833 | 0 | 0 | 610.372 | 0.20608 | 1 | Residential_2035_SC A_million_m3_Before Competition Groups_1 | Comprehensive Draft Proofing | 20.61% | 0 | 125.7833 | Residential_2035_SC A_million_m3_Before Competition Groups_Comprehensive Draft Proofing
Residential | Res ¦ Adaptive Thermostat | 2035 | SC A | million_m3 | Before Competition Groups | 98.6515 | 0 | 0 | 610.372 | 0.16163 | 2 | Residential_2035_SC A_million_m3_Before Competition Groups_2 | Adaptive Thermostat | 16.16% | 0 | 98.6515 | Residential_2035_SC A_million_m3_Before Competition Groups_Adaptive Thermostat
Residential | Res ¦ High Efficiency Fireplace with Pilotless Ignition | 2035 | SC A | million_m3 | Before Competition Groups | 69.6166 | 0 | 0 | 610.372 | 0.11406 | 3 | Residential_2035_SC A_million_m3_Before Competition Groups_3 | High Efficiency Fireplace with Pilotless Ignition | 11.41% | 0 | 69.6166 | Residential_2035_SC A_million_m3_Before Competition Groups_High Efficiency Fireplace with Pilotless Ignition
Residential | Res ¦ Air Sealing | 2035 | SC A | million_m3 | Before Competition Groups | 66.7567 | 0 | 0 | 610.372 | 0.10937 | 4 | Residential_2035_SC A_million_m3_Before Competition Groups_4 | Air Sealing | 10.94% | 0 | 66.7567 | Residential_2035_SC A_million_m3_Before Competition Groups_Air Sealing
Residential | Res ¦ Advanced BAS/Controllers | 2035 | SC A | million_m3 | Before Competition Groups | 54.1231 | 0 | 0 | 610.372 | 0.088672 | 5 | Residential_2035_SC A_million_m3_Before Competition Groups_5 | Advanced BAS/Controllers | 8.867% | 0 | 54.1231 | Residential_2035_SC A_million_m3_Before Competition Groups_Advanced BAS/Controllers
Residential | Res ¦ Building Recommissioning, Operations and Maintenance (O&M) Improvements | 2035 | SC A | million_m3 | Before Competition Groups | 44.4882 | 0 | 0 | 610.372 | 0.072887 | 6 | Residential_2035_SC A_million_m3_Before Competition Groups_6 | Building Recommissioning, Operations and Maintenance (O&M) Improvements | 7.289% | 0 | 44.4882 | Residential_2035_SC A_million_m3_Before Competition Groups_Building Recommissioning, Operations and Maintenance (O&M) Improvements
Residential | Res ¦ Condensing Make Up Air Unit | 2035 | SC A | million_m3 | Before Competition Groups | 34.6705 | 0 | 0 | 610.372 | 0.056802 | 7 | Residential_2035_SC A_million_m3_Before Competition Groups_7 | Condensing Make Up Air Unit | 5.68% | 0 | 34.6705 | Residential_2035_SC A_million_m3_Before Competition Groups_Condensing Make Up Air Unit
Residential | Res ¦ Basement Wall Insulation | 2035 | SC A | million_m3 | Before Competition Groups | 27.9436 | 0 | 0 | 610.372 | 0.045781 | 8 | Residential_2035_SC A_million_m3_Before Competition Groups_8 | Basement Wall Insulation | 4.578% | 0 | 27.9436 | Residential_2035_SC A_million_m3_Before Competition Groups_Basement Wall Insulation
Residential | Res ¦ Attic Insulation | 2035 | SC A | million_m3 | Before Competition Groups | 18.81 | 0 | 0 | 610.372 | 0.030817 | 9 | Residential_2035_SC A_million_m3_Before Competition Groups_9 | Attic Insulation | 3.082% | 0 | 18.81 | Residential_2035_SC A_million_m3_Before Competition Groups_Attic Insulation
Residential | Res ¦ Demand Control Ventilation | 2035 | SC A | million_m3 | Before Competition Groups | 16.0021 | 0 | 0 | 610.372 | 0.026217 | 10 | Residential_2035_SC A_million_m3_Before Competition Groups_10 | Demand Control Ventilation | 2.622% | 0 | 16.0021 | Residential_2035_SC A_million_m3_Before Competition Groups_Demand Control Ventilation
Residential | Res ¦ Condensing Boiler | 2035 | SC A | million_m3 | Before Competition Groups | 15.2635 | 0 | 0 | 610.372 | 0.025007 | 11 | Residential_2035_SC A_million_m3_Before Competition Groups_11 | Condensing Boiler | 2.501% | 0 | 15.2635 | Residential_2035_SC A_million_m3_Before Competition Groups_Condensing Boiler
Residential | Res ¦ Home Energy Reports | 2035 | SC A | million_m3 | Before Competition Groups | 12.0882 | 0 | 0 | 610.372 | 0.019805 | 12 | Residential_2035_SC A_million_m3_Before Competition Groups_12 | Home Energy Reports | 1.98% | 0 | 12.0882 | Residential_2035_SC A_million_m3_Before Competition Groups_Home Energy Reports
Residential | Res ¦ High Efficiency Condensing Furnace | 2035 | SC A | million_m3 | Before Competition Groups | 9.936 | 0 | 0 | 610.372 | 0.016279 | 13 | Residential_2035_SC A_million_m3_Before Competition Groups_13 | High Efficiency Condensing Furnace | 1.628% | 0 | 9.936 | Residential_2035_SC A_million_m3_Before Competition Groups_High Efficiency Condensing Furnace
Residential | Res ¦ Heat Recovery Ventilator | 2035 | SC A | million_m3 | Before Competition Groups | 7.6251 | 0 | 0 | 610.372 | 0.012493 | 14 | Residential_2035_SC A_million_m3_Before Competition Groups_14 | Heat Recovery Ventilator | 1.249% | 0 | 7.6251 | Residential_2035_SC A_million_m3_Before Competition Groups_Heat Recovery Ventilator
Residential | Res ¦ Wall Insulation MF | 2035 | SC A | million_m3 | Before Competition Groups | 2.342 | 0 | 0 | 610.372 | 0.003837 | 15 | Residential_2035_SC A_million_m3_Before Competition Groups_15 | Wall Insulation MF | 0.3837% | 0 | 2.342 | Residential_2035_SC A_million_m3_Before Competition Groups_Wall Insulation MF
Residential | Res ¦ Duct Insulation MF | 2035 | SC A | million_m3 | Before Competition Groups | 1.9222 | 0 | 0 | 610.372 | 0.0031492 | 16 | Residential_2035_SC A_million_m3_Before Competition Groups_16 | Duct Insulation MF | 0.3149% | 0 | 1.9222 | Residential_2035_SC A_million_m3_Before Competition Groups_Duct Insulation MF
Residential | Res ¦ Pool Cover | 2035 | SC A | million_m3 | Before Competition Groups | 1.0106 | 0 | 0 | 610.372 | 0.0016557 | 17 | Residential_2035_SC A_million_m3_Before Competition Groups_17 | Pool Cover | 0.1656% | 0 | 1.0106 | Residential_2035_SC A_million_m3_Before Competition Groups_Pool Cover
Residential | Res ¦ Water Heater Temperature Setback | 2035 | SC A | million_m3 | Before Competition Groups | 0.96719 | 0 | 0 | 610.372 | 0.0015846 | 18 | Residential_2035_SC A_million_m3_Before Competition Groups_18 | Water Heater Temperature Setback | 0.1585% | 0 | 0.96719 | Residential_2035_SC A_million_m3_Before Competition Groups_Water Heater Temperature Setback
Residential | Res ¦ Duct Insulation | 2035 | SC A | million_m3 | Before Competition Groups | 0.93802 | 0 | 0 | 610.372 | 0.0015368 | 19 | Residential_2035_SC A_million_m3_Before Competition Groups_19 | Duct Insulation | 0.1537% | 0 | 0.93802 | Residential_2035_SC A_million_m3_Before Competition Groups_Duct Insulation
Residential | Res ¦ Minimize Hot and Warm Clothes Wash | 2035 | SC A | million_m3 | Before Competition Groups | 0.63727 | 0 | 0 | 610.372 | 0.0010441 | 20 | Residential_2035_SC A_million_m3_Before Competition Groups_20 | Minimize Hot and Warm Clothes Wash | 0.1044% | 0 | 0.63727 | Residential_2035_SC A_million_m3_Before Competition Groups_Minimize Hot and Warm Clothes Wash
Residential | Res ¦ Floor Insulation | 2035 | SC A | million_m3 | Before Competition Groups | 0.58976 | 0 | 0 | 610.372 | 0.00096623 | 21 | Residential_2035_SC A_million_m3_Before Competition Groups_21 | Floor Insulation | 0.09662% | 0 | 0.58976 | Residential_2035_SC A_million_m3_Before Competition Groups_Floor Insulation
Residential | Res ¦ Wall Insulation | 2035 | SC A | million_m3 | Before Competition Groups | 0.1536 | 0 | 0 | 610.372 | 0.00025165 | 22 | Residential_2035_SC A_million_m3_Before Competition Groups_22 | Wall Insulation | 0.02517% | 0 | 0.1536 | Residential_2035_SC A_million_m3_Before Competition Groups_Wall Insulation
Residential | Res ¦ Energy Star Clothes Washer | 2035 | SC A | million_m3 | Before Competition Groups | 0.052264 | 0 | 0 | 610.372 | 8.5626e-05 | 23 | Residential_2035_SC A_million_m3_Before Competition Groups_23 | Energy Star Clothes Washer | 0.008563% | 0 | 0.052264 | Residential_2035_SC A_million_m3_Before Competition Groups_Energy Star Clothes Washer
Residential | Res ¦ Clothes Drying Racks | 2035 | SC A | million_m3 | Before Competition Groups | 0.0006561 | 0 | 0 | 610.372 | 1.0749e-06 | 24 | Residential_2035_SC A_million_m3_Before Competition Groups_24 | Clothes Drying Racks | 0.0001075% | 0 | 0.0006561 | Residential_2035_SC A_million_m3_Before Competition Groups_Clothes Drying Racks
Residential | Res ¦ Adaptive Thermostat | 2035 | SC B | million_m3 | Before Competition Groups | 232.54 | 0 | 0 | 1404.0553 | 0.16562 | 1 | Residential_2035_SC B_million_m3_Before Competition Groups_1 | Adaptive Thermostat | 16.56% | 0 | 232.54 | Residential_2035_SC B_million_m3_Before Competition Groups_Adaptive Thermostat
Residential | Res ¦ Air Sealing | 2035 | SC B | million_m3 | Before Competition Groups | 219.5375 | 0 | 0 | 1404.0553 | 0.15636 | 2 | Residential_2035_SC B_million_m3_Before Competition Groups_2 | Air Sealing | 15.64% | 0 | 219.5375 | Residential_2035_SC B_million_m3_Before Competition Groups_Air Sealing
Residential | Res ¦ Comprehensive Draft Proofing | 2035 | SC B | million_m3 | Before Competition Groups | 180.963 | 0 | 0 | 1404.0553 | 0.12889 | 3 | Residential_2035_SC B_million_m3_Before Competition Groups_3 | Comprehensive Draft Proofing | 12.89% | 0 | 180.963 | Residential_2035_SC B_million_m3_Before Competition Groups_Comprehensive Draft Proofing
Residential | Res ¦ High Efficiency Condensing Furnace | 2035 | SC B | million_m3 | Before Competition Groups | 106.9554 | 0 | 0 | 1404.0553 | 0.076176 | 4 | Residential_2035_SC B_million_m3_Before Competition Groups_4 | High Efficiency Condensing Furnace | 7.618% | 0 | 106.9554 | Residential_2035_SC B_million_m3_Before Competition Groups_High Efficiency Condensing Furnace
Residential | Res ¦ High Efficiency Fireplace with Pilotless Ignition | 2035 | SC B | million_m3 | Before Competition Groups | 104.8381 | 0 | 0 | 1404.0553 | 0.074668 | 5 | Residential_2035_SC B_million_m3_Before Competition Groups_5 | High Efficiency Fireplace with Pilotless Ignition | 7.467% | 0 | 104.8381 | Residential_2035_SC B_million_m3_Before Competition Groups_High Efficiency Fireplace with Pilotless Ignition
Residential | Res ¦ Advanced BAS/Controllers | 2035 | SC B | million_m3 | Before Competition Groups | 74.5358 | 0 | 0 | 1404.0553 | 0.053086 | 6 | Residential_2035_SC B_million_m3_Before Competition Groups_6 | Advanced BAS/Controllers | 5.309% | 0 | 74.5358 | Residential_2035_SC B_million_m3_Before Competition Groups_Advanced BAS/Controllers
Residential | Res ¦ Condensing Boiler | 2035 | SC B | million_m3 | Before Competition Groups | 72.6991 | 0 | 0 | 1404.0553 | 0.051778 | 7 | Residential_2035_SC B_million_m3_Before Competition Groups_7 | Condensing Boiler | 5.178% | 0 | 72.6991 | Residential_2035_SC B_million_m3_Before Competition Groups_Condensing Boiler
Residential | Res ¦ Heat Recovery Ventilator | 2035 | SC B | million_m3 | Before Competition Groups | 72.1889 | 0 | 0 | 1404.0553 | 0.051415 | 8 | Residential_2035_SC B_million_m3_Before Competition Groups_8 | Heat Recovery Ventilator | 5.141% | 0 | 72.1889 | Residential_2035_SC B_million_m3_Before Competition Groups_Heat Recovery Ventilator
Residential | Res ¦ Condensing Make Up Air Unit | 2035 | SC B | million_m3 | Before Competition Groups | 63.2692 | 0 | 0 | 1404.0553 | 0.045062 | 9 | Residential_2035_SC B_million_m3_Before Competition Groups_9 | Condensing Make Up Air Unit | 4.506% | 0 | 63.2692 | Residential_2035_SC B_million_m3_Before Competition Groups_Condensing Make Up Air Unit
Residential | Res ¦ Building Recommissioning, Operations and Maintenance (O&M) Improvements | 2035 | SC B | million_m3 | Before Competition Groups | 61.5938 | 0 | 0 | 1404.0553 | 0.043869 | 10 | Residential_2035_SC B_million_m3_Before Competition Groups_10 | Building Recommissioning, Operations and Maintenance (O&M) Improvements | 4.387% | 0 | 61.5938 | Residential_2035_SC B_million_m3_Before Competition Groups_Building Recommissioning, Operations and Maintenance (O&M) Improvements
Residential | Res ¦ Attic Insulation | 2035 | SC B | million_m3 | Before Competition Groups | 53.6047 | 0 | 0 | 1404.0553 | 0.038178 | 11 | Residential_2035_SC B_million_m3_Before Competition Groups_11 | Attic Insulation | 3.818% | 0 | 53.6047 | Residential_2035_SC B_million_m3_Before Competition Groups_Attic Insulation
Residential | Res ¦ Basement Wall Insulation | 2035 | SC B | million_m3 | Before Competition Groups | 44.5635 | 0 | 0 | 1404.0553 | 0.031739 | 12 | Residential_2035_SC B_million_m3_Before Competition Groups_12 | Basement Wall Insulation | 3.174% | 0 | 44.5635 | Residential_2035_SC B_million_m3_Before Competition Groups_Basement Wall Insulation
Residential | Res ¦ Demand Control Ventilation | 2035 | SC B | million_m3 | Before Competition Groups | 33.4082 | 0 | 0 | 1404.0553 | 0.023794 | 13 | Residential_2035_SC B_million_m3_Before Competition Groups_13 | Demand Control Ventilation | 2.379% | 0 | 33.4082 | Residential_2035_SC B_million_m3_Before Competition Groups_Demand Control Ventilation
Residential | Res ¦ Floor Insulation | 2035 | SC B | million_m3 | Before Competition Groups | 17.5402 | 0 | 0 | 1404.0553 | 0.012493 | 14 | Residential_2035_SC B_million_m3_Before Competition Groups_14 | Floor Insulation | 1.249% | 0 | 17.5402 | Residential_2035_SC B_million_m3_Before Competition Groups_Floor Insulation
Residential | Res ¦ Duct Insulation | 2035 | SC B | million_m3 | Before Competition Groups | 14.4297 | 0 | 0 | 1404.0553 | 0.010277 | 15 | Residential_2035_SC B_million_m3_Before Competition Groups_15 | Duct Insulation | 1.028% | 0 | 14.4297 | Residential_2035_SC B_million_m3_Before Competition Groups_Duct Insulation
Residential | Res ¦ Pool Cover | 2035 | SC B | million_m3 | Before Competition Groups | 14.2926 | 0 | 0 | 1404.0553 | 0.010179 | 16 | Residential_2035_SC B_million_m3_Before Competition Groups_16 | Pool Cover | 1.018% | 0 | 14.2926 | Residential_2035_SC B_million_m3_Before Competition Groups_Pool Cover
Residential | Res ¦ Duct Insulation MF | 2035 | SC B | million_m3 | Before Competition Groups | 12.6317 | 0 | 0 | 1404.0553 | 0.0089966 | 17 | Residential_2035_SC B_million_m3_Before Competition Groups_17 | Duct Insulation MF | 0.8997% | 0 | 12.6317 | Residential_2035_SC B_million_m3_Before Competition Groups_Duct Insulation MF
Residential | Res ¦ Home Energy Reports | 2035 | SC B | million_m3 | Before Competition Groups | 12.0882 | 0 | 0 | 1404.0553 | 0.0086095 | 18 | Residential_2035_SC B_million_m3_Before Competition Groups_18 | Home Energy Reports | 0.8609% | 0 | 12.0882 | Residential_2035_SC B_million_m3_Before Competition Groups_Home Energy Reports
Residential | Res ¦ Wall Insulation | 2035 | SC B | million_m3 | Before Competition Groups | 5.414 | 0 | 0 | 1404.0553 | 0.003856 | 19 | Residential_2035_SC B_million_m3_Before Competition Groups_19 | Wall Insulation | 0.3856% | 0 | 5.414 | Residential_2035_SC B_million_m3_Before Competition Groups_Wall Insulation
Residential | Res ¦ Wall Insulation MF | 2035 | SC B | million_m3 | Before Competition Groups | 2.7592 | 0 | 0 | 1404.0553 | 0.0019651 | 20 | Residential_2035_SC B_million_m3_Before Competition Groups_20 | Wall Insulation MF | 0.1965% | 0 | 2.7592 | Residential_2035_SC B_million_m3_Before Competition Groups_Wall Insulation MF
Residential | Res ¦ Water Heater Temperature Setback | 2035 | SC B | million_m3 | Before Competition Groups | 1.8913 | 0 | 0 | 1404.0553 | 0.001347 | 21 | Residential_2035_SC B_million_m3_Before Competition Groups_21 | Water Heater Temperature Setback | 0.1347% | 0 | 1.8913 | Residential_2035_SC B_million_m3_Before Competition Groups_Water Heater Temperature Setback
Residential | Res ¦ Clothes Drying Racks | 2035 | SC B | million_m3 | Before Competition Groups | 1.1663 | 0 | 0 | 1404.0553 | 0.00083067 | 22 | Residential_2035_SC B_million_m3_Before Competition Groups_22 | Clothes Drying Racks | 0.08307% | 0 | 1.1663 | Residential_2035_SC B_million_m3_Before Competition Groups_Clothes Drying Racks
Residential | Res ¦ Minimize Hot and Warm Clothes Wash | 2035 | SC B | million_m3 | Before Competition Groups | 0.63727 | 0 | 0 | 1404.0553 | 0.00045388 | 23 | Residential_2035_SC B_million_m3_Before Competition Groups_23 | Minimize Hot and Warm Clothes Wash | 0.04539% | 0 | 0.63727 | Residential_2035_SC B_million_m3_Before Competition Groups_Minimize Hot and Warm Clothes Wash
Residential | Res ¦ Energy Star Clothes Washer | 2035 | SC B | million_m3 | Before Competition Groups | 0.5077 | 0 | 0 | 1404.0553 | 0.0003616 | 24 | Residential_2035_SC B_million_m3_Before Competition Groups_24 | Energy Star Clothes Washer | 0.03616% | 0 | 0.5077 | Residential_2035_SC B_million_m3_Before Competition Groups_Energy Star Clothes Washer
Residential | Res ¦ Adaptive Thermostat | 2035 | SC C | million_m3 | Before Competition Groups | 133.242 | 0 | 0 | 802.9993 | 0.16593 | 1 | Residential_2035_SC C_million_m3_Before Competition Groups_1 | Adaptive Thermostat | 16.59% | 0 | 133.242 | Residential_2035_SC C_million_m3_Before Competition Groups_Adaptive Thermostat
Residential | Res ¦ Comprehensive Draft Proofing | 2035 | SC C | million_m3 | Before Competition Groups | 131.403 | 0 | 0 | 802.9993 | 0.16364 | 2 | Residential_2035_SC C_million_m3_Before Competition Groups_2 | Comprehensive Draft Proofing | 16.36% | 0 | 131.403 | Residential_2035_SC C_million_m3_Before Competition Groups_Comprehensive Draft Proofing
Residential | Res ¦ Air Sealing | 2035 | SC C | million_m3 | Before Competition Groups | 102.632 | 0 | 0 | 802.9993 | 0.12781 | 3 | Residential_2035_SC C_million_m3_Before Competition Groups_3 | Air Sealing | 12.78% | 0 | 102.632 | Residential_2035_SC C_million_m3_Before Competition Groups_Air Sealing
Residential | Res ¦ High Efficiency Fireplace with Pilotless Ignition | 2035 | SC C | million_m3 | Before Competition Groups | 96.1428 | 0 | 0 | 802.9993 | 0.11973 | 4 | Residential_2035_SC C_million_m3_Before Competition Groups_4 | High Efficiency Fireplace with Pilotless Ignition | 11.97% | 0 | 96.1428 | Residential_2035_SC C_million_m3_Before Competition Groups_High Efficiency Fireplace with Pilotless Ignition
Residential | Res ¦ Advanced BAS/Controllers | 2035 | SC C | million_m3 | Before Competition Groups | 54.1231 | 0 | 0 | 802.9993 | 0.067401 | 5 | Residential_2035_SC C_million_m3_Before Competition Groups_5 | Advanced BAS/Controllers | 6.74% | 0 | 54.1231 | Residential_2035_SC C_million_m3_Before Competition Groups_Advanced BAS/Controllers
Residential | Res ¦ Condensing Make Up Air Unit | 2035 | SC C | million_m3 | Before Competition Groups | 49.8336 | 0 | 0 | 802.9993 | 0.062059 | 6 | Residential_2035_SC C_million_m3_Before Competition Groups_6 | Condensing Make Up Air Unit | 6.206% | 0 | 49.8336 | Residential_2035_SC C_million_m3_Before Competition Groups_Condensing Make Up Air Unit
Residential | Res ¦ Building Recommissioning, Operations and Maintenance (O&M) Improvements | 2035 | SC C | million_m3 | Before Competition Groups | 44.7253 | 0 | 0 | 802.9993 | 0.055698 | 7 | Residential_2035_SC C_million_m3_Before Competition Groups_7 | Building Recommissioning, Operations and Maintenance (O&M) Improvements | 5.57% | 0 | 44.7253 | Residential_2035_SC C_million_m3_Before Competition Groups_Building Recommissioning, Operations and Maintenance (O&M) Improvements
Residential | Res ¦ Basement Wall Insulation | 2035 | SC C | million_m3 | Before Competition Groups | 44.573 | 0 | 0 | 802.9993 | 0.055508 | 8 | Residential_2035_SC C_million_m3_Before Competition Groups_8 | Basement Wall Insulation | 5.551% | 0 | 44.573 | Residential_2035_SC C_million_m3_Before Competition Groups_Basement Wall Insulation
Residential | Res ¦ Attic Insulation | 2035 | SC C | million_m3 | Before Competition Groups | 40.7164 | 0 | 0 | 802.9993 | 0.050705 | 9 | Residential_2035_SC C_million_m3_Before Competition Groups_9 | Attic Insulation | 5.071% | 0 | 40.7164 | Residential_2035_SC C_million_m3_Before Competition Groups_Attic Insulation
Residential | Res ¦ Condensing Boiler | 2035 | SC C | million_m3 | Before Competition Groups | 25.3789 | 0 | 0 | 802.9993 | 0.031605 | 10 | Residential_2035_SC C_million_m3_Before Competition Groups_10 | Condensing Boiler | 3.161% | 0 | 25.3789 | Residential_2035_SC C_million_m3_Before Competition Groups_Condensing Boiler
Residential | Res ¦ Demand Control Ventilation | 2035 | SC C | million_m3 | Before Competition Groups | 24.2591 | 0 | 0 | 802.9993 | 0.030211 | 11 | Residential_2035_SC C_million_m3_Before Competition Groups_11 | Demand Control Ventilation | 3.021% | 0 | 24.2591 | Residential_2035_SC C_million_m3_Before Competition Groups_Demand Control Ventilation
Residential | Res ¦ High Efficiency Condensing Furnace | 2035 | SC C | million_m3 | Before Competition Groups | 17.1866 | 0 | 0 | 802.9993 | 0.021403 | 12 | Residential_2035_SC C_million_m3_Before Competition Groups_12 | High Efficiency Condensing Furnace | 2.14% | 0 | 17.1866 | Residential_2035_SC C_million_m3_Before Competition Groups_High Efficiency Condensing Furnace
Residential | Res ¦ Heat Recovery Ventilator | 2035 | SC C | million_m3 | Before Competition Groups | 14.2037 | 0 | 0 | 802.9993 | 0.017688 | 13 | Residential_2035_SC C_million_m3_Before Competition Groups_13 | Heat Recovery Ventilator | 1.769% | 0 | 14.2037 | Residential_2035_SC C_million_m3_Before Competition Groups_Heat Recovery Ventilator
Residential | Res ¦ Home Energy Reports | 2035 | SC C | million_m3 | Before Competition Groups | 12.0882 | 0 | 0 | 802.9993 | 0.015054 | 14 | Residential_2035_SC C_million_m3_Before Competition Groups_14 | Home Energy Reports | 1.505% | 0 | 12.0882 | Residential_2035_SC C_million_m3_Before Competition Groups_Home Energy Reports
Residential | Res ¦ Duct Insulation MF | 2035 | SC C | million_m3 | Before Competition Groups | 3.2249 | 0 | 0 | 802.9993 | 0.0040161 | 15 | Residential_2035_SC C_million_m3_Before Competition Groups_15 | Duct Insulation MF | 0.4016% | 0 | 3.2249 | Residential_2035_SC C_million_m3_Before Competition Groups_Duct Insulation MF
Residential | Res ¦ Wall Insulation MF | 2035 | SC C | million_m3 | Before Competition Groups | 2.7593 | 0 | 0 | 802.9993 | 0.0034363 | 16 | Residential_2035_SC C_million_m3_Before Competition Groups_16 | Wall Insulation MF | 0.3436% | 0 | 2.7593 | Residential_2035_SC C_million_m3_Before Competition Groups_Wall Insulation MF
Residential | Res ¦ Pool Cover | 2035 | SC C | million_m3 | Before Competition Groups | 1.8098 | 0 | 0 | 802.9993 | 0.0022538 | 17 | Residential_2035_SC C_million_m3_Before Competition Groups_17 | Pool Cover | 0.2254% | 0 | 1.8098 | Residential_2035_SC C_million_m3_Before Competition Groups_Pool Cover
Residential | Res ¦ Duct Insulation | 2035 | SC C | million_m3 | Before Competition Groups | 1.522 | 0 | 0 | 802.9993 | 0.0018954 | 18 | Residential_2035_SC C_million_m3_Before Competition Groups_18 | Duct Insulation | 0.1895% | 0 | 1.522 | Residential_2035_SC C_million_m3_Before Competition Groups_Duct Insulation
Residential | Res ¦ Floor Insulation | 2035 | SC C | million_m3 | Before Competition Groups | 1.088 | 0 | 0 | 802.9993 | 0.0013549 | 19 | Residential_2035_SC C_million_m3_Before Competition Groups_19 | Floor Insulation | 0.1355% | 0 | 1.088 | Residential_2035_SC C_million_m3_Before Competition Groups_Floor Insulation
Residential | Res ¦ Water Heater Temperature Setback | 2035 | SC C | million_m3 | Before Competition Groups | 1.0637 | 0 | 0 | 802.9993 | 0.0013246 | 20 | Residential_2035_SC C_million_m3_Before Competition Groups_20 | Water Heater Temperature Setback | 0.1325% | 0 | 1.0637 | Residential_2035_SC C_million_m3_Before Competition Groups_Water Heater Temperature Setback
Residential | Res ¦ Minimize Hot and Warm Clothes Wash | 2035 | SC C | million_m3 | Before Competition Groups | 0.63727 | 0 | 0 | 802.9993 | 0.00079361 | 21 | Residential_2035_SC C_million_m3_Before Competition Groups_21 | Minimize Hot and Warm Clothes Wash | 0.07936% | 0 | 0.63727 | Residential_2035_SC C_million_m3_Before Competition Groups_Minimize Hot and Warm Clothes Wash
Residential | Res ¦ Wall Insulation | 2035 | SC C | million_m3 | Before Competition Groups | 0.28733 | 0 | 0 | 802.9993 | 0.00035782 | 22 | Residential_2035_SC C_million_m3_Before Competition Groups_22 | Wall Insulation | 0.03578% | 0 | 0.28733 | Residential_2035_SC C_million_m3_Before Competition Groups_Wall Insulation
Residential | Res ¦ Energy Star Clothes Washer | 2035 | SC C | million_m3 | Before Competition Groups | 0.098607 | 0 | 0 | 802.9993 | 0.0001228 | 23 | Residential_2035_SC C_million_m3_Before Competition Groups_23 | Energy Star Clothes Washer | 0.01228% | 0 | 0.098607 | Residential_2035_SC C_million_m3_Before Competition Groups_Energy Star Clothes Washer
Residential | Res ¦ Clothes Drying Racks | 2035 | SC C | million_m3 | Before Competition Groups | 0.0006561 | 0 | 0 | 802.9993 | 8.1706e-07 | 24 | Residential_2035_SC C_million_m3_Before Competition Groups_24 | Clothes Drying Racks | 8.171e-05% | 0 | 0.0006561 | Residential_2035_SC C_million_m3_Before Competition Groups_Clothes Drying Racks
Residential | Res ¦ Air Sealing | 2035 | Technical | million_m3 | Before Competition Groups | 530.1034 | 0 | 0 | 3863.4405 | 0.13721 | 1 | Residential_2035_Technical_million_m3_Before Competition Groups_1 | Air Sealing | 13.72% | 0 | 530.1034 | Residential_2035_Technical_million_m3_Before Competition Groups_Air Sealing
Residential | Res ¦ Adaptive Thermostat | 2035 | Technical | million_m3 | Before Competition Groups | 498.2247 | 0 | 0 | 3863.4405 | 0.12896 | 2 | Residential_2035_Technical_million_m3_Before Competition Groups_2 | Adaptive Thermostat | 12.9% | 0 | 498.2247 | Residential_2035_Technical_million_m3_Before Competition Groups_Adaptive Thermostat
Residential | Res ¦ Condensing Storage Water Heater | 2035 | Technical | million_m3 | Before Competition Groups | 233.9917 | 0 | 0 | 3863.4405 | 0.060566 | 3 | Residential_2035_Technical_million_m3_Before Competition Groups_3 | Condensing Storage Water Heater | 6.057% | 0 | 233.9917 | Residential_2035_Technical_million_m3_Before Competition Groups_Condensing Storage Water Heater
Residential | Res ¦ Energy Star Windows | 2035 | Technical | million_m3 | Before Competition Groups | 201.7005 | 0 | 0 | 3863.4405 | 0.052207 | 4 | Residential_2035_Technical_million_m3_Before Competition Groups_4 | Energy Star Windows | 5.221% | 0 | 201.7005 | Residential_2035_Technical_million_m3_Before Competition Groups_Energy Star Windows
Residential | Res ¦ Tankless Water Heater | 2035 | Technical | million_m3 | Before Competition Groups | 196.83 | 0 | 0 | 3863.4405 | 0.050947 | 5 | Residential_2035_Technical_million_m3_Before Competition Groups_5 | Tankless Water Heater | 5.095% | 0 | 196.83 | Residential_2035_Technical_million_m3_Before Competition Groups_Tankless Water Heater
Residential | Res ¦ Comprehensive Draft Proofing | 2035 | Technical | million_m3 | Before Competition Groups | 159.637 | 0 | 0 | 3863.4405 | 0.04132 | 6 | Residential_2035_Technical_million_m3_Before Competition Groups_6 | Comprehensive Draft Proofing | 4.132% | 0 | 159.637 | Residential_2035_Technical_million_m3_Before Competition Groups_Comprehensive Draft Proofing
Residential | Res ¦ Condensing Boiler | 2035 | Technical | million_m3 | Before Competition Groups | 154.5497 | 0 | 0 | 3863.4405 | 0.040003 | 7 | Residential_2035_Technical_million_m3_Before Competition Groups_7 | Condensing Boiler | 4% | 0 | 154.5497 | Residential_2035_Technical_million_m3_Before Competition Groups_Condensing Boiler
Residential | Res ¦ Wall Insulation | 2035 | Technical | million_m3 | Before Competition Groups | 146.5749 | 0 | 0 | 3863.4405 | 0.037939 | 8 | Residential_2035_Technical_million_m3_Before Competition Groups_8 | Wall Insulation | 3.794% | 0 | 146.5749 | Residential_2035_Technical_million_m3_Before Competition Groups_Wall Insulation
Residential | Res ¦ Heat Recovery Ventilator | 2035 | Technical | million_m3 | Before Competition Groups | 141.6266 | 0 | 0 | 3863.4405 | 0.036658 | 9 | Residential_2035_Technical_million_m3_Before Competition Groups_9 | Heat Recovery Ventilator | 3.666% | 0 | 141.6266 | Residential_2035_Technical_million_m3_Before Competition Groups_Heat Recovery Ventilator
Residential | Res ¦ High Efficiency Storage Water Heater | 2035 | Technical | million_m3 | Before Competition Groups | 130.5678 | 0 | 0 | 3863.4405 | 0.033796 | 10 | Residential_2035_Technical_million_m3_Before Competition Groups_10 | High Efficiency Storage Water Heater | 3.38% | 0 | 130.5678 | Residential_2035_Technical_million_m3_Before Competition Groups_High Efficiency Storage Water Heater
Residential | Res ¦ High Efficiency Condensing Furnace | 2035 | Technical | million_m3 | Before Competition Groups | 129.7657 | 0 | 0 | 3863.4405 | 0.033588 | 11 | Residential_2035_Technical_million_m3_Before Competition Groups_11 | High Efficiency Condensing Furnace | 3.359% | 0 | 129.7657 | Residential_2035_Technical_million_m3_Before Competition Groups_High Efficiency Condensing Furnace
Residential | Res ¦ Attic Insulation | 2035 | Technical | million_m3 | Before Competition Groups | 129.4334 | 0 | 0 | 3863.4405 | 0.033502 | 12 | Residential_2035_Technical_million_m3_Before Competition Groups_12 | Attic Insulation | 3.35% | 0 | 129.4334 | Residential_2035_Technical_million_m3_Before Competition Groups_Attic Insulation
Residential | Res ¦ High Efficiency Fireplace with Pilotless Ignition | 2035 | Technical | million_m3 | Before Competition Groups | 127.8419 | 0 | 0 | 3863.4405 | 0.03309 | 13 | Residential_2035_Technical_million_m3_Before Competition Groups_13 | High Efficiency Fireplace with Pilotless Ignition | 3.309% | 0 | 127.8419 | Residential_2035_Technical_million_m3_Before Competition Groups_High Efficiency Fireplace with Pilotless Ignition
Residential | Res ¦ DHW Recirculation Systems | 2035 | Technical | million_m3 | Before Competition Groups | 122.4592 | 0 | 0 | 3863.4405 | 0.031697 | 14 | Residential_2035_Technical_million_m3_Before Competition Groups_14 | DHW Recirculation Systems | 3.17% | 0 | 122.4592 | Residential_2035_Technical_million_m3_Before Competition Groups_DHW Recirculation Systems
Residential | Res ¦ Basement or Crawlspace Insulation | 2035 | Technical | million_m3 | Before Competition Groups | 109.9489 | 0 | 0 | 3863.4405 | 0.028459 | 15 | Residential_2035_Technical_million_m3_Before Competition Groups_15 | Basement or Crawlspace Insulation | 2.846% | 0 | 109.9489 | Residential_2035_Technical_million_m3_Before Competition Groups_Basement or Crawlspace Insulation
Residential | Res ¦ Basement Wall Insulation | 2035 | Technical | million_m3 | Before Competition Groups | 107.594 | 0 | 0 | 3863.4405 | 0.027849 | 16 | Residential_2035_Technical_million_m3_Before Competition Groups_16 | Basement Wall Insulation | 2.785% | 0 | 107.594 | Residential_2035_Technical_million_m3_Before Competition Groups_Basement Wall Insulation
Residential | Res ¦ Condensing Make Up Air Unit | 2035 | Technical | million_m3 | Before Competition Groups | 88.5643 | 0 | 0 | 3863.4405 | 0.022924 | 17 | Residential_2035_Technical_million_m3_Before Competition Groups_17 | Condensing Make Up Air Unit | 2.292% | 0 | 88.5643 | Residential_2035_Technical_million_m3_Before Competition Groups_Condensing Make Up Air Unit
Residential | Res ¦ Window Film | 2035 | Technical | million_m3 | Before Competition Groups | 75.6416 | 0 | 0 | 3863.4405 | 0.019579 | 18 | Residential_2035_Technical_million_m3_Before Competition Groups_18 | Window Film | 1.958% | 0 | 75.6416 | Residential_2035_Technical_million_m3_Before Competition Groups_Window Film
Residential | Res ¦ Furnace Tune Up | 2035 | Technical | million_m3 | Before Competition Groups | 73.1138 | 0 | 0 | 3863.4405 | 0.018925 | 19 | Residential_2035_Technical_million_m3_Before Competition Groups_19 | Furnace Tune Up | 1.892% | 0 | 73.1138 | Residential_2035_Technical_million_m3_Before Competition Groups_Furnace Tune Up
Residential | Res ¦ Advanced BAS/Controllers | 2035 | Technical | million_m3 | Before Competition Groups | 65.7523 | 0 | 0 | 3863.4405 | 0.017019 | 20 | Residential_2035_Technical_million_m3_Before Competition Groups_20 | Advanced BAS/Controllers | 1.702% | 0 | 65.7523 | Residential_2035_Technical_million_m3_Before Competition Groups_Advanced BAS/Controllers
Residential | Res ¦ Solar Water Heating System | 2035 | Technical | million_m3 | Before Competition Groups | 57.9975 | 0 | 0 | 3863.4405 | 0.015012 | 21 | Residential_2035_Technical_million_m3_Before Competition Groups_21 | Solar Water Heating System | 1.501% | 0 | 57.9975 | Residential_2035_Technical_million_m3_Before Competition Groups_Solar Water Heating System
Residential | Res ¦ Ceiling Insulation | 2035 | Technical | million_m3 | Before Competition Groups | 54.4794 | 0 | 0 | 3863.4405 | 0.014101 | 22 | Residential_2035_Technical_million_m3_Before Competition Groups_22 | Ceiling Insulation | 1.41% | 0 | 54.4794 | Residential_2035_Technical_million_m3_Before Competition Groups_Ceiling Insulation
Residential | Res ¦ Building Recommissioning, Operations and Maintenance (O&M) Improvements | 2035 | Technical | million_m3 | Before Competition Groups | 54.3352 | 0 | 0 | 3863.4405 | 0.014064 | 23 | Residential_2035_Technical_million_m3_Before Competition Groups_23 | Building Recommissioning, Operations and Maintenance (O&M) Improvements | 1.406% | 0 | 54.3352 | Residential_2035_Technical_million_m3_Before Competition Groups_Building Recommissioning, Operations and Maintenance (O&M) Improvements
Residential | Res ¦ Duct Insulation MF | 2035 | Technical | million_m3 | Before Competition Groups | 42.9983 | 0 | 0 | 3863.4405 | 0.01113 | 24 | Residential_2035_Technical_million_m3_Before Competition Groups_24 | Duct Insulation MF | 1.113% | 0 | 42.9983 | Residential_2035_Technical_million_m3_Before Competition Groups_Duct Insulation MF
Residential | Res ¦ Floor Insulation | 2035 | Technical | million_m3 | Before Competition Groups | 42.3823 | 0 | 0 | 3863.4405 | 0.01097 | 25 | Residential_2035_Technical_million_m3_Before Competition Groups_25 | Floor Insulation | 1.097% | 0 | 42.3823 | Residential_2035_Technical_million_m3_Before Competition Groups_Floor Insulation
Residential | Res ¦ Duct Insulation | 2035 | Technical | million_m3 | Before Competition Groups | 40.281 | 0 | 0 | 3863.4405 | 0.010426 | 26 | Residential_2035_Technical_million_m3_Before Competition Groups_26 | Duct Insulation | 1.043% | 0 | 40.281 | Residential_2035_Technical_million_m3_Before Competition Groups_Duct Insulation
Residential | Res ¦ Home Energy Reports | 2035 | Technical | million_m3 | Before Competition Groups | 29.8274 | 0 | 0 | 3863.4405 | 0.0077204 | 27 | Residential_2035_Technical_million_m3_Before Competition Groups_27 | Home Energy Reports | 0.772% | 0 | 29.8274 | Residential_2035_Technical_million_m3_Before Competition Groups_Home Energy Reports
Residential | Res ¦ Demand Control Ventilation | 2035 | Technical | million_m3 | Before Competition Groups | 29.4716 | 0 | 0 | 3863.4405 | 0.0076283 | 28 | Residential_2035_Technical_million_m3_Before Competition Groups_28 | Demand Control Ventilation | 0.7628% | 0 | 29.4716 | Residential_2035_Technical_million_m3_Before Competition Groups_Demand Control Ventilation
Residential | Res ¦ Early Hot Water Heater Replacement | 2035 | Technical | million_m3 | Before Competition Groups | 23.9968 | 0 | 0 | 3863.4405 | 0.0062112 | 29 | Residential_2035_Technical_million_m3_Before Competition Groups_29 | Early Hot Water Heater Replacement | 0.6211% | 0 | 23.9968 | Residential_2035_Technical_million_m3_Before Competition Groups_Early Hot Water Heater Replacement
Residential | Res ¦ Drain Water Heat Recovery | 2035 | Technical | million_m3 | Before Competition Groups | 20.4801 | 0 | 0 | 3863.4405 | 0.005301 | 30 | Residential_2035_Technical_million_m3_Before Competition Groups_30 | Drain Water Heat Recovery | 0.5301% | 0 | 20.4801 | Residential_2035_Technical_million_m3_Before Competition Groups_Drain Water Heat Recovery
Residential | Res ¦ Pool Cover | 2035 | Technical | million_m3 | Before Competition Groups | 13.4209 | 0 | 0 | 3863.4405 | 0.0034738 | 31 | Residential_2035_Technical_million_m3_Before Competition Groups_31 | Pool Cover | 0.3474% | 0 | 13.4209 | Residential_2035_Technical_million_m3_Before Competition Groups_Pool Cover
Residential | Res ¦ High Efficiency Gas Pool Heater | 2035 | Technical | million_m3 | Before Competition Groups | 11.5709 | 0 | 0 | 3863.4405 | 0.002995 | 32 | Residential_2035_Technical_million_m3_Before Competition Groups_32 | High Efficiency Gas Pool Heater | 0.2995% | 0 | 11.5709 | Residential_2035_Technical_million_m3_Before Competition Groups_High Efficiency Gas Pool Heater
Residential | Res ¦ Wall Insulation MF | 2035 | Technical | million_m3 | Before Competition Groups | 6.6607 | 0 | 0 | 3863.4405 | 0.001724 | 33 | Residential_2035_Technical_million_m3_Before Competition Groups_33 | Wall Insulation MF | 0.1724% | 0 | 6.6607 | Residential_2035_Technical_million_m3_Before Competition Groups_Wall Insulation MF
Residential | Res ¦ Water Heater Temperature Setback | 2035 | Technical | million_m3 | Before Competition Groups | 5.9721 | 0 | 0 | 3863.4405 | 0.0015458 | 34 | Residential_2035_Technical_million_m3_Before Competition Groups_34 | Water Heater Temperature Setback | 0.1546% | 0 | 5.9721 | Residential_2035_Technical_million_m3_Before Competition Groups_Water Heater Temperature Setback
Residential | Res ¦ Energy Star Clothes Dryer | 2035 | Technical | million_m3 | Before Competition Groups | 2.4372 | 0 | 0 | 3863.4405 | 0.00063083 | 35 | Residential_2035_Technical_million_m3_Before Competition Groups_35 | Energy Star Clothes Dryer | 0.06308% | 0 | 2.4372 | Residential_2035_Technical_million_m3_Before Competition Groups_Energy Star Clothes Dryer
Residential | Res ¦ Energy Star Clothes Washer | 2035 | Technical | million_m3 | Before Competition Groups | 1.1822 | 0 | 0 | 3863.4405 | 0.00030599 | 36 | Residential_2035_Technical_million_m3_Before Competition Groups_36 | Energy Star Clothes Washer | 0.0306% | 0 | 1.1822 | Residential_2035_Technical_million_m3_Before Competition Groups_Energy Star Clothes Washer
Residential | Res ¦ Clothes Drying Racks | 2035 | Technical | million_m3 | Before Competition Groups | 1.0293 | 0 | 0 | 3863.4405 | 0.00026643 | 37 | Residential_2035_Technical_million_m3_Before Competition Groups_37 | Clothes Drying Racks | 0.02664% | 0 | 1.0293 | Residential_2035_Technical_million_m3_Before Competition Groups_Clothes Drying Racks
Residential | Res ¦ Minimize Hot and Warm Clothes Wash | 2035 | Technical | million_m3 | Before Competition Groups | 0.89128 | 0 | 0 | 3863.4405 | 0.0002307 | 38 | Residential_2035_Technical_million_m3_Before Competition Groups_38 | Minimize Hot and Warm Clothes Wash | 0.02307% | 0 | 0.89128 | Residential_2035_Technical_million_m3_Before Competition Groups_Minimize Hot and Warm Clothes Wash
Residential | Res ¦ Solar Water Preheat (Pools/DHW) | 2035 | Technical | million_m3 | Before Competition Groups | 0.10497 | 0 | 0 | 3863.4405 | 2.7171e-05 | 39 | Residential_2035_Technical_million_m3_Before Competition Groups_39 | Solar Water Preheat (Pools/DHW) | 0.002717% | 0 | 0.10497 | Residential_2035_Technical_million_m3_Before Competition Groups_Solar Water Preheat (Pools/DHW)
Residential | Res ¦ Air Sealing | 2036 | Economic | million_m3 | Before Competition Groups | 521.7277 | 0 | 0 | 2338.1121 | 0.22314 | 1 | Residential_2036_Economic_million_m3_Before Competition Groups_1 | Air Sealing | 22.31% | 0 | 521.7277 | Residential_2036_Economic_million_m3_Before Competition Groups_Air Sealing
Residential | Res ¦ Adaptive Thermostat | 2036 | Economic | million_m3 | Before Competition Groups | 498.043 | 0 | 0 | 2338.1121 | 0.21301 | 2 | Residential_2036_Economic_million_m3_Before Competition Groups_2 | Adaptive Thermostat | 21.3% | 0 | 498.043 | Residential_2036_Economic_million_m3_Before Competition Groups_Adaptive Thermostat
Residential | Res ¦ Comprehensive Draft Proofing | 2036 | Economic | million_m3 | Before Competition Groups | 157.1148 | 0 | 0 | 2338.1121 | 0.067197 | 3 | Residential_2036_Economic_million_m3_Before Competition Groups_3 | Comprehensive Draft Proofing | 6.72% | 0 | 157.1148 | Residential_2036_Economic_million_m3_Before Competition Groups_Comprehensive Draft Proofing
Residential | Res ¦ Heat Recovery Ventilator | 2036 | Economic | million_m3 | Before Competition Groups | 148.2266 | 0 | 0 | 2338.1121 | 0.063396 | 4 | Residential_2036_Economic_million_m3_Before Competition Groups_4 | Heat Recovery Ventilator | 6.34% | 0 | 148.2266 | Residential_2036_Economic_million_m3_Before Competition Groups_Heat Recovery Ventilator
Residential | Res ¦ High Efficiency Fireplace with Pilotless Ignition | 2036 | Economic | million_m3 | Before Competition Groups | 133.0373 | 0 | 0 | 2338.1121 | 0.056899 | 5 | Residential_2036_Economic_million_m3_Before Competition Groups_5 | High Efficiency Fireplace with Pilotless Ignition | 5.69% | 0 | 133.0373 | Residential_2036_Economic_million_m3_Before Competition Groups_High Efficiency Fireplace with Pilotless Ignition
Residential | Res ¦ Attic Insulation | 2036 | Economic | million_m3 | Before Competition Groups | 127.3883 | 0 | 0 | 2338.1121 | 0.054483 | 6 | Residential_2036_Economic_million_m3_Before Competition Groups_6 | Attic Insulation | 5.448% | 0 | 127.3883 | Residential_2036_Economic_million_m3_Before Competition Groups_Attic Insulation
Residential | Res ¦ High Efficiency Condensing Furnace | 2036 | Economic | million_m3 | Before Competition Groups | 124.0035 | 0 | 0 | 2338.1121 | 0.053036 | 7 | Residential_2036_Economic_million_m3_Before Competition Groups_7 | High Efficiency Condensing Furnace | 5.304% | 0 | 124.0035 | Residential_2036_Economic_million_m3_Before Competition Groups_High Efficiency Condensing Furnace
Residential | Res ¦ Basement Wall Insulation | 2036 | Economic | million_m3 | Before Competition Groups | 105.894 | 0 | 0 | 2338.1121 | 0.04529 | 8 | Residential_2036_Economic_million_m3_Before Competition Groups_8 | Basement Wall Insulation | 4.529% | 0 | 105.894 | Residential_2036_Economic_million_m3_Before Competition Groups_Basement Wall Insulation
Residential | Res ¦ Condensing Boiler | 2036 | Economic | million_m3 | Before Competition Groups | 104.9255 | 0 | 0 | 2338.1121 | 0.044876 | 9 | Residential_2036_Economic_million_m3_Before Competition Groups_9 | Condensing Boiler | 4.488% | 0 | 104.9255 | Residential_2036_Economic_million_m3_Before Competition Groups_Condensing Boiler
Residential | Res ¦ Condensing Make Up Air Unit | 2036 | Economic | million_m3 | Before Competition Groups | 92.1891 | 0 | 0 | 2338.1121 | 0.039429 | 10 | Residential_2036_Economic_million_m3_Before Competition Groups_10 | Condensing Make Up Air Unit | 3.943% | 0 | 92.1891 | Residential_2036_Economic_million_m3_Before Competition Groups_Condensing Make Up Air Unit
Residential | Res ¦ Advanced BAS/Controllers | 2036 | Economic | million_m3 | Before Competition Groups | 64.7134 | 0 | 0 | 2338.1121 | 0.027678 | 11 | Residential_2036_Economic_million_m3_Before Competition Groups_11 | Advanced BAS/Controllers | 2.768% | 0 | 64.7134 | Residential_2036_Economic_million_m3_Before Competition Groups_Advanced BAS/Controllers
Residential | Res ¦ Building Recommissioning, Operations and Maintenance (O&M) Improvements | 2036 | Economic | million_m3 | Before Competition Groups | 53.4767 | 0 | 0 | 2338.1121 | 0.022872 | 12 | Residential_2036_Economic_million_m3_Before Competition Groups_12 | Building Recommissioning, Operations and Maintenance (O&M) Improvements | 2.287% | 0 | 53.4767 | Residential_2036_Economic_million_m3_Before Competition Groups_Building Recommissioning, Operations and Maintenance (O&M) Improvements
Residential | Res ¦ Floor Insulation | 2036 | Economic | million_m3 | Before Competition Groups | 41.7127 | 0 | 0 | 2338.1121 | 0.01784 | 13 | Residential_2036_Economic_million_m3_Before Competition Groups_13 | Floor Insulation | 1.784% | 0 | 41.7127 | Residential_2036_Economic_million_m3_Before Competition Groups_Floor Insulation
Residential | Res ¦ Duct Insulation | 2036 | Economic | million_m3 | Before Competition Groups | 38.9399 | 0 | 0 | 2338.1121 | 0.016654 | 14 | Residential_2036_Economic_million_m3_Before Competition Groups_14 | Duct Insulation | 1.665% | 0 | 38.9399 | Residential_2036_Economic_million_m3_Before Competition Groups_Duct Insulation
Residential | Res ¦ Duct Insulation MF | 2036 | Economic | million_m3 | Before Competition Groups | 38.6317 | 0 | 0 | 2338.1121 | 0.016523 | 15 | Residential_2036_Economic_million_m3_Before Competition Groups_15 | Duct Insulation MF | 1.652% | 0 | 38.6317 | Residential_2036_Economic_million_m3_Before Competition Groups_Duct Insulation MF
Residential | Res ¦ Demand Control Ventilation | 2036 | Economic | million_m3 | Before Competition Groups | 29.0059 | 0 | 0 | 2338.1121 | 0.012406 | 16 | Residential_2036_Economic_million_m3_Before Competition Groups_16 | Demand Control Ventilation | 1.241% | 0 | 29.0059 | Residential_2036_Economic_million_m3_Before Competition Groups_Demand Control Ventilation
Residential | Res ¦ Home Energy Reports | 2036 | Economic | million_m3 | Before Competition Groups | 18.3598 | 0 | 0 | 2338.1121 | 0.0078524 | 17 | Residential_2036_Economic_million_m3_Before Competition Groups_17 | Home Energy Reports | 0.7852% | 0 | 18.3598 | Residential_2036_Economic_million_m3_Before Competition Groups_Home Energy Reports
Residential | Res ¦ Pool Cover | 2036 | Economic | million_m3 | Before Competition Groups | 13.2088 | 0 | 0 | 2338.1121 | 0.0056494 | 18 | Residential_2036_Economic_million_m3_Before Competition Groups_18 | Pool Cover | 0.5649% | 0 | 13.2088 | Residential_2036_Economic_million_m3_Before Competition Groups_Pool Cover
Residential | Res ¦ Wall Insulation | 2036 | Economic | million_m3 | Before Competition Groups | 12.8739 | 0 | 0 | 2338.1121 | 0.0055061 | 19 | Residential_2036_Economic_million_m3_Before Competition Groups_19 | Wall Insulation | 0.5506% | 0 | 12.8739 | Residential_2036_Economic_million_m3_Before Competition Groups_Wall Insulation
Residential | Res ¦ Wall Insulation MF | 2036 | Economic | million_m3 | Before Competition Groups | 6.5555 | 0 | 0 | 2338.1121 | 0.0028038 | 20 | Residential_2036_Economic_million_m3_Before Competition Groups_20 | Wall Insulation MF | 0.2804% | 0 | 6.5555 | Residential_2036_Economic_million_m3_Before Competition Groups_Wall Insulation MF
Residential | Res ¦ Water Heater Temperature Setback | 2036 | Economic | million_m3 | Before Competition Groups | 5.8777 | 0 | 0 | 2338.1121 | 0.0025139 | 21 | Residential_2036_Economic_million_m3_Before Competition Groups_21 | Water Heater Temperature Setback | 0.2514% | 0 | 5.8777 | Residential_2036_Economic_million_m3_Before Competition Groups_Water Heater Temperature Setback
Residential | Res ¦ Clothes Drying Racks | 2036 | Economic | million_m3 | Before Competition Groups | 1.0131 | 0 | 0 | 2338.1121 | 0.00043329 | 22 | Residential_2036_Economic_million_m3_Before Competition Groups_22 | Clothes Drying Racks | 0.04333% | 0 | 1.0131 | Residential_2036_Economic_million_m3_Before Competition Groups_Clothes Drying Racks
Residential | Res ¦ Minimize Hot and Warm Clothes Wash | 2036 | Economic | million_m3 | Before Competition Groups | 0.8772 | 0 | 0 | 2338.1121 | 0.00037517 | 23 | Residential_2036_Economic_million_m3_Before Competition Groups_23 | Minimize Hot and Warm Clothes Wash | 0.03752% | 0 | 0.8772 | Residential_2036_Economic_million_m3_Before Competition Groups_Minimize Hot and Warm Clothes Wash
Residential | Res ¦ Energy Star Clothes Washer | 2036 | Economic | million_m3 | Before Competition Groups | 0.31585 | 0 | 0 | 2338.1121 | 0.00013509 | 24 | Residential_2036_Economic_million_m3_Before Competition Groups_24 | Energy Star Clothes Washer | 0.01351% | 0 | 0.31585 | Residential_2036_Economic_million_m3_Before Competition Groups_Energy Star Clothes Washer
Residential | Res ¦ Comprehensive Draft Proofing | 2036 | SC A | million_m3 | Before Competition Groups | 132.0564 | 0 | 0 | 646.2331 | 0.20435 | 1 | Residential_2036_SC A_million_m3_Before Competition Groups_1 | Comprehensive Draft Proofing | 20.43% | 0 | 132.0564 | Residential_2036_SC A_million_m3_Before Competition Groups_Comprehensive Draft Proofing
Residential | Res ¦ Adaptive Thermostat | 2036 | SC A | million_m3 | Before Competition Groups | 104.9391 | 0 | 0 | 646.2331 | 0.16239 | 2 | Residential_2036_SC A_million_m3_Before Competition Groups_2 | Adaptive Thermostat | 16.24% | 0 | 104.9391 | Residential_2036_SC A_million_m3_Before Competition Groups_Adaptive Thermostat
Residential | Res ¦ High Efficiency Fireplace with Pilotless Ignition | 2036 | SC A | million_m3 | Before Competition Groups | 73.0944 | 0 | 0 | 646.2331 | 0.11311 | 3 | Residential_2036_SC A_million_m3_Before Competition Groups_3 | High Efficiency Fireplace with Pilotless Ignition | 11.31% | 0 | 73.0944 | Residential_2036_SC A_million_m3_Before Competition Groups_High Efficiency Fireplace with Pilotless Ignition
Residential | Res ¦ Air Sealing | 2036 | SC A | million_m3 | Before Competition Groups | 70.9678 | 0 | 0 | 646.2331 | 0.10982 | 4 | Residential_2036_SC A_million_m3_Before Competition Groups_4 | Air Sealing | 10.98% | 0 | 70.9678 | Residential_2036_SC A_million_m3_Before Competition Groups_Air Sealing
Residential | Res ¦ Advanced BAS/Controllers | 2036 | SC A | million_m3 | Before Competition Groups | 56.6546 | 0 | 0 | 646.2331 | 0.087669 | 5 | Residential_2036_SC A_million_m3_Before Competition Groups_5 | Advanced BAS/Controllers | 8.767% | 0 | 56.6546 | Residential_2036_SC A_million_m3_Before Competition Groups_Advanced BAS/Controllers
Residential | Res ¦ Building Recommissioning, Operations and Maintenance (O&M) Improvements | 2036 | SC A | million_m3 | Before Competition Groups | 46.5435 | 0 | 0 | 646.2331 | 0.072023 | 6 | Residential_2036_SC A_million_m3_Before Competition Groups_6 | Building Recommissioning, Operations and Maintenance (O&M) Improvements | 7.202% | 0 | 46.5435 | Residential_2036_SC A_million_m3_Before Competition Groups_Building Recommissioning, Operations and Maintenance (O&M) Improvements
Residential | Res ¦ Condensing Make Up Air Unit | 2036 | SC A | million_m3 | Before Competition Groups | 37.3417 | 0 | 0 | 646.2331 | 0.057784 | 7 | Residential_2036_SC A_million_m3_Before Competition Groups_7 | Condensing Make Up Air Unit | 5.778% | 0 | 37.3417 | Residential_2036_SC A_million_m3_Before Competition Groups_Condensing Make Up Air Unit
Residential | Res ¦ Basement Wall Insulation | 2036 | SC A | million_m3 | Before Competition Groups | 29.827 | 0 | 0 | 646.2331 | 0.046155 | 8 | Residential_2036_SC A_million_m3_Before Competition Groups_8 | Basement Wall Insulation | 4.616% | 0 | 29.827 | Residential_2036_SC A_million_m3_Before Competition Groups_Basement Wall Insulation
Residential | Res ¦ Attic Insulation | 2036 | SC A | million_m3 | Before Competition Groups | 20.1075 | 0 | 0 | 646.2331 | 0.031115 | 9 | Residential_2036_SC A_million_m3_Before Competition Groups_9 | Attic Insulation | 3.111% | 0 | 20.1075 | Residential_2036_SC A_million_m3_Before Competition Groups_Attic Insulation
Residential | Res ¦ Demand Control Ventilation | 2036 | SC A | million_m3 | Before Competition Groups | 17.0213 | 0 | 0 | 646.2331 | 0.026339 | 10 | Residential_2036_SC A_million_m3_Before Competition Groups_10 | Demand Control Ventilation | 2.634% | 0 | 17.0213 | Residential_2036_SC A_million_m3_Before Competition Groups_Demand Control Ventilation
Residential | Res ¦ Condensing Boiler | 2036 | SC A | million_m3 | Before Competition Groups | 16.5373 | 0 | 0 | 646.2331 | 0.02559 | 11 | Residential_2036_SC A_million_m3_Before Competition Groups_11 | Condensing Boiler | 2.559% | 0 | 16.5373 | Residential_2036_SC A_million_m3_Before Competition Groups_Condensing Boiler
Residential | Res ¦ Home Energy Reports | 2036 | SC A | million_m3 | Before Competition Groups | 12.8919 | 0 | 0 | 646.2331 | 0.019949 | 12 | Residential_2036_SC A_million_m3_Before Competition Groups_12 | Home Energy Reports | 1.995% | 0 | 12.8919 | Residential_2036_SC A_million_m3_Before Competition Groups_Home Energy Reports
Residential | Res ¦ High Efficiency Condensing Furnace | 2036 | SC A | million_m3 | Before Competition Groups | 10.4994 | 0 | 0 | 646.2331 | 0.016247 | 13 | Residential_2036_SC A_million_m3_Before Competition Groups_13 | High Efficiency Condensing Furnace | 1.625% | 0 | 10.4994 | Residential_2036_SC A_million_m3_Before Competition Groups_High Efficiency Condensing Furnace
Residential | Res ¦ Heat Recovery Ventilator | 2036 | SC A | million_m3 | Before Competition Groups | 8.4816 | 0 | 0 | 646.2331 | 0.013125 | 14 | Residential_2036_SC A_million_m3_Before Competition Groups_14 | Heat Recovery Ventilator | 1.312% | 0 | 8.4816 | Residential_2036_SC A_million_m3_Before Competition Groups_Heat Recovery Ventilator
Residential | Res ¦ Wall Insulation MF | 2036 | SC A | million_m3 | Before Competition Groups | 2.5201 | 0 | 0 | 646.2331 | 0.0038996 | 15 | Residential_2036_SC A_million_m3_Before Competition Groups_15 | Wall Insulation MF | 0.39% | 0 | 2.5201 | Residential_2036_SC A_million_m3_Before Competition Groups_Wall Insulation MF
Residential | Res ¦ Duct Insulation MF | 2036 | SC A | million_m3 | Before Competition Groups | 2.0338 | 0 | 0 | 646.2331 | 0.0031471 | 16 | Residential_2036_SC A_million_m3_Before Competition Groups_16 | Duct Insulation MF | 0.3147% | 0 | 2.0338 | Residential_2036_SC A_million_m3_Before Competition Groups_Duct Insulation MF
Residential | Res ¦ Water Heater Temperature Setback | 2036 | SC A | million_m3 | Before Competition Groups | 1.1625 | 0 | 0 | 646.2331 | 0.0017989 | 17 | Residential_2036_SC A_million_m3_Before Competition Groups_17 | Water Heater Temperature Setback | 0.1799% | 0 | 1.1625 | Residential_2036_SC A_million_m3_Before Competition Groups_Water Heater Temperature Setback
Residential | Res ¦ Pool Cover | 2036 | SC A | million_m3 | Before Competition Groups | 1.0817 | 0 | 0 | 646.2331 | 0.0016739 | 18 | Residential_2036_SC A_million_m3_Before Competition Groups_18 | Pool Cover | 0.1674% | 0 | 1.0817 | Residential_2036_SC A_million_m3_Before Competition Groups_Pool Cover
Residential | Res ¦ Duct Insulation | 2036 | SC A | million_m3 | Before Competition Groups | 0.99385 | 0 | 0 | 646.2331 | 0.0015379 | 19 | Residential_2036_SC A_million_m3_Before Competition Groups_19 | Duct Insulation | 0.1538% | 0 | 0.99385 | Residential_2036_SC A_million_m3_Before Competition Groups_Duct Insulation
Residential | Res ¦ Minimize Hot and Warm Clothes Wash | 2036 | SC A | million_m3 | Before Competition Groups | 0.63727 | 0 | 0 | 646.2331 | 0.00098613 | 20 | Residential_2036_SC A_million_m3_Before Competition Groups_20 | Minimize Hot and Warm Clothes Wash | 0.09861% | 0 | 0.63727 | Residential_2036_SC A_million_m3_Before Competition Groups_Minimize Hot and Warm Clothes Wash
Residential | Res ¦ Floor Insulation | 2036 | SC A | million_m3 | Before Competition Groups | 0.61881 | 0 | 0 | 646.2331 | 0.00095756 | 21 | Residential_2036_SC A_million_m3_Before Competition Groups_21 | Floor Insulation | 0.09576% | 0 | 0.61881 | Residential_2036_SC A_million_m3_Before Competition Groups_Floor Insulation
Residential | Res ¦ Wall Insulation | 2036 | SC A | million_m3 | Before Competition Groups | 0.16072 | 0 | 0 | 646.2331 | 0.0002487 | 22 | Residential_2036_SC A_million_m3_Before Competition Groups_22 | Wall Insulation | 0.02487% | 0 | 0.16072 | Residential_2036_SC A_million_m3_Before Competition Groups_Wall Insulation
Residential | Res ¦ Energy Star Clothes Washer | 2036 | SC A | million_m3 | Before Competition Groups | 0.060175 | 0 | 0 | 646.2331 | 9.3117e-05 | 23 | Residential_2036_SC A_million_m3_Before Competition Groups_23 | Energy Star Clothes Washer | 0.009312% | 0 | 0.060175 | Residential_2036_SC A_million_m3_Before Competition Groups_Energy Star Clothes Washer
Residential | Res ¦ Clothes Drying Racks | 2036 | SC A | million_m3 | Before Competition Groups | 0.00068833 | 0 | 0 | 646.2331 | 1.0651e-06 | 24 | Residential_2036_SC A_million_m3_Before Competition Groups_24 | Clothes Drying Racks | 0.0001065% | 0 | 0.00068833 | Residential_2036_SC A_million_m3_Before Competition Groups_Clothes Drying Racks
Residential | Res ¦ Adaptive Thermostat | 2036 | SC B | million_m3 | Before Competition Groups | 250.7077 | 0 | 0 | 1483.6894 | 0.16898 | 1 | Residential_2036_SC B_million_m3_Before Competition Groups_1 | Adaptive Thermostat | 16.9% | 0 | 250.7077 | Residential_2036_SC B_million_m3_Before Competition Groups_Adaptive Thermostat
Residential | Res ¦ Air Sealing | 2036 | SC B | million_m3 | Before Competition Groups | 238.0825 | 0 | 0 | 1483.6894 | 0.16047 | 2 | Residential_2036_SC B_million_m3_Before Competition Groups_2 | Air Sealing | 16.05% | 0 | 238.0825 | Residential_2036_SC B_million_m3_Before Competition Groups_Air Sealing
Residential | Res ¦ Comprehensive Draft Proofing | 2036 | SC B | million_m3 | Before Competition Groups | 181.8625 | 0 | 0 | 1483.6894 | 0.12257 | 3 | Residential_2036_SC B_million_m3_Before Competition Groups_3 | Comprehensive Draft Proofing | 12.26% | 0 | 181.8625 | Residential_2036_SC B_million_m3_Before Competition Groups_Comprehensive Draft Proofing
Residential | Res ¦ High Efficiency Condensing Furnace | 2036 | SC B | million_m3 | Before Competition Groups | 112.0457 | 0 | 0 | 1483.6894 | 0.075518 | 4 | Residential_2036_SC B_million_m3_Before Competition Groups_4 | High Efficiency Condensing Furnace | 7.552% | 0 | 112.0457 | Residential_2036_SC B_million_m3_Before Competition Groups_High Efficiency Condensing Furnace
Residential | Res ¦ High Efficiency Fireplace with Pilotless Ignition | 2036 | SC B | million_m3 | Before Competition Groups | 110.0108 | 0 | 0 | 1483.6894 | 0.074147 | 5 | Residential_2036_SC B_million_m3_Before Competition Groups_5 | High Efficiency Fireplace with Pilotless Ignition | 7.415% | 0 | 110.0108 | Residential_2036_SC B_million_m3_Before Competition Groups_High Efficiency Fireplace with Pilotless Ignition
Residential | Res ¦ Condensing Boiler | 2036 | SC B | million_m3 | Before Competition Groups | 79.0348 | 0 | 0 | 1483.6894 | 0.053269 | 6 | Residential_2036_SC B_million_m3_Before Competition Groups_6 | Condensing Boiler | 5.327% | 0 | 79.0348 | Residential_2036_SC B_million_m3_Before Competition Groups_Condensing Boiler
Residential | Res ¦ Heat Recovery Ventilator | 2036 | SC B | million_m3 | Before Competition Groups | 78.6307 | 0 | 0 | 1483.6894 | 0.052997 | 7 | Residential_2036_SC B_million_m3_Before Competition Groups_7 | Heat Recovery Ventilator | 5.3% | 0 | 78.6307 | Residential_2036_SC B_million_m3_Before Competition Groups_Heat Recovery Ventilator
Residential | Res ¦ Advanced BAS/Controllers | 2036 | SC B | million_m3 | Before Competition Groups | 74.9064 | 0 | 0 | 1483.6894 | 0.050487 | 8 | Residential_2036_SC B_million_m3_Before Competition Groups_8 | Advanced BAS/Controllers | 5.049% | 0 | 74.9064 | Residential_2036_SC B_million_m3_Before Competition Groups_Advanced BAS/Controllers
Residential | Res ¦ Condensing Make Up Air Unit | 2036 | SC B | million_m3 | Before Competition Groups | 67.2987 | 0 | 0 | 1483.6894 | 0.045359 | 9 | Residential_2036_SC B_million_m3_Before Competition Groups_9 | Condensing Make Up Air Unit | 4.536% | 0 | 67.2987 | Residential_2036_SC B_million_m3_Before Competition Groups_Condensing Make Up Air Unit
Residential | Res ¦ Building Recommissioning, Operations and Maintenance (O&M) Improvements | 2036 | SC B | million_m3 | Before Competition Groups | 61.9 | 0 | 0 | 1483.6894 | 0.04172 | 10 | Residential_2036_SC B_million_m3_Before Competition Groups_10 | Building Recommissioning, Operations and Maintenance (O&M) Improvements | 4.172% | 0 | 61.9 | Residential_2036_SC B_million_m3_Before Competition Groups_Building Recommissioning, Operations and Maintenance (O&M) Improvements
Residential | Res ¦ Attic Insulation | 2036 | SC B | million_m3 | Before Competition Groups | 58.1328 | 0 | 0 | 1483.6894 | 0.039181 | 11 | Residential_2036_SC B_million_m3_Before Competition Groups_11 | Attic Insulation | 3.918% | 0 | 58.1328 | Residential_2036_SC B_million_m3_Before Competition Groups_Attic Insulation
Residential | Res ¦ Basement Wall Insulation | 2036 | SC B | million_m3 | Before Competition Groups | 48.3279 | 0 | 0 | 1483.6894 | 0.032573 | 12 | Residential_2036_SC B_million_m3_Before Competition Groups_12 | Basement Wall Insulation | 3.257% | 0 | 48.3279 | Residential_2036_SC B_million_m3_Before Competition Groups_Basement Wall Insulation
Residential | Res ¦ Demand Control Ventilation | 2036 | SC B | million_m3 | Before Competition Groups | 33.5743 | 0 | 0 | 1483.6894 | 0.022629 | 13 | Residential_2036_SC B_million_m3_Before Competition Groups_13 | Demand Control Ventilation | 2.263% | 0 | 33.5743 | Residential_2036_SC B_million_m3_Before Competition Groups_Demand Control Ventilation
Residential | Res ¦ Floor Insulation | 2036 | SC B | million_m3 | Before Competition Groups | 19.0221 | 0 | 0 | 1483.6894 | 0.012821 | 14 | Residential_2036_SC B_million_m3_Before Competition Groups_14 | Floor Insulation | 1.282% | 0 | 19.0221 | Residential_2036_SC B_million_m3_Before Competition Groups_Floor Insulation
Residential | Res ¦ Duct Insulation | 2036 | SC B | million_m3 | Before Competition Groups | 15.7303 | 0 | 0 | 1483.6894 | 0.010602 | 15 | Residential_2036_SC B_million_m3_Before Competition Groups_15 | Duct Insulation | 1.06% | 0 | 15.7303 | Residential_2036_SC B_million_m3_Before Competition Groups_Duct Insulation
Residential | Res ¦ Pool Cover | 2036 | SC B | million_m3 | Before Competition Groups | 14.4272 | 0 | 0 | 1483.6894 | 0.0097239 | 16 | Residential_2036_SC B_million_m3_Before Competition Groups_16 | Pool Cover | 0.9724% | 0 | 14.4272 | Residential_2036_SC B_million_m3_Before Competition Groups_Pool Cover
Residential | Res ¦ Duct Insulation MF | 2036 | SC B | million_m3 | Before Competition Groups | 13.7983 | 0 | 0 | 1483.6894 | 0.0093 | 17 | Residential_2036_SC B_million_m3_Before Competition Groups_17 | Duct Insulation MF | 0.93% | 0 | 13.7983 | Residential_2036_SC B_million_m3_Before Competition Groups_Duct Insulation MF
Residential | Res ¦ Home Energy Reports | 2036 | SC B | million_m3 | Before Competition Groups | 12.8919 | 0 | 0 | 1483.6894 | 0.0086891 | 18 | Residential_2036_SC B_million_m3_Before Competition Groups_18 | Home Energy Reports | 0.8689% | 0 | 12.8919 | Residential_2036_SC B_million_m3_Before Competition Groups_Home Energy Reports
Residential | Res ¦ Wall Insulation | 2036 | SC B | million_m3 | Before Competition Groups | 5.8713 | 0 | 0 | 1483.6894 | 0.0039573 | 19 | Residential_2036_SC B_million_m3_Before Competition Groups_19 | Wall Insulation | 0.3957% | 0 | 5.8713 | Residential_2036_SC B_million_m3_Before Competition Groups_Wall Insulation
Residential | Res ¦ Wall Insulation MF | 2036 | SC B | million_m3 | Before Competition Groups | 2.9922 | 0 | 0 | 1483.6894 | 0.0020167 | 20 | Residential_2036_SC B_million_m3_Before Competition Groups_20 | Wall Insulation MF | 0.2017% | 0 | 2.9922 | Residential_2036_SC B_million_m3_Before Competition Groups_Wall Insulation MF
Residential | Res ¦ Water Heater Temperature Setback | 2036 | SC B | million_m3 | Before Competition Groups | 2.0589 | 0 | 0 | 1483.6894 | 0.0013877 | 21 | Residential_2036_SC B_million_m3_Before Competition Groups_21 | Water Heater Temperature Setback | 0.1388% | 0 | 2.0589 | Residential_2036_SC B_million_m3_Before Competition Groups_Water Heater Temperature Setback
Residential | Res ¦ Clothes Drying Racks | 2036 | SC B | million_m3 | Before Competition Groups | 1.1722 | 0 | 0 | 1483.6894 | 0.00079005 | 22 | Residential_2036_SC B_million_m3_Before Competition Groups_22 | Clothes Drying Racks | 0.079% | 0 | 1.1722 | Residential_2036_SC B_million_m3_Before Competition Groups_Clothes Drying Racks
Residential | Res ¦ Minimize Hot and Warm Clothes Wash | 2036 | SC B | million_m3 | Before Competition Groups | 0.63727 | 0 | 0 | 1483.6894 | 0.00042952 | 23 | Residential_2036_SC B_million_m3_Before Competition Groups_23 | Minimize Hot and Warm Clothes Wash | 0.04295% | 0 | 0.63727 | Residential_2036_SC B_million_m3_Before Competition Groups_Minimize Hot and Warm Clothes Wash
Residential | Res ¦ Energy Star Clothes Washer | 2036 | SC B | million_m3 | Before Competition Groups | 0.57287 | 0 | 0 | 1483.6894 | 0.00038611 | 24 | Residential_2036_SC B_million_m3_Before Competition Groups_24 | Energy Star Clothes Washer | 0.03861% | 0 | 0.57287 | Residential_2036_SC B_million_m3_Before Competition Groups_Energy Star Clothes Washer
Residential | Res ¦ Adaptive Thermostat | 2036 | SC C | million_m3 | Before Competition Groups | 143.4652 | 0 | 0 | 857.0601 | 0.16739 | 1 | Residential_2036_SC C_million_m3_Before Competition Groups_1 | Adaptive Thermostat | 16.74% | 0 | 143.4652 | Residential_2036_SC C_million_m3_Before Competition Groups_Adaptive Thermostat
Residential | Res ¦ Comprehensive Draft Proofing | 2036 | SC C | million_m3 | Before Competition Groups | 137.5492 | 0 | 0 | 857.0601 | 0.16049 | 2 | Residential_2036_SC C_million_m3_Before Competition Groups_2 | Comprehensive Draft Proofing | 16.05% | 0 | 137.5492 | Residential_2036_SC C_million_m3_Before Competition Groups_Comprehensive Draft Proofing
Residential | Res ¦ Air Sealing | 2036 | SC C | million_m3 | Before Competition Groups | 110.9502 | 0 | 0 | 857.0601 | 0.12945 | 3 | Residential_2036_SC C_million_m3_Before Competition Groups_3 | Air Sealing | 12.95% | 0 | 110.9502 | Residential_2036_SC C_million_m3_Before Competition Groups_Air Sealing
Residential | Res ¦ High Efficiency Fireplace with Pilotless Ignition | 2036 | SC C | million_m3 | Before Competition Groups | 101.4752 | 0 | 0 | 857.0601 | 0.1184 | 4 | Residential_2036_SC C_million_m3_Before Competition Groups_4 | High Efficiency Fireplace with Pilotless Ignition | 11.84% | 0 | 101.4752 | Residential_2036_SC C_million_m3_Before Competition Groups_High Efficiency Fireplace with Pilotless Ignition
Residential | Res ¦ Advanced BAS/Controllers | 2036 | SC C | million_m3 | Before Competition Groups | 56.6546 | 0 | 0 | 857.0601 | 0.066103 | 5 | Residential_2036_SC C_million_m3_Before Competition Groups_5 | Advanced BAS/Controllers | 6.61% | 0 | 56.6546 | Residential_2036_SC C_million_m3_Before Competition Groups_Advanced BAS/Controllers
Residential | Res ¦ Condensing Make Up Air Unit | 2036 | SC C | million_m3 | Before Competition Groups | 53.9144 | 0 | 0 | 857.0601 | 0.062906 | 6 | Residential_2036_SC C_million_m3_Before Competition Groups_6 | Condensing Make Up Air Unit | 6.291% | 0 | 53.9144 | Residential_2036_SC C_million_m3_Before Competition Groups_Condensing Make Up Air Unit
Residential | Res ¦ Basement Wall Insulation | 2036 | SC C | million_m3 | Before Competition Groups | 48.338 | 0 | 0 | 857.0601 | 0.0564 | 7 | Residential_2036_SC C_million_m3_Before Competition Groups_7 | Basement Wall Insulation | 5.64% | 0 | 48.338 | Residential_2036_SC C_million_m3_Before Competition Groups_Basement Wall Insulation
Residential | Res ¦ Building Recommissioning, Operations and Maintenance (O&M) Improvements | 2036 | SC C | million_m3 | Before Competition Groups | 46.8172 | 0 | 0 | 857.0601 | 0.054625 | 8 | Residential_2036_SC C_million_m3_Before Competition Groups_8 | Building Recommissioning, Operations and Maintenance (O&M) Improvements | 5.463% | 0 | 46.8172 | Residential_2036_SC C_million_m3_Before Competition Groups_Building Recommissioning, Operations and Maintenance (O&M) Improvements
Residential | Res ¦ Attic Insulation | 2036 | SC C | million_m3 | Before Competition Groups | 44.1814 | 0 | 0 | 857.0601 | 0.05155 | 9 | Residential_2036_SC C_million_m3_Before Competition Groups_9 | Attic Insulation | 5.155% | 0 | 44.1814 | Residential_2036_SC C_million_m3_Before Competition Groups_Attic Insulation
Residential | Res ¦ Condensing Boiler | 2036 | SC C | million_m3 | Before Competition Groups | 27.8181 | 0 | 0 | 857.0601 | 0.032458 | 10 | Residential_2036_SC C_million_m3_Before Competition Groups_10 | Condensing Boiler | 3.246% | 0 | 27.8181 | Residential_2036_SC C_million_m3_Before Competition Groups_Condensing Boiler
Residential | Res ¦ Demand Control Ventilation | 2036 | SC C | million_m3 | Before Competition Groups | 25.3938 | 0 | 0 | 857.0601 | 0.029629 | 11 | Residential_2036_SC C_million_m3_Before Competition Groups_11 | Demand Control Ventilation | 2.963% | 0 | 25.3938 | Residential_2036_SC C_million_m3_Before Competition Groups_Demand Control Ventilation
Residential | Res ¦ High Efficiency Condensing Furnace | 2036 | SC C | million_m3 | Before Competition Groups | 18.1901 | 0 | 0 | 857.0601 | 0.021224 | 12 | Residential_2036_SC C_million_m3_Before Competition Groups_12 | High Efficiency Condensing Furnace | 2.122% | 0 | 18.1901 | Residential_2036_SC C_million_m3_Before Competition Groups_High Efficiency Condensing Furnace
Residential | Res ¦ Heat Recovery Ventilator | 2036 | SC C | million_m3 | Before Competition Groups | 15.908 | 0 | 0 | 857.0601 | 0.018561 | 13 | Residential_2036_SC C_million_m3_Before Competition Groups_13 | Heat Recovery Ventilator | 1.856% | 0 | 15.908 | Residential_2036_SC C_million_m3_Before Competition Groups_Heat Recovery Ventilator
Residential | Res ¦ Home Energy Reports | 2036 | SC C | million_m3 | Before Competition Groups | 12.8919 | 0 | 0 | 857.0601 | 0.015042 | 14 | Residential_2036_SC C_million_m3_Before Competition Groups_14 | Home Energy Reports | 1.504% | 0 | 12.8919 | Residential_2036_SC C_million_m3_Before Competition Groups_Home Energy Reports
Residential | Res ¦ Duct Insulation MF | 2036 | SC C | million_m3 | Before Competition Groups | 3.4726 | 0 | 0 | 857.0601 | 0.0040518 | 15 | Residential_2036_SC C_million_m3_Before Competition Groups_15 | Duct Insulation MF | 0.4052% | 0 | 3.4726 | Residential_2036_SC C_million_m3_Before Competition Groups_Duct Insulation MF
Residential | Res ¦ Wall Insulation MF | 2036 | SC C | million_m3 | Before Competition Groups | 2.9924 | 0 | 0 | 857.0601 | 0.0034915 | 16 | Residential_2036_SC C_million_m3_Before Competition Groups_16 | Wall Insulation MF | 0.3492% | 0 | 2.9924 | Residential_2036_SC C_million_m3_Before Competition Groups_Wall Insulation MF
Residential | Res ¦ Pool Cover | 2036 | SC C | million_m3 | Before Competition Groups | 1.9432 | 0 | 0 | 857.0601 | 0.0022673 | 17 | Residential_2036_SC C_million_m3_Before Competition Groups_17 | Pool Cover | 0.2267% | 0 | 1.9432 | Residential_2036_SC C_million_m3_Before Competition Groups_Pool Cover
Residential | Res ¦ Duct Insulation | 2036 | SC C | million_m3 | Before Competition Groups | 1.6218 | 0 | 0 | 857.0601 | 0.0018922 | 18 | Residential_2036_SC C_million_m3_Before Competition Groups_18 | Duct Insulation | 0.1892% | 0 | 1.6218 | Residential_2036_SC C_million_m3_Before Competition Groups_Duct Insulation
Residential | Res ¦ Water Heater Temperature Setback | 2036 | SC C | million_m3 | Before Competition Groups | 1.2783 | 0 | 0 | 857.0601 | 0.0014915 | 19 | Residential_2036_SC C_million_m3_Before Competition Groups_19 | Water Heater Temperature Setback | 0.1492% | 0 | 1.2783 | Residential_2036_SC C_million_m3_Before Competition Groups_Water Heater Temperature Setback
Residential | Res ¦ Floor Insulation | 2036 | SC C | million_m3 | Before Competition Groups | 1.1514 | 0 | 0 | 857.0601 | 0.0013435 | 20 | Residential_2036_SC C_million_m3_Before Competition Groups_20 | Floor Insulation | 0.1343% | 0 | 1.1514 | Residential_2036_SC C_million_m3_Before Competition Groups_Floor Insulation
Residential | Res ¦ Minimize Hot and Warm Clothes Wash | 2036 | SC C | million_m3 | Before Competition Groups | 0.63727 | 0 | 0 | 857.0601 | 0.00074356 | 21 | Residential_2036_SC C_million_m3_Before Competition Groups_21 | Minimize Hot and Warm Clothes Wash | 0.07436% | 0 | 0.63727 | Residential_2036_SC C_million_m3_Before Competition Groups_Minimize Hot and Warm Clothes Wash
Residential | Res ¦ Wall Insulation | 2036 | SC C | million_m3 | Before Competition Groups | 0.30308 | 0 | 0 | 857.0601 | 0.00035363 | 22 | Residential_2036_SC C_million_m3_Before Competition Groups_22 | Wall Insulation | 0.03536% | 0 | 0.30308 | Residential_2036_SC C_million_m3_Before Competition Groups_Wall Insulation
Residential | Res ¦ Energy Star Clothes Washer | 2036 | SC C | million_m3 | Before Competition Groups | 0.11194 | 0 | 0 | 857.0601 | 0.00013061 | 23 | Residential_2036_SC C_million_m3_Before Competition Groups_23 | Energy Star Clothes Washer | 0.01306% | 0 | 0.11194 | Residential_2036_SC C_million_m3_Before Competition Groups_Energy Star Clothes Washer
Residential | Res ¦ Clothes Drying Racks | 2036 | SC C | million_m3 | Before Competition Groups | 0.00068833 | 0 | 0 | 857.0601 | 8.0313e-07 | 24 | Residential_2036_SC C_million_m3_Before Competition Groups_24 | Clothes Drying Racks | 8.031e-05% | 0 | 0.00068833 | Residential_2036_SC C_million_m3_Before Competition Groups_Clothes Drying Racks
Residential | Res ¦ Air Sealing | 2036 | Technical | million_m3 | Before Competition Groups | 521.7277 | 0 | 0 | 3880.9167 | 0.13443 | 1 | Residential_2036_Technical_million_m3_Before Competition Groups_1 | Air Sealing | 13.44% | 0 | 521.7277 | Residential_2036_Technical_million_m3_Before Competition Groups_Air Sealing
Residential | Res ¦ Adaptive Thermostat | 2036 | Technical | million_m3 | Before Competition Groups | 498.043 | 0 | 0 | 3880.9167 | 0.12833 | 2 | Residential_2036_Technical_million_m3_Before Competition Groups_2 | Adaptive Thermostat | 12.83% | 0 | 498.043 | Residential_2036_Technical_million_m3_Before Competition Groups_Adaptive Thermostat
Residential | Res ¦ Condensing Storage Water Heater | 2036 | Technical | million_m3 | Before Competition Groups | 242.6645 | 0 | 0 | 3880.9167 | 0.062528 | 3 | Residential_2036_Technical_million_m3_Before Competition Groups_3 | Condensing Storage Water Heater | 6.253% | 0 | 242.6645 | Residential_2036_Technical_million_m3_Before Competition Groups_Condensing Storage Water Heater
Residential | Res ¦ Tankless Water Heater | 2036 | Technical | million_m3 | Before Competition Groups | 204.2517 | 0 | 0 | 3880.9167 | 0.05263 | 4 | Residential_2036_Technical_million_m3_Before Competition Groups_4 | Tankless Water Heater | 5.263% | 0 | 204.2517 | Residential_2036_Technical_million_m3_Before Competition Groups_Tankless Water Heater
Residential | Res ¦ Energy Star Windows | 2036 | Technical | million_m3 | Before Competition Groups | 198.5137 | 0 | 0 | 3880.9167 | 0.051151 | 5 | Residential_2036_Technical_million_m3_Before Competition Groups_5 | Energy Star Windows | 5.115% | 0 | 198.5137 | Residential_2036_Technical_million_m3_Before Competition Groups_Energy Star Windows
Residential | Res ¦ Condensing Boiler | 2036 | Technical | million_m3 | Before Competition Groups | 159.3491 | 0 | 0 | 3880.9167 | 0.04106 | 6 | Residential_2036_Technical_million_m3_Before Competition Groups_6 | Condensing Boiler | 4.106% | 0 | 159.3491 | Residential_2036_Technical_million_m3_Before Competition Groups_Condensing Boiler
Residential | Res ¦ Comprehensive Draft Proofing | 2036 | Technical | million_m3 | Before Competition Groups | 157.1148 | 0 | 0 | 3880.9167 | 0.040484 | 7 | Residential_2036_Technical_million_m3_Before Competition Groups_7 | Comprehensive Draft Proofing | 4.048% | 0 | 157.1148 | Residential_2036_Technical_million_m3_Before Competition Groups_Comprehensive Draft Proofing
Residential | Res ¦ Heat Recovery Ventilator | 2036 | Technical | million_m3 | Before Competition Groups | 148.2266 | 0 | 0 | 3880.9167 | 0.038194 | 8 | Residential_2036_Technical_million_m3_Before Competition Groups_8 | Heat Recovery Ventilator | 3.819% | 0 | 148.2266 | Residential_2036_Technical_million_m3_Before Competition Groups_Heat Recovery Ventilator
Residential | Res ¦ Wall Insulation | 2036 | Technical | million_m3 | Before Competition Groups | 144.259 | 0 | 0 | 3880.9167 | 0.037171 | 9 | Residential_2036_Technical_million_m3_Before Competition Groups_9 | Wall Insulation | 3.717% | 0 | 144.259 | Residential_2036_Technical_million_m3_Before Competition Groups_Wall Insulation
Residential | Res ¦ High Efficiency Storage Water Heater | 2036 | Technical | million_m3 | Before Competition Groups | 135.4883 | 0 | 0 | 3880.9167 | 0.034911 | 10 | Residential_2036_Technical_million_m3_Before Competition Groups_10 | High Efficiency Storage Water Heater | 3.491% | 0 | 135.4883 | Residential_2036_Technical_million_m3_Before Competition Groups_High Efficiency Storage Water Heater
Residential | Res ¦ High Efficiency Condensing Furnace | 2036 | Technical | million_m3 | Before Competition Groups | 134.8703 | 0 | 0 | 3880.9167 | 0.034752 | 11 | Residential_2036_Technical_million_m3_Before Competition Groups_11 | High Efficiency Condensing Furnace | 3.475% | 0 | 134.8703 | Residential_2036_Technical_million_m3_Before Competition Groups_High Efficiency Condensing Furnace
Residential | Res ¦ High Efficiency Fireplace with Pilotless Ignition | 2036 | Technical | million_m3 | Before Competition Groups | 133.0373 | 0 | 0 | 3880.9167 | 0.03428 | 12 | Residential_2036_Technical_million_m3_Before Competition Groups_12 | High Efficiency Fireplace with Pilotless Ignition | 3.428% | 0 | 133.0373 | Residential_2036_Technical_million_m3_Before Competition Groups_High Efficiency Fireplace with Pilotless Ignition
Residential | Res ¦ Attic Insulation | 2036 | Technical | million_m3 | Before Competition Groups | 127.3883 | 0 | 0 | 3880.9167 | 0.032824 | 13 | Residential_2036_Technical_million_m3_Before Competition Groups_13 | Attic Insulation | 3.282% | 0 | 127.3883 | Residential_2036_Technical_million_m3_Before Competition Groups_Attic Insulation
Residential | Res ¦ DHW Recirculation Systems | 2036 | Technical | million_m3 | Before Competition Groups | 120.5243 | 0 | 0 | 3880.9167 | 0.031056 | 14 | Residential_2036_Technical_million_m3_Before Competition Groups_14 | DHW Recirculation Systems | 3.106% | 0 | 120.5243 | Residential_2036_Technical_million_m3_Before Competition Groups_DHW Recirculation Systems
Residential | Res ¦ Basement or Crawlspace Insulation | 2036 | Technical | million_m3 | Before Competition Groups | 108.2117 | 0 | 0 | 3880.9167 | 0.027883 | 15 | Residential_2036_Technical_million_m3_Before Competition Groups_15 | Basement or Crawlspace Insulation | 2.788% | 0 | 108.2117 | Residential_2036_Technical_million_m3_Before Competition Groups_Basement or Crawlspace Insulation
Residential | Res ¦ Basement Wall Insulation | 2036 | Technical | million_m3 | Before Competition Groups | 105.894 | 0 | 0 | 3880.9167 | 0.027286 | 16 | Residential_2036_Technical_million_m3_Before Competition Groups_16 | Basement Wall Insulation | 2.729% | 0 | 105.894 | Residential_2036_Technical_million_m3_Before Competition Groups_Basement Wall Insulation
Residential | Res ¦ Condensing Make Up Air Unit | 2036 | Technical | million_m3 | Before Competition Groups | 92.1891 | 0 | 0 | 3880.9167 | 0.023754 | 17 | Residential_2036_Technical_million_m3_Before Competition Groups_17 | Condensing Make Up Air Unit | 2.375% | 0 | 92.1891 | Residential_2036_Technical_million_m3_Before Competition Groups_Condensing Make Up Air Unit
Residential | Res ¦ Window Film | 2036 | Technical | million_m3 | Before Competition Groups | 74.4464 | 0 | 0 | 3880.9167 | 0.019183 | 18 | Residential_2036_Technical_million_m3_Before Competition Groups_18 | Window Film | 1.918% | 0 | 74.4464 | Residential_2036_Technical_million_m3_Before Competition Groups_Window Film
Residential | Res ¦ Furnace Tune Up | 2036 | Technical | million_m3 | Before Competition Groups | 71.9586 | 0 | 0 | 3880.9167 | 0.018542 | 19 | Residential_2036_Technical_million_m3_Before Competition Groups_19 | Furnace Tune Up | 1.854% | 0 | 71.9586 | Residential_2036_Technical_million_m3_Before Competition Groups_Furnace Tune Up
Residential | Res ¦ Advanced BAS/Controllers | 2036 | Technical | million_m3 | Before Competition Groups | 64.7134 | 0 | 0 | 3880.9167 | 0.016675 | 20 | Residential_2036_Technical_million_m3_Before Competition Groups_20 | Advanced BAS/Controllers | 1.667% | 0 | 64.7134 | Residential_2036_Technical_million_m3_Before Competition Groups_Advanced BAS/Controllers
Residential | Res ¦ Solar Water Heating System | 2036 | Technical | million_m3 | Before Competition Groups | 60.1844 | 0 | 0 | 3880.9167 | 0.015508 | 21 | Residential_2036_Technical_million_m3_Before Competition Groups_21 | Solar Water Heating System | 1.551% | 0 | 60.1844 | Residential_2036_Technical_million_m3_Before Competition Groups_Solar Water Heating System
Residential | Res ¦ Ceiling Insulation | 2036 | Technical | million_m3 | Before Competition Groups | 53.6186 | 0 | 0 | 3880.9167 | 0.013816 | 22 | Residential_2036_Technical_million_m3_Before Competition Groups_22 | Ceiling Insulation | 1.382% | 0 | 53.6186 | Residential_2036_Technical_million_m3_Before Competition Groups_Ceiling Insulation
Residential | Res ¦ Building Recommissioning, Operations and Maintenance (O&M) Improvements | 2036 | Technical | million_m3 | Before Competition Groups | 53.4767 | 0 | 0 | 3880.9167 | 0.013779 | 23 | Residential_2036_Technical_million_m3_Before Competition Groups_23 | Building Recommissioning, Operations and Maintenance (O&M) Improvements | 1.378% | 0 | 53.4767 | Residential_2036_Technical_million_m3_Before Competition Groups_Building Recommissioning, Operations and Maintenance (O&M) Improvements
Residential | Res ¦ Duct Insulation MF | 2036 | Technical | million_m3 | Before Competition Groups | 42.319 | 0 | 0 | 3880.9167 | 0.010904 | 24 | Residential_2036_Technical_million_m3_Before Competition Groups_24 | Duct Insulation MF | 1.09% | 0 | 42.319 | Residential_2036_Technical_million_m3_Before Competition Groups_Duct Insulation MF
Residential | Res ¦ Floor Insulation | 2036 | Technical | million_m3 | Before Competition Groups | 41.7127 | 0 | 0 | 3880.9167 | 0.010748 | 25 | Residential_2036_Technical_million_m3_Before Competition Groups_25 | Floor Insulation | 1.075% | 0 | 41.7127 | Residential_2036_Technical_million_m3_Before Competition Groups_Floor Insulation
Residential | Res ¦ Duct Insulation | 2036 | Technical | million_m3 | Before Competition Groups | 39.6445 | 0 | 0 | 3880.9167 | 0.010215 | 26 | Residential_2036_Technical_million_m3_Before Competition Groups_26 | Duct Insulation | 1.022% | 0 | 39.6445 | Residential_2036_Technical_million_m3_Before Competition Groups_Duct Insulation
Residential | Res ¦ Home Energy Reports | 2036 | Technical | million_m3 | Before Competition Groups | 31.2208 | 0 | 0 | 3880.9167 | 0.0080447 | 27 | Residential_2036_Technical_million_m3_Before Competition Groups_27 | Home Energy Reports | 0.8045% | 0 | 31.2208 | Residential_2036_Technical_million_m3_Before Competition Groups_Home Energy Reports
Residential | Res ¦ Demand Control Ventilation | 2036 | Technical | million_m3 | Before Competition Groups | 29.0059 | 0 | 0 | 3880.9167 | 0.007474 | 28 | Residential_2036_Technical_million_m3_Before Competition Groups_28 | Demand Control Ventilation | 0.7474% | 0 | 29.0059 | Residential_2036_Technical_million_m3_Before Competition Groups_Demand Control Ventilation
Residential | Res ¦ Early Hot Water Heater Replacement | 2036 | Technical | million_m3 | Before Competition Groups | 23.6176 | 0 | 0 | 3880.9167 | 0.0060856 | 29 | Residential_2036_Technical_million_m3_Before Competition Groups_29 | Early Hot Water Heater Replacement | 0.6086% | 0 | 23.6176 | Residential_2036_Technical_million_m3_Before Competition Groups_Early Hot Water Heater Replacement
Residential | Res ¦ Drain Water Heat Recovery | 2036 | Technical | million_m3 | Before Competition Groups | 20.1565 | 0 | 0 | 3880.9167 | 0.0051938 | 30 | Residential_2036_Technical_million_m3_Before Competition Groups_30 | Drain Water Heat Recovery | 0.5194% | 0 | 20.1565 | Residential_2036_Technical_million_m3_Before Competition Groups_Drain Water Heat Recovery
Residential | Res ¦ Pool Cover | 2036 | Technical | million_m3 | Before Competition Groups | 13.2088 | 0 | 0 | 3880.9167 | 0.0034035 | 31 | Residential_2036_Technical_million_m3_Before Competition Groups_31 | Pool Cover | 0.3404% | 0 | 13.2088 | Residential_2036_Technical_million_m3_Before Competition Groups_Pool Cover
Residential | Res ¦ High Efficiency Gas Pool Heater | 2036 | Technical | million_m3 | Before Competition Groups | 11.7006 | 0 | 0 | 3880.9167 | 0.0030149 | 32 | Residential_2036_Technical_million_m3_Before Competition Groups_32 | High Efficiency Gas Pool Heater | 0.3015% | 0 | 11.7006 | Residential_2036_Technical_million_m3_Before Competition Groups_High Efficiency Gas Pool Heater
Residential | Res ¦ Wall Insulation MF | 2036 | Technical | million_m3 | Before Competition Groups | 6.5555 | 0 | 0 | 3880.9167 | 0.0016892 | 33 | Residential_2036_Technical_million_m3_Before Competition Groups_33 | Wall Insulation MF | 0.1689% | 0 | 6.5555 | Residential_2036_Technical_million_m3_Before Competition Groups_Wall Insulation MF
Residential | Res ¦ Water Heater Temperature Setback | 2036 | Technical | million_m3 | Before Competition Groups | 5.8777 | 0 | 0 | 3880.9167 | 0.0015145 | 34 | Residential_2036_Technical_million_m3_Before Competition Groups_34 | Water Heater Temperature Setback | 0.1515% | 0 | 5.8777 | Residential_2036_Technical_million_m3_Before Competition Groups_Water Heater Temperature Setback
Residential | Res ¦ Energy Star Clothes Dryer | 2036 | Technical | million_m3 | Before Competition Groups | 2.5325 | 0 | 0 | 3880.9167 | 0.00065254 | 35 | Residential_2036_Technical_million_m3_Before Competition Groups_35 | Energy Star Clothes Dryer | 0.06525% | 0 | 2.5325 | Residential_2036_Technical_million_m3_Before Competition Groups_Energy Star Clothes Dryer
Residential | Res ¦ Energy Star Clothes Washer | 2036 | Technical | million_m3 | Before Competition Groups | 1.2193 | 0 | 0 | 3880.9167 | 0.00031418 | 36 | Residential_2036_Technical_million_m3_Before Competition Groups_36 | Energy Star Clothes Washer | 0.03142% | 0 | 1.2193 | Residential_2036_Technical_million_m3_Before Competition Groups_Energy Star Clothes Washer
Residential | Res ¦ Clothes Drying Racks | 2036 | Technical | million_m3 | Before Competition Groups | 1.0131 | 0 | 0 | 3880.9167 | 0.00026104 | 37 | Residential_2036_Technical_million_m3_Before Competition Groups_37 | Clothes Drying Racks | 0.0261% | 0 | 1.0131 | Residential_2036_Technical_million_m3_Before Competition Groups_Clothes Drying Racks
Residential | Res ¦ Minimize Hot and Warm Clothes Wash | 2036 | Technical | million_m3 | Before Competition Groups | 0.8772 | 0 | 0 | 3880.9167 | 0.00022603 | 38 | Residential_2036_Technical_million_m3_Before Competition Groups_38 | Minimize Hot and Warm Clothes Wash | 0.0226% | 0 | 0.8772 | Residential_2036_Technical_million_m3_Before Competition Groups_Minimize Hot and Warm Clothes Wash
Residential | Res ¦ Solar Water Preheat (Pools/DHW) | 2036 | Technical | million_m3 | Before Competition Groups | 0.10332 | 0 | 0 | 3880.9167 | 2.6622e-05 | 39 | Residential_2036_Technical_million_m3_Before Competition Groups_39 | Solar Water Preheat (Pools/DHW) | 0.002662% | 0 | 0.10332 | Residential_2036_Technical_million_m3_Before Competition Groups_Solar Water Preheat (Pools/DHW)
Residential | Res ¦ Air Sealing | 2037 | Economic | million_m3 | Before Competition Groups | 513.4844 | 0 | 0 | 2344.6026 | 0.21901 | 1 | Residential_2037_Economic_million_m3_Before Competition Groups_1 | Air Sealing | 21.9% | 0 | 513.4844 | Residential_2037_Economic_million_m3_Before Competition Groups_Air Sealing
Residential | Res ¦ Adaptive Thermostat | 2037 | Economic | million_m3 | Before Competition Groups | 497.8157 | 0 | 0 | 2344.6026 | 0.21232 | 2 | Residential_2037_Economic_million_m3_Before Competition Groups_2 | Adaptive Thermostat | 21.23% | 0 | 497.8157 | Residential_2037_Economic_million_m3_Before Competition Groups_Adaptive Thermostat
Residential | Res ¦ Heat Recovery Ventilator | 2037 | Economic | million_m3 | Before Competition Groups | 154.669 | 0 | 0 | 2344.6026 | 0.065968 | 3 | Residential_2037_Economic_million_m3_Before Competition Groups_3 | Heat Recovery Ventilator | 6.597% | 0 | 154.669 | Residential_2037_Economic_million_m3_Before Competition Groups_Heat Recovery Ventilator
Residential | Res ¦ Comprehensive Draft Proofing | 2037 | Economic | million_m3 | Before Competition Groups | 154.6323 | 0 | 0 | 2344.6026 | 0.065952 | 4 | Residential_2037_Economic_million_m3_Before Competition Groups_4 | Comprehensive Draft Proofing | 6.595% | 0 | 154.6323 | Residential_2037_Economic_million_m3_Before Competition Groups_Comprehensive Draft Proofing
Residential | Res ¦ High Efficiency Fireplace with Pilotless Ignition | 2037 | Economic | million_m3 | Before Competition Groups | 138.0389 | 0 | 0 | 2344.6026 | 0.058875 | 5 | Residential_2037_Economic_million_m3_Before Competition Groups_5 | High Efficiency Fireplace with Pilotless Ignition | 5.888% | 0 | 138.0389 | Residential_2037_Economic_million_m3_Before Competition Groups_High Efficiency Fireplace with Pilotless Ignition
Residential | Res ¦ High Efficiency Condensing Furnace | 2037 | Economic | million_m3 | Before Competition Groups | 128.8917 | 0 | 0 | 2344.6026 | 0.054974 | 6 | Residential_2037_Economic_million_m3_Before Competition Groups_6 | High Efficiency Condensing Furnace | 5.497% | 0 | 128.8917 | Residential_2037_Economic_million_m3_Before Competition Groups_High Efficiency Condensing Furnace
Residential | Res ¦ Attic Insulation | 2037 | Economic | million_m3 | Before Competition Groups | 125.3756 | 0 | 0 | 2344.6026 | 0.053474 | 7 | Residential_2037_Economic_million_m3_Before Competition Groups_7 | Attic Insulation | 5.347% | 0 | 125.3756 | Residential_2037_Economic_million_m3_Before Competition Groups_Attic Insulation
Residential | Res ¦ Condensing Boiler | 2037 | Economic | million_m3 | Before Competition Groups | 109.9934 | 0 | 0 | 2344.6026 | 0.046913 | 8 | Residential_2037_Economic_million_m3_Before Competition Groups_8 | Condensing Boiler | 4.691% | 0 | 109.9934 | Residential_2037_Economic_million_m3_Before Competition Groups_Condensing Boiler
Residential | Res ¦ Basement Wall Insulation | 2037 | Economic | million_m3 | Before Competition Groups | 104.2209 | 0 | 0 | 2344.6026 | 0.044451 | 9 | Residential_2037_Economic_million_m3_Before Competition Groups_9 | Basement Wall Insulation | 4.445% | 0 | 104.2209 | Residential_2037_Economic_million_m3_Before Competition Groups_Basement Wall Insulation
Residential | Res ¦ Condensing Make Up Air Unit | 2037 | Economic | million_m3 | Before Competition Groups | 95.688 | 0 | 0 | 2344.6026 | 0.040812 | 10 | Residential_2037_Economic_million_m3_Before Competition Groups_10 | Condensing Make Up Air Unit | 4.081% | 0 | 95.688 | Residential_2037_Economic_million_m3_Before Competition Groups_Condensing Make Up Air Unit
Residential | Res ¦ Advanced BAS/Controllers | 2037 | Economic | million_m3 | Before Competition Groups | 63.6909 | 0 | 0 | 2344.6026 | 0.027165 | 11 | Residential_2037_Economic_million_m3_Before Competition Groups_11 | Advanced BAS/Controllers | 2.716% | 0 | 63.6909 | Residential_2037_Economic_million_m3_Before Competition Groups_Advanced BAS/Controllers
Residential | Res ¦ Building Recommissioning, Operations and Maintenance (O&M) Improvements | 2037 | Economic | million_m3 | Before Competition Groups | 52.6318 | 0 | 0 | 2344.6026 | 0.022448 | 12 | Residential_2037_Economic_million_m3_Before Competition Groups_12 | Building Recommissioning, Operations and Maintenance (O&M) Improvements | 2.245% | 0 | 52.6318 | Residential_2037_Economic_million_m3_Before Competition Groups_Building Recommissioning, Operations and Maintenance (O&M) Improvements
Residential | Res ¦ Floor Insulation | 2037 | Economic | million_m3 | Before Competition Groups | 41.0536 | 0 | 0 | 2344.6026 | 0.01751 | 13 | Residential_2037_Economic_million_m3_Before Competition Groups_13 | Floor Insulation | 1.751% | 0 | 41.0536 | Residential_2037_Economic_million_m3_Before Competition Groups_Floor Insulation
Residential | Res ¦ Duct Insulation | 2037 | Economic | million_m3 | Before Competition Groups | 38.3246 | 0 | 0 | 2344.6026 | 0.016346 | 14 | Residential_2037_Economic_million_m3_Before Competition Groups_14 | Duct Insulation | 1.635% | 0 | 38.3246 | Residential_2037_Economic_million_m3_Before Competition Groups_Duct Insulation
Residential | Res ¦ Duct Insulation MF | 2037 | Economic | million_m3 | Before Competition Groups | 38.0213 | 0 | 0 | 2344.6026 | 0.016217 | 15 | Residential_2037_Economic_million_m3_Before Competition Groups_15 | Duct Insulation MF | 1.622% | 0 | 38.0213 | Residential_2037_Economic_million_m3_Before Competition Groups_Duct Insulation MF
Residential | Res ¦ Demand Control Ventilation | 2037 | Economic | million_m3 | Before Competition Groups | 28.5477 | 0 | 0 | 2344.6026 | 0.012176 | 16 | Residential_2037_Economic_million_m3_Before Competition Groups_16 | Demand Control Ventilation | 1.218% | 0 | 28.5477 | Residential_2037_Economic_million_m3_Before Competition Groups_Demand Control Ventilation
Residential | Res ¦ Home Energy Reports | 2037 | Economic | million_m3 | Before Competition Groups | 19.404 | 0 | 0 | 2344.6026 | 0.008276 | 17 | Residential_2037_Economic_million_m3_Before Competition Groups_17 | Home Energy Reports | 0.8276% | 0 | 19.404 | Residential_2037_Economic_million_m3_Before Competition Groups_Home Energy Reports
Residential | Res ¦ Pool Cover | 2037 | Economic | million_m3 | Before Competition Groups | 13.0001 | 0 | 0 | 2344.6026 | 0.0055447 | 18 | Residential_2037_Economic_million_m3_Before Competition Groups_18 | Pool Cover | 0.5545% | 0 | 13.0001 | Residential_2037_Economic_million_m3_Before Competition Groups_Pool Cover
Residential | Res ¦ Wall Insulation | 2037 | Economic | million_m3 | Before Competition Groups | 12.6705 | 0 | 0 | 2344.6026 | 0.0054041 | 19 | Residential_2037_Economic_million_m3_Before Competition Groups_19 | Wall Insulation | 0.5404% | 0 | 12.6705 | Residential_2037_Economic_million_m3_Before Competition Groups_Wall Insulation
Residential | Res ¦ Wall Insulation MF | 2037 | Economic | million_m3 | Before Competition Groups | 6.4519 | 0 | 0 | 2344.6026 | 0.0027518 | 20 | Residential_2037_Economic_million_m3_Before Competition Groups_20 | Wall Insulation MF | 0.2752% | 0 | 6.4519 | Residential_2037_Economic_million_m3_Before Competition Groups_Wall Insulation MF
Residential | Res ¦ Water Heater Temperature Setback | 2037 | Economic | million_m3 | Before Competition Groups | 5.7849 | 0 | 0 | 2344.6026 | 0.0024673 | 21 | Residential_2037_Economic_million_m3_Before Competition Groups_21 | Water Heater Temperature Setback | 0.2467% | 0 | 5.7849 | Residential_2037_Economic_million_m3_Before Competition Groups_Water Heater Temperature Setback
Residential | Res ¦ Clothes Drying Racks | 2037 | Economic | million_m3 | Before Competition Groups | 0.99708 | 0 | 0 | 2344.6026 | 0.00042526 | 22 | Residential_2037_Economic_million_m3_Before Competition Groups_22 | Clothes Drying Racks | 0.04253% | 0 | 0.99708 | Residential_2037_Economic_million_m3_Before Competition Groups_Clothes Drying Racks
Residential | Res ¦ Minimize Hot and Warm Clothes Wash | 2037 | Economic | million_m3 | Before Competition Groups | 0.86334 | 0 | 0 | 2344.6026 | 0.00036822 | 23 | Residential_2037_Economic_million_m3_Before Competition Groups_23 | Minimize Hot and Warm Clothes Wash | 0.03682% | 0 | 0.86334 | Residential_2037_Economic_million_m3_Before Competition Groups_Minimize Hot and Warm Clothes Wash
Residential | Res ¦ Energy Star Clothes Washer | 2037 | Economic | million_m3 | Before Competition Groups | 0.35094 | 0 | 0 | 2344.6026 | 0.00014968 | 24 | Residential_2037_Economic_million_m3_Before Competition Groups_24 | Energy Star Clothes Washer | 0.01497% | 0 | 0.35094 | Residential_2037_Economic_million_m3_Before Competition Groups_Energy Star Clothes Washer
Residential | Res ¦ Comprehensive Draft Proofing | 2037 | SC A | million_m3 | Before Competition Groups | 137.6087 | 0 | 0 | 680.7037 | 0.20216 | 1 | Residential_2037_SC A_million_m3_Before Competition Groups_1 | Comprehensive Draft Proofing | 20.22% | 0 | 137.6087 | Residential_2037_SC A_million_m3_Before Competition Groups_Comprehensive Draft Proofing
Residential | Res ¦ Adaptive Thermostat | 2037 | SC A | million_m3 | Before Competition Groups | 111.2871 | 0 | 0 | 680.7037 | 0.16349 | 2 | Residential_2037_SC A_million_m3_Before Competition Groups_2 | Adaptive Thermostat | 16.35% | 0 | 111.2871 | Residential_2037_SC A_million_m3_Before Competition Groups_Adaptive Thermostat
Residential | Res ¦ High Efficiency Fireplace with Pilotless Ignition | 2037 | SC A | million_m3 | Before Competition Groups | 76.4429 | 0 | 0 | 680.7037 | 0.1123 | 3 | Residential_2037_SC A_million_m3_Before Competition Groups_3 | High Efficiency Fireplace with Pilotless Ignition | 11.23% | 0 | 76.4429 | Residential_2037_SC A_million_m3_Before Competition Groups_High Efficiency Fireplace with Pilotless Ignition
Residential | Res ¦ Air Sealing | 2037 | SC A | million_m3 | Before Competition Groups | 75.2423 | 0 | 0 | 680.7037 | 0.11054 | 4 | Residential_2037_SC A_million_m3_Before Competition Groups_4 | Air Sealing | 11.05% | 0 | 75.2423 | Residential_2037_SC A_million_m3_Before Competition Groups_Air Sealing
Residential | Res ¦ Advanced BAS/Controllers | 2037 | SC A | million_m3 | Before Competition Groups | 58.8521 | 0 | 0 | 680.7037 | 0.086458 | 5 | Residential_2037_SC A_million_m3_Before Competition Groups_5 | Advanced BAS/Controllers | 8.646% | 0 | 58.8521 | Residential_2037_SC A_million_m3_Before Competition Groups_Advanced BAS/Controllers
Residential | Res ¦ Building Recommissioning, Operations and Maintenance (O&M) Improvements | 2037 | SC A | million_m3 | Before Competition Groups | 48.3309 | 0 | 0 | 680.7037 | 0.071001 | 6 | Residential_2037_SC A_million_m3_Before Competition Groups_6 | Building Recommissioning, Operations and Maintenance (O&M) Improvements | 7.1% | 0 | 48.3309 | Residential_2037_SC A_million_m3_Before Competition Groups_Building Recommissioning, Operations and Maintenance (O&M) Improvements
Residential | Res ¦ Condensing Make Up Air Unit | 2037 | SC A | million_m3 | Before Competition Groups | 39.9686 | 0 | 0 | 680.7037 | 0.058717 | 7 | Residential_2037_SC A_million_m3_Before Competition Groups_7 | Condensing Make Up Air Unit | 5.872% | 0 | 39.9686 | Residential_2037_SC A_million_m3_Before Competition Groups_Condensing Make Up Air Unit
Residential | Res ¦ Basement Wall Insulation | 2037 | SC A | million_m3 | Before Competition Groups | 31.7179 | 0 | 0 | 680.7037 | 0.046596 | 8 | Residential_2037_SC A_million_m3_Before Competition Groups_8 | Basement Wall Insulation | 4.66% | 0 | 31.7179 | Residential_2037_SC A_million_m3_Before Competition Groups_Basement Wall Insulation
Residential | Res ¦ Attic Insulation | 2037 | SC A | million_m3 | Before Competition Groups | 21.4292 | 0 | 0 | 680.7037 | 0.031481 | 9 | Residential_2037_SC A_million_m3_Before Competition Groups_9 | Attic Insulation | 3.148% | 0 | 21.4292 | Residential_2037_SC A_million_m3_Before Competition Groups_Attic Insulation
Residential | Res ¦ Demand Control Ventilation | 2037 | SC A | million_m3 | Before Competition Groups | 18.004 | 0 | 0 | 680.7037 | 0.026449 | 10 | Residential_2037_SC A_million_m3_Before Competition Groups_10 | Demand Control Ventilation | 2.645% | 0 | 18.004 | Residential_2037_SC A_million_m3_Before Competition Groups_Demand Control Ventilation
Residential | Res ¦ Condensing Boiler | 2037 | SC A | million_m3 | Before Competition Groups | 17.813 | 0 | 0 | 680.7037 | 0.026168 | 11 | Residential_2037_SC A_million_m3_Before Competition Groups_11 | Condensing Boiler | 2.617% | 0 | 17.813 | Residential_2037_SC A_million_m3_Before Competition Groups_Condensing Boiler
Residential | Res ¦ Home Energy Reports | 2037 | SC A | million_m3 | Before Competition Groups | 13.6751 | 0 | 0 | 680.7037 | 0.02009 | 12 | Residential_2037_SC A_million_m3_Before Competition Groups_12 | Home Energy Reports | 2.009% | 0 | 13.6751 | Residential_2037_SC A_million_m3_Before Competition Groups_Home Energy Reports
Residential | Res ¦ High Efficiency Condensing Furnace | 2037 | SC A | million_m3 | Before Competition Groups | 11.0469 | 0 | 0 | 680.7037 | 0.016229 | 13 | Residential_2037_SC A_million_m3_Before Competition Groups_13 | High Efficiency Condensing Furnace | 1.623% | 0 | 11.0469 | Residential_2037_SC A_million_m3_Before Competition Groups_High Efficiency Condensing Furnace
Residential | Res ¦ Heat Recovery Ventilator | 2037 | SC A | million_m3 | Before Competition Groups | 9.3619 | 0 | 0 | 680.7037 | 0.013753 | 14 | Residential_2037_SC A_million_m3_Before Competition Groups_14 | Heat Recovery Ventilator | 1.375% | 0 | 9.3619 | Residential_2037_SC A_million_m3_Before Competition Groups_Heat Recovery Ventilator
Residential | Res ¦ Wall Insulation MF | 2037 | SC A | million_m3 | Before Competition Groups | 2.6988 | 0 | 0 | 680.7037 | 0.0039647 | 15 | Residential_2037_SC A_million_m3_Before Competition Groups_15 | Wall Insulation MF | 0.3965% | 0 | 2.6988 | Residential_2037_SC A_million_m3_Before Competition Groups_Wall Insulation MF
Residential | Res ¦ Duct Insulation MF | 2037 | SC A | million_m3 | Before Competition Groups | 2.1458 | 0 | 0 | 680.7037 | 0.0031523 | 16 | Residential_2037_SC A_million_m3_Before Competition Groups_16 | Duct Insulation MF | 0.3152% | 0 | 2.1458 | Residential_2037_SC A_million_m3_Before Competition Groups_Duct Insulation MF
Residential | Res ¦ Water Heater Temperature Setback | 2037 | SC A | million_m3 | Before Competition Groups | 1.3552 | 0 | 0 | 680.7037 | 0.0019909 | 17 | Residential_2037_SC A_million_m3_Before Competition Groups_17 | Water Heater Temperature Setback | 0.1991% | 0 | 1.3552 | Residential_2037_SC A_million_m3_Before Competition Groups_Water Heater Temperature Setback
Residential | Res ¦ Pool Cover | 2037 | SC A | million_m3 | Before Competition Groups | 1.1531 | 0 | 0 | 680.7037 | 0.001694 | 18 | Residential_2037_SC A_million_m3_Before Competition Groups_18 | Pool Cover | 0.1694% | 0 | 1.1531 | Residential_2037_SC A_million_m3_Before Competition Groups_Pool Cover
Residential | Res ¦ Duct Insulation | 2037 | SC A | million_m3 | Before Competition Groups | 1.0494 | 0 | 0 | 680.7037 | 0.0015416 | 19 | Residential_2037_SC A_million_m3_Before Competition Groups_19 | Duct Insulation | 0.1542% | 0 | 1.0494 | Residential_2037_SC A_million_m3_Before Competition Groups_Duct Insulation
Residential | Res ¦ Floor Insulation | 2037 | SC A | million_m3 | Before Competition Groups | 0.64747 | 0 | 0 | 680.7037 | 0.00095118 | 20 | Residential_2037_SC A_million_m3_Before Competition Groups_20 | Floor Insulation | 0.09512% | 0 | 0.64747 | Residential_2037_SC A_million_m3_Before Competition Groups_Floor Insulation
Residential | Res ¦ Minimize Hot and Warm Clothes Wash | 2037 | SC A | million_m3 | Before Competition Groups | 0.63727 | 0 | 0 | 680.7037 | 0.0009362 | 21 | Residential_2037_SC A_million_m3_Before Competition Groups_21 | Minimize Hot and Warm Clothes Wash | 0.09362% | 0 | 0.63727 | Residential_2037_SC A_million_m3_Before Competition Groups_Minimize Hot and Warm Clothes Wash
Residential | Res ¦ Wall Insulation | 2037 | SC A | million_m3 | Before Competition Groups | 0.16769 | 0 | 0 | 680.7037 | 0.00024635 | 22 | Residential_2037_SC A_million_m3_Before Competition Groups_22 | Wall Insulation | 0.02463% | 0 | 0.16769 | Residential_2037_SC A_million_m3_Before Competition Groups_Wall Insulation
Residential | Res ¦ Energy Star Clothes Washer | 2037 | SC A | million_m3 | Before Competition Groups | 0.067757 | 0 | 0 | 680.7037 | 9.954e-05 | 23 | Residential_2037_SC A_million_m3_Before Competition Groups_23 | Energy Star Clothes Washer | 0.009954% | 0 | 0.067757 | Residential_2037_SC A_million_m3_Before Competition Groups_Energy Star Clothes Washer
Residential | Res ¦ Clothes Drying Racks | 2037 | SC A | million_m3 | Before Competition Groups | 0.0007193 | 0 | 0 | 680.7037 | 1.0567e-06 | 24 | Residential_2037_SC A_million_m3_Before Competition Groups_24 | Clothes Drying Racks | 0.0001057% | 0 | 0.0007193 | Residential_2037_SC A_million_m3_Before Competition Groups_Clothes Drying Racks
Residential | Res ¦ Adaptive Thermostat | 2037 | SC B | million_m3 | Before Competition Groups | 268.8336 | 0 | 0 | 1561.6755 | 0.17214 | 1 | Residential_2037_SC B_million_m3_Before Competition Groups_1 | Adaptive Thermostat | 17.21% | 0 | 268.8336 | Residential_2037_SC B_million_m3_Before Competition Groups_Adaptive Thermostat
Residential | Res ¦ Air Sealing | 2037 | SC B | million_m3 | Before Competition Groups | 256.6241 | 0 | 0 | 1561.6755 | 0.16433 | 2 | Residential_2037_SC B_million_m3_Before Competition Groups_2 | Air Sealing | 16.43% | 0 | 256.6241 | Residential_2037_SC B_million_m3_Before Competition Groups_Air Sealing
Residential | Res ¦ Comprehensive Draft Proofing | 2037 | SC B | million_m3 | Before Competition Groups | 182.4772 | 0 | 0 | 1561.6755 | 0.11685 | 3 | Residential_2037_SC B_million_m3_Before Competition Groups_3 | Comprehensive Draft Proofing | 11.68% | 0 | 182.4772 | Residential_2037_SC B_million_m3_Before Competition Groups_Comprehensive Draft Proofing
Residential | Res ¦ High Efficiency Condensing Furnace | 2037 | SC B | million_m3 | Before Competition Groups | 116.907 | 0 | 0 | 1561.6755 | 0.07486 | 4 | Residential_2037_SC B_million_m3_Before Competition Groups_4 | High Efficiency Condensing Furnace | 7.486% | 0 | 116.907 | Residential_2037_SC B_million_m3_Before Competition Groups_High Efficiency Condensing Furnace
Residential | Res ¦ High Efficiency Fireplace with Pilotless Ignition | 2037 | SC B | million_m3 | Before Competition Groups | 114.9645 | 0 | 0 | 1561.6755 | 0.073616 | 5 | Residential_2037_SC B_million_m3_Before Competition Groups_5 | High Efficiency Fireplace with Pilotless Ignition | 7.362% | 0 | 114.9645 | Residential_2037_SC B_million_m3_Before Competition Groups_High Efficiency Fireplace with Pilotless Ignition
Residential | Res ¦ Condensing Boiler | 2037 | SC B | million_m3 | Before Competition Groups | 85.1284 | 0 | 0 | 1561.6755 | 0.054511 | 6 | Residential_2037_SC B_million_m3_Before Competition Groups_6 | Condensing Boiler | 5.451% | 0 | 85.1284 | Residential_2037_SC B_million_m3_Before Competition Groups_Condensing Boiler
Residential | Res ¦ Heat Recovery Ventilator | 2037 | SC B | million_m3 | Before Competition Groups | 84.9655 | 0 | 0 | 1561.6755 | 0.054407 | 7 | Residential_2037_SC B_million_m3_Before Competition Groups_7 | Heat Recovery Ventilator | 5.441% | 0 | 84.9655 | Residential_2037_SC B_million_m3_Before Competition Groups_Heat Recovery Ventilator
Residential | Res ¦ Advanced BAS/Controllers | 2037 | SC B | million_m3 | Before Competition Groups | 75.1596 | 0 | 0 | 1561.6755 | 0.048128 | 8 | Residential_2037_SC B_million_m3_Before Competition Groups_8 | Advanced BAS/Controllers | 4.813% | 0 | 75.1596 | Residential_2037_SC B_million_m3_Before Competition Groups_Advanced BAS/Controllers
Residential | Res ¦ Condensing Make Up Air Unit | 2037 | SC B | million_m3 | Before Competition Groups | 71.1739 | 0 | 0 | 1561.6755 | 0.045575 | 9 | Residential_2037_SC B_million_m3_Before Competition Groups_9 | Condensing Make Up Air Unit | 4.558% | 0 | 71.1739 | Residential_2037_SC B_million_m3_Before Competition Groups_Condensing Make Up Air Unit
Residential | Res ¦ Attic Insulation | 2037 | SC B | million_m3 | Before Competition Groups | 62.6601 | 0 | 0 | 1561.6755 | 0.040124 | 10 | Residential_2037_SC B_million_m3_Before Competition Groups_10 | Attic Insulation | 4.012% | 0 | 62.6601 | Residential_2037_SC B_million_m3_Before Competition Groups_Attic Insulation
Residential | Res ¦ Building Recommissioning, Operations and Maintenance (O&M) Improvements | 2037 | SC B | million_m3 | Before Competition Groups | 62.1092 | 0 | 0 | 1561.6755 | 0.039771 | 11 | Residential_2037_SC B_million_m3_Before Competition Groups_11 | Building Recommissioning, Operations and Maintenance (O&M) Improvements | 3.977% | 0 | 62.1092 | Residential_2037_SC B_million_m3_Before Competition Groups_Building Recommissioning, Operations and Maintenance (O&M) Improvements
Residential | Res ¦ Basement Wall Insulation | 2037 | SC B | million_m3 | Before Competition Groups | 52.0915 | 0 | 0 | 1561.6755 | 0.033356 | 12 | Residential_2037_SC B_million_m3_Before Competition Groups_12 | Basement Wall Insulation | 3.336% | 0 | 52.0915 | Residential_2037_SC B_million_m3_Before Competition Groups_Basement Wall Insulation
Residential | Res ¦ Demand Control Ventilation | 2037 | SC B | million_m3 | Before Competition Groups | 33.6878 | 0 | 0 | 1561.6755 | 0.021572 | 13 | Residential_2037_SC B_million_m3_Before Competition Groups_13 | Demand Control Ventilation | 2.157% | 0 | 33.6878 | Residential_2037_SC B_million_m3_Before Competition Groups_Demand Control Ventilation
Residential | Res ¦ Floor Insulation | 2037 | SC B | million_m3 | Before Competition Groups | 20.5037 | 0 | 0 | 1561.6755 | 0.013129 | 14 | Residential_2037_SC B_million_m3_Before Competition Groups_14 | Floor Insulation | 1.313% | 0 | 20.5037 | Residential_2037_SC B_million_m3_Before Competition Groups_Floor Insulation
Residential | Res ¦ Duct Insulation | 2037 | SC B | million_m3 | Before Competition Groups | 17.04 | 0 | 0 | 1561.6755 | 0.010911 | 15 | Residential_2037_SC B_million_m3_Before Competition Groups_15 | Duct Insulation | 1.091% | 0 | 17.04 | Residential_2037_SC B_million_m3_Before Competition Groups_Duct Insulation
Residential | Res ¦ Duct Insulation MF | 2037 | SC B | million_m3 | Before Competition Groups | 14.974 | 0 | 0 | 1561.6755 | 0.0095884 | 16 | Residential_2037_SC B_million_m3_Before Competition Groups_16 | Duct Insulation MF | 0.9588% | 0 | 14.974 | Residential_2037_SC B_million_m3_Before Competition Groups_Duct Insulation MF
Residential | Res ¦ Pool Cover | 2037 | SC B | million_m3 | Before Competition Groups | 14.5201 | 0 | 0 | 1561.6755 | 0.0092978 | 17 | Residential_2037_SC B_million_m3_Before Competition Groups_17 | Pool Cover | 0.9298% | 0 | 14.5201 | Residential_2037_SC B_million_m3_Before Competition Groups_Pool Cover
Residential | Res ¦ Home Energy Reports | 2037 | SC B | million_m3 | Before Competition Groups | 13.6751 | 0 | 0 | 1561.6755 | 0.0087567 | 18 | Residential_2037_SC B_million_m3_Before Competition Groups_18 | Home Energy Reports | 0.8757% | 0 | 13.6751 | Residential_2037_SC B_million_m3_Before Competition Groups_Home Energy Reports
Residential | Res ¦ Wall Insulation | 2037 | SC B | million_m3 | Before Competition Groups | 6.3286 | 0 | 0 | 1561.6755 | 0.0040525 | 19 | Residential_2037_SC B_million_m3_Before Competition Groups_19 | Wall Insulation | 0.4052% | 0 | 6.3286 | Residential_2037_SC B_million_m3_Before Competition Groups_Wall Insulation
Residential | Res ¦ Wall Insulation MF | 2037 | SC B | million_m3 | Before Competition Groups | 3.2252 | 0 | 0 | 1561.6755 | 0.0020652 | 20 | Residential_2037_SC B_million_m3_Before Competition Groups_20 | Wall Insulation MF | 0.2065% | 0 | 3.2252 | Residential_2037_SC B_million_m3_Before Competition Groups_Wall Insulation MF
Residential | Res ¦ Water Heater Temperature Setback | 2037 | SC B | million_m3 | Before Competition Groups | 2.1797 | 0 | 0 | 1561.6755 | 0.0013958 | 21 | Residential_2037_SC B_million_m3_Before Competition Groups_21 | Water Heater Temperature Setback | 0.1396% | 0 | 2.1797 | Residential_2037_SC B_million_m3_Before Competition Groups_Water Heater Temperature Setback
Residential | Res ¦ Clothes Drying Racks | 2037 | SC B | million_m3 | Before Competition Groups | 1.1762 | 0 | 0 | 1561.6755 | 0.00075317 | 22 | Residential_2037_SC B_million_m3_Before Competition Groups_22 | Clothes Drying Racks | 0.07532% | 0 | 1.1762 | Residential_2037_SC B_million_m3_Before Competition Groups_Clothes Drying Racks
Residential | Res ¦ Minimize Hot and Warm Clothes Wash | 2037 | SC B | million_m3 | Before Competition Groups | 0.63727 | 0 | 0 | 1561.6755 | 0.00040807 | 23 | Residential_2037_SC B_million_m3_Before Competition Groups_23 | Minimize Hot and Warm Clothes Wash | 0.04081% | 0 | 0.63727 | Residential_2037_SC B_million_m3_Before Competition Groups_Minimize Hot and Warm Clothes Wash
Residential | Res ¦ Energy Star Clothes Washer | 2037 | SC B | million_m3 | Before Competition Groups | 0.63303 | 0 | 0 | 1561.6755 | 0.00040535 | 24 | Residential_2037_SC B_million_m3_Before Competition Groups_24 | Energy Star Clothes Washer | 0.04054% | 0 | 0.63303 | Residential_2037_SC B_million_m3_Before Competition Groups_Energy Star Clothes Washer
Residential | Res ¦ Adaptive Thermostat | 2037 | SC C | million_m3 | Before Competition Groups | 153.8386 | 0 | 0 | 909.7098 | 0.16911 | 1 | Residential_2037_SC C_million_m3_Before Competition Groups_1 | Adaptive Thermostat | 16.91% | 0 | 153.8386 | Residential_2037_SC C_million_m3_Before Competition Groups_Adaptive Thermostat
Residential | Res ¦ Comprehensive Draft Proofing | 2037 | SC C | million_m3 | Before Competition Groups | 142.8843 | 0 | 0 | 909.7098 | 0.15707 | 2 | Residential_2037_SC C_million_m3_Before Competition Groups_2 | Comprehensive Draft Proofing | 15.71% | 0 | 142.8843 | Residential_2037_SC C_million_m3_Before Competition Groups_Comprehensive Draft Proofing
Residential | Res ¦ Air Sealing | 2037 | SC C | million_m3 | Before Competition Groups | 119.4697 | 0 | 0 | 909.7098 | 0.13133 | 3 | Residential_2037_SC C_million_m3_Before Competition Groups_3 | Air Sealing | 13.13% | 0 | 119.4697 | Residential_2037_SC C_million_m3_Before Competition Groups_Air Sealing
Residential | Res ¦ High Efficiency Fireplace with Pilotless Ignition | 2037 | SC C | million_m3 | Before Competition Groups | 106.6245 | 0 | 0 | 909.7098 | 0.11721 | 4 | Residential_2037_SC C_million_m3_Before Competition Groups_4 | High Efficiency Fireplace with Pilotless Ignition | 11.72% | 0 | 106.6245 | Residential_2037_SC C_million_m3_Before Competition Groups_High Efficiency Fireplace with Pilotless Ignition
Residential | Res ¦ Advanced BAS/Controllers | 2037 | SC C | million_m3 | Before Competition Groups | 58.8521 | 0 | 0 | 909.7098 | 0.064693 | 5 | Residential_2037_SC C_million_m3_Before Competition Groups_5 | Advanced BAS/Controllers | 6.469% | 0 | 58.8521 | Residential_2037_SC C_million_m3_Before Competition Groups_Advanced BAS/Controllers
Residential | Res ¦ Condensing Make Up Air Unit | 2037 | SC C | million_m3 | Before Competition Groups | 57.9387 | 0 | 0 | 909.7098 | 0.063689 | 6 | Residential_2037_SC C_million_m3_Before Competition Groups_6 | Condensing Make Up Air Unit | 6.369% | 0 | 57.9387 | Residential_2037_SC C_million_m3_Before Competition Groups_Condensing Make Up Air Unit
Residential | Res ¦ Basement Wall Insulation | 2037 | SC C | million_m3 | Before Competition Groups | 52.1023 | 0 | 0 | 909.7098 | 0.057274 | 7 | Residential_2037_SC C_million_m3_Before Competition Groups_7 | Basement Wall Insulation | 5.727% | 0 | 52.1023 | Residential_2037_SC C_million_m3_Before Competition Groups_Basement Wall Insulation
Residential | Res ¦ Building Recommissioning, Operations and Maintenance (O&M) Improvements | 2037 | SC C | million_m3 | Before Competition Groups | 48.6332 | 0 | 0 | 909.7098 | 0.05346 | 8 | Residential_2037_SC C_million_m3_Before Competition Groups_8 | Building Recommissioning, Operations and Maintenance (O&M) Improvements | 5.346% | 0 | 48.6332 | Residential_2037_SC C_million_m3_Before Competition Groups_Building Recommissioning, Operations and Maintenance (O&M) Improvements
Residential | Res ¦ Attic Insulation | 2037 | SC C | million_m3 | Before Competition Groups | 47.6989 | 0 | 0 | 909.7098 | 0.052433 | 9 | Residential_2037_SC C_million_m3_Before Competition Groups_9 | Attic Insulation | 5.243% | 0 | 47.6989 | Residential_2037_SC C_million_m3_Before Competition Groups_Attic Insulation
Residential | Res ¦ Condensing Boiler | 2037 | SC C | million_m3 | Before Competition Groups | 30.2527 | 0 | 0 | 909.7098 | 0.033255 | 10 | Residential_2037_SC C_million_m3_Before Competition Groups_10 | Condensing Boiler | 3.326% | 0 | 30.2527 | Residential_2037_SC C_million_m3_Before Competition Groups_Condensing Boiler
Residential | Res ¦ Demand Control Ventilation | 2037 | SC C | million_m3 | Before Competition Groups | 26.3788 | 0 | 0 | 909.7098 | 0.028997 | 11 | Residential_2037_SC C_million_m3_Before Competition Groups_11 | Demand Control Ventilation | 2.9% | 0 | 26.3788 | Residential_2037_SC C_million_m3_Before Competition Groups_Demand Control Ventilation
Residential | Res ¦ High Efficiency Condensing Furnace | 2037 | SC C | million_m3 | Before Competition Groups | 19.1654 | 0 | 0 | 909.7098 | 0.021068 | 12 | Residential_2037_SC C_million_m3_Before Competition Groups_12 | High Efficiency Condensing Furnace | 2.107% | 0 | 19.1654 | Residential_2037_SC C_million_m3_Before Competition Groups_High Efficiency Condensing Furnace
Residential | Res ¦ Heat Recovery Ventilator | 2037 | SC C | million_m3 | Before Competition Groups | 17.6608 | 0 | 0 | 909.7098 | 0.019414 | 13 | Residential_2037_SC C_million_m3_Before Competition Groups_13 | Heat Recovery Ventilator | 1.941% | 0 | 17.6608 | Residential_2037_SC C_million_m3_Before Competition Groups_Heat Recovery Ventilator
Residential | Res ¦ Home Energy Reports | 2037 | SC C | million_m3 | Before Competition Groups | 13.6751 | 0 | 0 | 909.7098 | 0.015032 | 14 | Residential_2037_SC C_million_m3_Before Competition Groups_14 | Home Energy Reports | 1.503% | 0 | 13.6751 | Residential_2037_SC C_million_m3_Before Competition Groups_Home Energy Reports
Residential | Res ¦ Duct Insulation MF | 2037 | SC C | million_m3 | Before Competition Groups | 3.7246 | 0 | 0 | 909.7098 | 0.0040943 | 15 | Residential_2037_SC C_million_m3_Before Competition Groups_15 | Duct Insulation MF | 0.4094% | 0 | 3.7246 | Residential_2037_SC C_million_m3_Before Competition Groups_Duct Insulation MF
Residential | Res ¦ Wall Insulation MF | 2037 | SC C | million_m3 | Before Competition Groups | 3.2255 | 0 | 0 | 909.7098 | 0.0035456 | 16 | Residential_2037_SC C_million_m3_Before Competition Groups_16 | Wall Insulation MF | 0.3546% | 0 | 3.2255 | Residential_2037_SC C_million_m3_Before Competition Groups_Wall Insulation MF
Residential | Res ¦ Pool Cover | 2037 | SC C | million_m3 | Before Competition Groups | 2.078 | 0 | 0 | 909.7098 | 0.0022843 | 17 | Residential_2037_SC C_million_m3_Before Competition Groups_17 | Pool Cover | 0.2284% | 0 | 2.078 | Residential_2037_SC C_million_m3_Before Competition Groups_Pool Cover
Residential | Res ¦ Duct Insulation | 2037 | SC C | million_m3 | Before Competition Groups | 1.7217 | 0 | 0 | 909.7098 | 0.0018926 | 18 | Residential_2037_SC C_million_m3_Before Competition Groups_18 | Duct Insulation | 0.1893% | 0 | 1.7217 | Residential_2037_SC C_million_m3_Before Competition Groups_Duct Insulation
Residential | Res ¦ Water Heater Temperature Setback | 2037 | SC C | million_m3 | Before Competition Groups | 1.4892 | 0 | 0 | 909.7098 | 0.001637 | 19 | Residential_2037_SC C_million_m3_Before Competition Groups_19 | Water Heater Temperature Setback | 0.1637% | 0 | 1.4892 | Residential_2037_SC C_million_m3_Before Competition Groups_Water Heater Temperature Setback
Residential | Res ¦ Floor Insulation | 2037 | SC C | million_m3 | Before Competition Groups | 1.2146 | 0 | 0 | 909.7098 | 0.0013351 | 20 | Residential_2037_SC C_million_m3_Before Competition Groups_20 | Floor Insulation | 0.1335% | 0 | 1.2146 | Residential_2037_SC C_million_m3_Before Competition Groups_Floor Insulation
Residential | Res ¦ Minimize Hot and Warm Clothes Wash | 2037 | SC C | million_m3 | Before Competition Groups | 0.63727 | 0 | 0 | 909.7098 | 0.00070052 | 21 | Residential_2037_SC C_million_m3_Before Competition Groups_21 | Minimize Hot and Warm Clothes Wash | 0.07005% | 0 | 0.63727 | Residential_2037_SC C_million_m3_Before Competition Groups_Minimize Hot and Warm Clothes Wash
Residential | Res ¦ Wall Insulation | 2037 | SC C | million_m3 | Before Competition Groups | 0.31866 | 0 | 0 | 909.7098 | 0.00035028 | 22 | Residential_2037_SC C_million_m3_Before Competition Groups_22 | Wall Insulation | 0.03503% | 0 | 0.31866 | Residential_2037_SC C_million_m3_Before Competition Groups_Wall Insulation
Residential | Res ¦ Energy Star Clothes Washer | 2037 | SC C | million_m3 | Before Competition Groups | 0.12463 | 0 | 0 | 909.7098 | 0.000137 | 23 | Residential_2037_SC C_million_m3_Before Competition Groups_23 | Energy Star Clothes Washer | 0.0137% | 0 | 0.12463 | Residential_2037_SC C_million_m3_Before Competition Groups_Energy Star Clothes Washer
Residential | Res ¦ Clothes Drying Racks | 2037 | SC C | million_m3 | Before Competition Groups | 0.0007193 | 0 | 0 | 909.7098 | 7.9069e-07 | 24 | Residential_2037_SC C_million_m3_Before Competition Groups_24 | Clothes Drying Racks | 7.907e-05% | 0 | 0.0007193 | Residential_2037_SC C_million_m3_Before Competition Groups_Clothes Drying Racks
Residential | Res ¦ Air Sealing | 2037 | Technical | million_m3 | Before Competition Groups | 513.4844 | 0 | 0 | 3896.9527 | 0.13177 | 1 | Residential_2037_Technical_million_m3_Before Competition Groups_1 | Air Sealing | 13.18% | 0 | 513.4844 | Residential_2037_Technical_million_m3_Before Competition Groups_Air Sealing
Residential | Res ¦ Adaptive Thermostat | 2037 | Technical | million_m3 | Before Competition Groups | 497.8157 | 0 | 0 | 3896.9527 | 0.12774 | 2 | Residential_2037_Technical_million_m3_Before Competition Groups_2 | Adaptive Thermostat | 12.77% | 0 | 497.8157 | Residential_2037_Technical_million_m3_Before Competition Groups_Adaptive Thermostat
Residential | Res ¦ Condensing Storage Water Heater | 2037 | Technical | million_m3 | Before Competition Groups | 250.9692 | 0 | 0 | 3896.9527 | 0.064401 | 3 | Residential_2037_Technical_million_m3_Before Competition Groups_3 | Condensing Storage Water Heater | 6.44% | 0 | 250.9692 | Residential_2037_Technical_million_m3_Before Competition Groups_Condensing Storage Water Heater
Residential | Res ¦ Tankless Water Heater | 2037 | Technical | million_m3 | Before Competition Groups | 211.3498 | 0 | 0 | 3896.9527 | 0.054235 | 4 | Residential_2037_Technical_million_m3_Before Competition Groups_4 | Tankless Water Heater | 5.423% | 0 | 211.3498 | Residential_2037_Technical_million_m3_Before Competition Groups_Tankless Water Heater
Residential | Res ¦ Energy Star Windows | 2037 | Technical | million_m3 | Before Competition Groups | 195.3772 | 0 | 0 | 3896.9527 | 0.050136 | 5 | Residential_2037_Technical_million_m3_Before Competition Groups_5 | Energy Star Windows | 5.014% | 0 | 195.3772 | Residential_2037_Technical_million_m3_Before Competition Groups_Energy Star Windows
Residential | Res ¦ Condensing Boiler | 2037 | Technical | million_m3 | Before Competition Groups | 163.9817 | 0 | 0 | 3896.9527 | 0.042079 | 6 | Residential_2037_Technical_million_m3_Before Competition Groups_6 | Condensing Boiler | 4.208% | 0 | 163.9817 | Residential_2037_Technical_million_m3_Before Competition Groups_Condensing Boiler
Residential | Res ¦ Heat Recovery Ventilator | 2037 | Technical | million_m3 | Before Competition Groups | 154.669 | 0 | 0 | 3896.9527 | 0.03969 | 7 | Residential_2037_Technical_million_m3_Before Competition Groups_7 | Heat Recovery Ventilator | 3.969% | 0 | 154.669 | Residential_2037_Technical_million_m3_Before Competition Groups_Heat Recovery Ventilator
Residential | Res ¦ Comprehensive Draft Proofing | 2037 | Technical | million_m3 | Before Competition Groups | 154.6323 | 0 | 0 | 3896.9527 | 0.03968 | 8 | Residential_2037_Technical_million_m3_Before Competition Groups_8 | Comprehensive Draft Proofing | 3.968% | 0 | 154.6323 | Residential_2037_Technical_million_m3_Before Competition Groups_Comprehensive Draft Proofing
Residential | Res ¦ Wall Insulation | 2037 | Technical | million_m3 | Before Competition Groups | 141.9797 | 0 | 0 | 3896.9527 | 0.036434 | 9 | Residential_2037_Technical_million_m3_Before Competition Groups_9 | Wall Insulation | 3.643% | 0 | 141.9797 | Residential_2037_Technical_million_m3_Before Competition Groups_Wall Insulation
Residential | Res ¦ High Efficiency Storage Water Heater | 2037 | Technical | million_m3 | Before Competition Groups | 140.1934 | 0 | 0 | 3896.9527 | 0.035975 | 10 | Residential_2037_Technical_million_m3_Before Competition Groups_10 | High Efficiency Storage Water Heater | 3.598% | 0 | 140.1934 | Residential_2037_Technical_million_m3_Before Competition Groups_High Efficiency Storage Water Heater
Residential | Res ¦ High Efficiency Condensing Furnace | 2037 | Technical | million_m3 | Before Competition Groups | 139.7729 | 0 | 0 | 3896.9527 | 0.035867 | 11 | Residential_2037_Technical_million_m3_Before Competition Groups_11 | High Efficiency Condensing Furnace | 3.587% | 0 | 139.7729 | Residential_2037_Technical_million_m3_Before Competition Groups_High Efficiency Condensing Furnace
Residential | Res ¦ High Efficiency Fireplace with Pilotless Ignition | 2037 | Technical | million_m3 | Before Competition Groups | 138.0389 | 0 | 0 | 3896.9527 | 0.035422 | 12 | Residential_2037_Technical_million_m3_Before Competition Groups_12 | High Efficiency Fireplace with Pilotless Ignition | 3.542% | 0 | 138.0389 | Residential_2037_Technical_million_m3_Before Competition Groups_High Efficiency Fireplace with Pilotless Ignition
Residential | Res ¦ Attic Insulation | 2037 | Technical | million_m3 | Before Competition Groups | 125.3756 | 0 | 0 | 3896.9527 | 0.032173 | 13 | Residential_2037_Technical_million_m3_Before Competition Groups_13 | Attic Insulation | 3.217% | 0 | 125.3756 | Residential_2037_Technical_million_m3_Before Competition Groups_Attic Insulation
Residential | Res ¦ DHW Recirculation Systems | 2037 | Technical | million_m3 | Before Competition Groups | 118.62 | 0 | 0 | 3896.9527 | 0.030439 | 14 | Residential_2037_Technical_million_m3_Before Competition Groups_14 | DHW Recirculation Systems | 3.044% | 0 | 118.62 | Residential_2037_Technical_million_m3_Before Competition Groups_DHW Recirculation Systems
Residential | Res ¦ Basement or Crawlspace Insulation | 2037 | Technical | million_m3 | Before Competition Groups | 106.5019 | 0 | 0 | 3896.9527 | 0.02733 | 15 | Residential_2037_Technical_million_m3_Before Competition Groups_15 | Basement or Crawlspace Insulation | 2.733% | 0 | 106.5019 | Residential_2037_Technical_million_m3_Before Competition Groups_Basement or Crawlspace Insulation
Residential | Res ¦ Basement Wall Insulation | 2037 | Technical | million_m3 | Before Competition Groups | 104.2209 | 0 | 0 | 3896.9527 | 0.026744 | 16 | Residential_2037_Technical_million_m3_Before Competition Groups_16 | Basement Wall Insulation | 2.674% | 0 | 104.2209 | Residential_2037_Technical_million_m3_Before Competition Groups_Basement Wall Insulation
Residential | Res ¦ Condensing Make Up Air Unit | 2037 | Technical | million_m3 | Before Competition Groups | 95.688 | 0 | 0 | 3896.9527 | 0.024555 | 17 | Residential_2037_Technical_million_m3_Before Competition Groups_17 | Condensing Make Up Air Unit | 2.455% | 0 | 95.688 | Residential_2037_Technical_million_m3_Before Competition Groups_Condensing Make Up Air Unit
Residential | Res ¦ Window Film | 2037 | Technical | million_m3 | Before Competition Groups | 73.2702 | 0 | 0 | 3896.9527 | 0.018802 | 18 | Residential_2037_Technical_million_m3_Before Competition Groups_18 | Window Film | 1.88% | 0 | 73.2702 | Residential_2037_Technical_million_m3_Before Competition Groups_Window Film
Residential | Res ¦ Furnace Tune Up | 2037 | Technical | million_m3 | Before Competition Groups | 70.8216 | 0 | 0 | 3896.9527 | 0.018174 | 19 | Residential_2037_Technical_million_m3_Before Competition Groups_19 | Furnace Tune Up | 1.817% | 0 | 70.8216 | Residential_2037_Technical_million_m3_Before Competition Groups_Furnace Tune Up
Residential | Res ¦ Advanced BAS/Controllers | 2037 | Technical | million_m3 | Before Competition Groups | 63.6909 | 0 | 0 | 3896.9527 | 0.016344 | 20 | Residential_2037_Technical_million_m3_Before Competition Groups_20 | Advanced BAS/Controllers | 1.634% | 0 | 63.6909 | Residential_2037_Technical_million_m3_Before Competition Groups_Advanced BAS/Controllers
Residential | Res ¦ Solar Water Heating System | 2037 | Technical | million_m3 | Before Competition Groups | 62.2759 | 0 | 0 | 3896.9527 | 0.015981 | 21 | Residential_2037_Technical_million_m3_Before Competition Groups_21 | Solar Water Heating System | 1.598% | 0 | 62.2759 | Residential_2037_Technical_million_m3_Before Competition Groups_Solar Water Heating System
Residential | Res ¦ Ceiling Insulation | 2037 | Technical | million_m3 | Before Competition Groups | 52.7714 | 0 | 0 | 3896.9527 | 0.013542 | 22 | Residential_2037_Technical_million_m3_Before Competition Groups_22 | Ceiling Insulation | 1.354% | 0 | 52.7714 | Residential_2037_Technical_million_m3_Before Competition Groups_Ceiling Insulation
Residential | Res ¦ Building Recommissioning, Operations and Maintenance (O&M) Improvements | 2037 | Technical | million_m3 | Before Competition Groups | 52.6318 | 0 | 0 | 3896.9527 | 0.013506 | 23 | Residential_2037_Technical_million_m3_Before Competition Groups_23 | Building Recommissioning, Operations and Maintenance (O&M) Improvements | 1.351% | 0 | 52.6318 | Residential_2037_Technical_million_m3_Before Competition Groups_Building Recommissioning, Operations and Maintenance (O&M) Improvements
Residential | Res ¦ Duct Insulation MF | 2037 | Technical | million_m3 | Before Competition Groups | 41.6503 | 0 | 0 | 3896.9527 | 0.010688 | 24 | Residential_2037_Technical_million_m3_Before Competition Groups_24 | Duct Insulation MF | 1.069% | 0 | 41.6503 | Residential_2037_Technical_million_m3_Before Competition Groups_Duct Insulation MF
Residential | Res ¦ Floor Insulation | 2037 | Technical | million_m3 | Before Competition Groups | 41.0536 | 0 | 0 | 3896.9527 | 0.010535 | 25 | Residential_2037_Technical_million_m3_Before Competition Groups_25 | Floor Insulation | 1.053% | 0 | 41.0536 | Residential_2037_Technical_million_m3_Before Competition Groups_Floor Insulation
Residential | Res ¦ Duct Insulation | 2037 | Technical | million_m3 | Before Competition Groups | 39.0181 | 0 | 0 | 3896.9527 | 0.010012 | 26 | Residential_2037_Technical_million_m3_Before Competition Groups_26 | Duct Insulation | 1.001% | 0 | 39.0181 | Residential_2037_Technical_million_m3_Before Competition Groups_Duct Insulation
Residential | Res ¦ Home Energy Reports | 2037 | Technical | million_m3 | Before Competition Groups | 32.5791 | 0 | 0 | 3896.9527 | 0.0083601 | 27 | Residential_2037_Technical_million_m3_Before Competition Groups_27 | Home Energy Reports | 0.836% | 0 | 32.5791 | Residential_2037_Technical_million_m3_Before Competition Groups_Home Energy Reports
Residential | Res ¦ Demand Control Ventilation | 2037 | Technical | million_m3 | Before Competition Groups | 28.5477 | 0 | 0 | 3896.9527 | 0.0073256 | 28 | Residential_2037_Technical_million_m3_Before Competition Groups_28 | Demand Control Ventilation | 0.7326% | 0 | 28.5477 | Residential_2037_Technical_million_m3_Before Competition Groups_Demand Control Ventilation
Residential | Res ¦ Early Hot Water Heater Replacement | 2037 | Technical | million_m3 | Before Competition Groups | 23.2445 | 0 | 0 | 3896.9527 | 0.0059648 | 29 | Residential_2037_Technical_million_m3_Before Competition Groups_29 | Early Hot Water Heater Replacement | 0.5965% | 0 | 23.2445 | Residential_2037_Technical_million_m3_Before Competition Groups_Early Hot Water Heater Replacement
Residential | Res ¦ Drain Water Heat Recovery | 2037 | Technical | million_m3 | Before Competition Groups | 19.8381 | 0 | 0 | 3896.9527 | 0.0050907 | 30 | Residential_2037_Technical_million_m3_Before Competition Groups_30 | Drain Water Heat Recovery | 0.5091% | 0 | 19.8381 | Residential_2037_Technical_million_m3_Before Competition Groups_Drain Water Heat Recovery
Residential | Res ¦ Pool Cover | 2037 | Technical | million_m3 | Before Competition Groups | 13.0001 | 0 | 0 | 3896.9527 | 0.003336 | 31 | Residential_2037_Technical_million_m3_Before Competition Groups_31 | Pool Cover | 0.3336% | 0 | 13.0001 | Residential_2037_Technical_million_m3_Before Competition Groups_Pool Cover
Residential | Res ¦ High Efficiency Gas Pool Heater | 2037 | Technical | million_m3 | Before Competition Groups | 11.8118 | 0 | 0 | 3896.9527 | 0.003031 | 32 | Residential_2037_Technical_million_m3_Before Competition Groups_32 | High Efficiency Gas Pool Heater | 0.3031% | 0 | 11.8118 | Residential_2037_Technical_million_m3_Before Competition Groups_High Efficiency Gas Pool Heater
Residential | Res ¦ Wall Insulation MF | 2037 | Technical | million_m3 | Before Competition Groups | 6.4519 | 0 | 0 | 3896.9527 | 0.0016556 | 33 | Residential_2037_Technical_million_m3_Before Competition Groups_33 | Wall Insulation MF | 0.1656% | 0 | 6.4519 | Residential_2037_Technical_million_m3_Before Competition Groups_Wall Insulation MF
Residential | Res ¦ Water Heater Temperature Setback | 2037 | Technical | million_m3 | Before Competition Groups | 5.7849 | 0 | 0 | 3896.9527 | 0.0014845 | 34 | Residential_2037_Technical_million_m3_Before Competition Groups_34 | Water Heater Temperature Setback | 0.1484% | 0 | 5.7849 | Residential_2037_Technical_million_m3_Before Competition Groups_Water Heater Temperature Setback
Residential | Res ¦ Energy Star Clothes Dryer | 2037 | Technical | million_m3 | Before Competition Groups | 2.6238 | 0 | 0 | 3896.9527 | 0.00067328 | 35 | Residential_2037_Technical_million_m3_Before Competition Groups_35 | Energy Star Clothes Dryer | 0.06733% | 0 | 2.6238 | Residential_2037_Technical_million_m3_Before Competition Groups_Energy Star Clothes Dryer
Residential | Res ¦ Energy Star Clothes Washer | 2037 | Technical | million_m3 | Before Competition Groups | 1.2544 | 0 | 0 | 3896.9527 | 0.00032189 | 36 | Residential_2037_Technical_million_m3_Before Competition Groups_36 | Energy Star Clothes Washer | 0.03219% | 0 | 1.2544 | Residential_2037_Technical_million_m3_Before Competition Groups_Energy Star Clothes Washer
Residential | Res ¦ Clothes Drying Racks | 2037 | Technical | million_m3 | Before Competition Groups | 0.99708 | 0 | 0 | 3896.9527 | 0.00025586 | 37 | Residential_2037_Technical_million_m3_Before Competition Groups_37 | Clothes Drying Racks | 0.02559% | 0 | 0.99708 | Residential_2037_Technical_million_m3_Before Competition Groups_Clothes Drying Racks
Residential | Res ¦ Minimize Hot and Warm Clothes Wash | 2037 | Technical | million_m3 | Before Competition Groups | 0.86334 | 0 | 0 | 3896.9527 | 0.00022154 | 38 | Residential_2037_Technical_million_m3_Before Competition Groups_38 | Minimize Hot and Warm Clothes Wash | 0.02215% | 0 | 0.86334 | Residential_2037_Technical_million_m3_Before Competition Groups_Minimize Hot and Warm Clothes Wash
Residential | Res ¦ Solar Water Preheat (Pools/DHW) | 2037 | Technical | million_m3 | Before Competition Groups | 0.10168 | 0 | 0 | 3896.9527 | 2.6093e-05 | 39 | Residential_2037_Technical_million_m3_Before Competition Groups_39 | Solar Water Preheat (Pools/DHW) | 0.002609% | 0 | 0.10168 | Residential_2037_Technical_million_m3_Before Competition Groups_Solar Water Preheat (Pools/DHW)
Residential | Res ¦ Air Sealing | 2038 | Economic | million_m3 | Before Competition Groups | 505.3714 | 0 | 0 | 2350.8332 | 0.21498 | 1 | Residential_2038_Economic_million_m3_Before Competition Groups_1 | Air Sealing | 21.5% | 0 | 505.3714 | Residential_2038_Economic_million_m3_Before Competition Groups_Air Sealing
Residential | Res ¦ Adaptive Thermostat | 2038 | Economic | million_m3 | Before Competition Groups | 497.5398 | 0 | 0 | 2350.8332 | 0.21164 | 2 | Residential_2038_Economic_million_m3_Before Competition Groups_2 | Adaptive Thermostat | 21.16% | 0 | 497.5398 | Residential_2038_Economic_million_m3_Before Competition Groups_Adaptive Thermostat
Residential | Res ¦ Heat Recovery Ventilator | 2038 | Economic | million_m3 | Before Competition Groups | 160.9476 | 0 | 0 | 2350.8332 | 0.068464 | 3 | Residential_2038_Economic_million_m3_Before Competition Groups_3 | Heat Recovery Ventilator | 6.846% | 0 | 160.9476 | Residential_2038_Economic_million_m3_Before Competition Groups_Heat Recovery Ventilator
Residential | Res ¦ Comprehensive Draft Proofing | 2038 | Economic | million_m3 | Before Competition Groups | 152.1892 | 0 | 0 | 2350.8332 | 0.064738 | 4 | Residential_2038_Economic_million_m3_Before Competition Groups_4 | Comprehensive Draft Proofing | 6.474% | 0 | 152.1892 | Residential_2038_Economic_million_m3_Before Competition Groups_Comprehensive Draft Proofing
Residential | Res ¦ High Efficiency Fireplace with Pilotless Ignition | 2038 | Economic | million_m3 | Before Competition Groups | 142.8513 | 0 | 0 | 2350.8332 | 0.060766 | 5 | Residential_2038_Economic_million_m3_Before Competition Groups_5 | High Efficiency Fireplace with Pilotless Ignition | 6.077% | 0 | 142.8513 | Residential_2038_Economic_million_m3_Before Competition Groups_High Efficiency Fireplace with Pilotless Ignition
Residential | Res ¦ High Efficiency Condensing Furnace | 2038 | Economic | million_m3 | Before Competition Groups | 133.5839 | 0 | 0 | 2350.8332 | 0.056824 | 6 | Residential_2038_Economic_million_m3_Before Competition Groups_6 | High Efficiency Condensing Furnace | 5.682% | 0 | 133.5839 | Residential_2038_Economic_million_m3_Before Competition Groups_High Efficiency Condensing Furnace
Residential | Res ¦ Attic Insulation | 2038 | Economic | million_m3 | Before Competition Groups | 123.3947 | 0 | 0 | 2350.8332 | 0.05249 | 7 | Residential_2038_Economic_million_m3_Before Competition Groups_7 | Attic Insulation | 5.249% | 0 | 123.3947 | Residential_2038_Economic_million_m3_Before Competition Groups_Attic Insulation
Residential | Res ¦ Condensing Boiler | 2038 | Economic | million_m3 | Before Competition Groups | 114.8876 | 0 | 0 | 2350.8332 | 0.048871 | 8 | Residential_2038_Economic_million_m3_Before Competition Groups_8 | Condensing Boiler | 4.887% | 0 | 114.8876 | Residential_2038_Economic_million_m3_Before Competition Groups_Condensing Boiler
Residential | Res ¦ Basement Wall Insulation | 2038 | Economic | million_m3 | Before Competition Groups | 102.5742 | 0 | 0 | 2350.8332 | 0.043633 | 9 | Residential_2038_Economic_million_m3_Before Competition Groups_9 | Basement Wall Insulation | 4.363% | 0 | 102.5742 | Residential_2038_Economic_million_m3_Before Competition Groups_Basement Wall Insulation
Residential | Res ¦ Condensing Make Up Air Unit | 2038 | Economic | million_m3 | Before Competition Groups | 99.0623 | 0 | 0 | 2350.8332 | 0.042139 | 10 | Residential_2038_Economic_million_m3_Before Competition Groups_10 | Condensing Make Up Air Unit | 4.214% | 0 | 99.0623 | Residential_2038_Economic_million_m3_Before Competition Groups_Condensing Make Up Air Unit
Residential | Res ¦ Advanced BAS/Controllers | 2038 | Economic | million_m3 | Before Competition Groups | 62.6846 | 0 | 0 | 2350.8332 | 0.026665 | 11 | Residential_2038_Economic_million_m3_Before Competition Groups_11 | Advanced BAS/Controllers | 2.666% | 0 | 62.6846 | Residential_2038_Economic_million_m3_Before Competition Groups_Advanced BAS/Controllers
Residential | Res ¦ Building Recommissioning, Operations and Maintenance (O&M) Improvements | 2038 | Economic | million_m3 | Before Competition Groups | 51.8002 | 0 | 0 | 2350.8332 | 0.022035 | 12 | Residential_2038_Economic_million_m3_Before Competition Groups_12 | Building Recommissioning, Operations and Maintenance (O&M) Improvements | 2.203% | 0 | 51.8002 | Residential_2038_Economic_million_m3_Before Competition Groups_Building Recommissioning, Operations and Maintenance (O&M) Improvements
Residential | Res ¦ Floor Insulation | 2038 | Economic | million_m3 | Before Competition Groups | 40.405 | 0 | 0 | 2350.8332 | 0.017188 | 13 | Residential_2038_Economic_million_m3_Before Competition Groups_13 | Floor Insulation | 1.719% | 0 | 40.405 | Residential_2038_Economic_million_m3_Before Competition Groups_Floor Insulation
Residential | Res ¦ Duct Insulation | 2038 | Economic | million_m3 | Before Competition Groups | 38.0798 | 0 | 0 | 2350.8332 | 0.016198 | 14 | Residential_2038_Economic_million_m3_Before Competition Groups_14 | Duct Insulation | 1.62% | 0 | 38.0798 | Residential_2038_Economic_million_m3_Before Competition Groups_Duct Insulation
Residential | Res ¦ Duct Insulation MF | 2038 | Economic | million_m3 | Before Competition Groups | 37.4206 | 0 | 0 | 2350.8332 | 0.015918 | 15 | Residential_2038_Economic_million_m3_Before Competition Groups_15 | Duct Insulation MF | 1.592% | 0 | 37.4206 | Residential_2038_Economic_million_m3_Before Competition Groups_Duct Insulation MF
Residential | Res ¦ Demand Control Ventilation | 2038 | Economic | million_m3 | Before Competition Groups | 28.0966 | 0 | 0 | 2350.8332 | 0.011952 | 16 | Residential_2038_Economic_million_m3_Before Competition Groups_16 | Demand Control Ventilation | 1.195% | 0 | 28.0966 | Residential_2038_Economic_million_m3_Before Competition Groups_Demand Control Ventilation
Residential | Res ¦ Home Energy Reports | 2038 | Economic | million_m3 | Before Competition Groups | 20.4208 | 0 | 0 | 2350.8332 | 0.0086866 | 17 | Residential_2038_Economic_million_m3_Before Competition Groups_17 | Home Energy Reports | 0.8687% | 0 | 20.4208 | Residential_2038_Economic_million_m3_Before Competition Groups_Home Energy Reports
Residential | Res ¦ Pool Cover | 2038 | Economic | million_m3 | Before Competition Groups | 12.7947 | 0 | 0 | 2350.8332 | 0.0054426 | 18 | Residential_2038_Economic_million_m3_Before Competition Groups_18 | Pool Cover | 0.5443% | 0 | 12.7947 | Residential_2038_Economic_million_m3_Before Competition Groups_Pool Cover
Residential | Res ¦ Wall Insulation | 2038 | Economic | million_m3 | Before Competition Groups | 12.4703 | 0 | 0 | 2350.8332 | 0.0053046 | 19 | Residential_2038_Economic_million_m3_Before Competition Groups_19 | Wall Insulation | 0.5305% | 0 | 12.4703 | Residential_2038_Economic_million_m3_Before Competition Groups_Wall Insulation
Residential | Res ¦ Wall Insulation MF | 2038 | Economic | million_m3 | Before Competition Groups | 6.35 | 0 | 0 | 2350.8332 | 0.0027012 | 20 | Residential_2038_Economic_million_m3_Before Competition Groups_20 | Wall Insulation MF | 0.2701% | 0 | 6.35 | Residential_2038_Economic_million_m3_Before Competition Groups_Wall Insulation MF
Residential | Res ¦ Water Heater Temperature Setback | 2038 | Economic | million_m3 | Before Competition Groups | 5.6935 | 0 | 0 | 2350.8332 | 0.0024219 | 21 | Residential_2038_Economic_million_m3_Before Competition Groups_21 | Water Heater Temperature Setback | 0.2422% | 0 | 5.6935 | Residential_2038_Economic_million_m3_Before Competition Groups_Water Heater Temperature Setback
Residential | Res ¦ Clothes Drying Racks | 2038 | Economic | million_m3 | Before Competition Groups | 0.98132 | 0 | 0 | 2350.8332 | 0.00041744 | 22 | Residential_2038_Economic_million_m3_Before Competition Groups_22 | Clothes Drying Racks | 0.04174% | 0 | 0.98132 | Residential_2038_Economic_million_m3_Before Competition Groups_Clothes Drying Racks
Residential | Res ¦ Minimize Hot and Warm Clothes Wash | 2038 | Economic | million_m3 | Before Competition Groups | 0.8497 | 0 | 0 | 2350.8332 | 0.00036144 | 23 | Residential_2038_Economic_million_m3_Before Competition Groups_23 | Minimize Hot and Warm Clothes Wash | 0.03614% | 0 | 0.8497 | Residential_2038_Economic_million_m3_Before Competition Groups_Minimize Hot and Warm Clothes Wash
Residential | Res ¦ Energy Star Clothes Washer | 2038 | Economic | million_m3 | Before Competition Groups | 0.38414 | 0 | 0 | 2350.8332 | 0.00016341 | 24 | Residential_2038_Economic_million_m3_Before Competition Groups_24 | Energy Star Clothes Washer | 0.01634% | 0 | 0.38414 | Residential_2038_Economic_million_m3_Before Competition Groups_Energy Star Clothes Washer
Residential | Res ¦ Comprehensive Draft Proofing | 2038 | SC A | million_m3 | Before Competition Groups | 142.451 | 0 | 0 | 713.6703 | 0.1996 | 1 | Residential_2038_SC A_million_m3_Before Competition Groups_1 | Comprehensive Draft Proofing | 19.96% | 0 | 142.451 | Residential_2038_SC A_million_m3_Before Competition Groups_Comprehensive Draft Proofing
Residential | Res ¦ Adaptive Thermostat | 2038 | SC A | million_m3 | Before Competition Groups | 117.6844 | 0 | 0 | 713.6703 | 0.1649 | 2 | Residential_2038_SC A_million_m3_Before Competition Groups_2 | Adaptive Thermostat | 16.49% | 0 | 117.6844 | Residential_2038_SC A_million_m3_Before Competition Groups_Adaptive Thermostat
Residential | Res ¦ High Efficiency Fireplace with Pilotless Ignition | 2038 | SC A | million_m3 | Before Competition Groups | 79.6607 | 0 | 0 | 713.6703 | 0.11162 | 3 | Residential_2038_SC A_million_m3_Before Competition Groups_3 | High Efficiency Fireplace with Pilotless Ignition | 11.16% | 0 | 79.6607 | Residential_2038_SC A_million_m3_Before Competition Groups_High Efficiency Fireplace with Pilotless Ignition
Residential | Res ¦ Air Sealing | 2038 | SC A | million_m3 | Before Competition Groups | 79.4866 | 0 | 0 | 713.6703 | 0.11138 | 4 | Residential_2038_SC A_million_m3_Before Competition Groups_4 | Air Sealing | 11.14% | 0 | 79.4866 | Residential_2038_SC A_million_m3_Before Competition Groups_Air Sealing
Residential | Res ¦ Advanced BAS/Controllers | 2038 | SC A | million_m3 | Before Competition Groups | 60.7301 | 0 | 0 | 713.6703 | 0.085096 | 5 | Residential_2038_SC A_million_m3_Before Competition Groups_5 | Advanced BAS/Controllers | 8.51% | 0 | 60.7301 | Residential_2038_SC A_million_m3_Before Competition Groups_Advanced BAS/Controllers
Residential | Res ¦ Building Recommissioning, Operations and Maintenance (O&M) Improvements | 2038 | SC A | million_m3 | Before Competition Groups | 49.8636 | 0 | 0 | 713.6703 | 0.069869 | 6 | Residential_2038_SC A_million_m3_Before Competition Groups_6 | Building Recommissioning, Operations and Maintenance (O&M) Improvements | 6.987% | 0 | 49.8636 | Residential_2038_SC A_million_m3_Before Competition Groups_Building Recommissioning, Operations and Maintenance (O&M) Improvements
Residential | Res ¦ Condensing Make Up Air Unit | 2038 | SC A | million_m3 | Before Competition Groups | 42.5381 | 0 | 0 | 713.6703 | 0.059605 | 7 | Residential_2038_SC A_million_m3_Before Competition Groups_7 | Condensing Make Up Air Unit | 5.96% | 0 | 42.5381 | Residential_2038_SC A_million_m3_Before Competition Groups_Condensing Make Up Air Unit
Residential | Res ¦ Basement Wall Insulation | 2038 | SC A | million_m3 | Before Competition Groups | 33.6111 | 0 | 0 | 713.6703 | 0.047096 | 8 | Residential_2038_SC A_million_m3_Before Competition Groups_8 | Basement Wall Insulation | 4.71% | 0 | 33.6111 | Residential_2038_SC A_million_m3_Before Competition Groups_Basement Wall Insulation
Residential | Res ¦ Attic Insulation | 2038 | SC A | million_m3 | Before Competition Groups | 22.7739 | 0 | 0 | 713.6703 | 0.031911 | 9 | Residential_2038_SC A_million_m3_Before Competition Groups_9 | Attic Insulation | 3.191% | 0 | 22.7739 | Residential_2038_SC A_million_m3_Before Competition Groups_Attic Insulation
Residential | Res ¦ Condensing Boiler | 2038 | SC A | million_m3 | Before Competition Groups | 19.0823 | 0 | 0 | 713.6703 | 0.026738 | 10 | Residential_2038_SC A_million_m3_Before Competition Groups_10 | Condensing Boiler | 2.674% | 0 | 19.0823 | Residential_2038_SC A_million_m3_Before Competition Groups_Condensing Boiler
Residential | Res ¦ Demand Control Ventilation | 2038 | SC A | million_m3 | Before Competition Groups | 18.9435 | 0 | 0 | 713.6703 | 0.026544 | 11 | Residential_2038_SC A_million_m3_Before Competition Groups_11 | Demand Control Ventilation | 2.654% | 0 | 18.9435 | Residential_2038_SC A_million_m3_Before Competition Groups_Demand Control Ventilation
Residential | Res ¦ Home Energy Reports | 2038 | SC A | million_m3 | Before Competition Groups | 14.4376 | 0 | 0 | 713.6703 | 0.02023 | 12 | Residential_2038_SC A_million_m3_Before Competition Groups_12 | Home Energy Reports | 2.023% | 0 | 14.4376 | Residential_2038_SC A_million_m3_Before Competition Groups_Home Energy Reports
Residential | Res ¦ High Efficiency Condensing Furnace | 2038 | SC A | million_m3 | Before Competition Groups | 11.5777 | 0 | 0 | 713.6703 | 0.016223 | 13 | Residential_2038_SC A_million_m3_Before Competition Groups_13 | High Efficiency Condensing Furnace | 1.622% | 0 | 11.5777 | Residential_2038_SC A_million_m3_Before Competition Groups_High Efficiency Condensing Furnace
Residential | Res ¦ Heat Recovery Ventilator | 2038 | SC A | million_m3 | Before Competition Groups | 10.2572 | 0 | 0 | 713.6703 | 0.014372 | 14 | Residential_2038_SC A_million_m3_Before Competition Groups_14 | Heat Recovery Ventilator | 1.437% | 0 | 10.2572 | Residential_2038_SC A_million_m3_Before Competition Groups_Heat Recovery Ventilator
Residential | Res ¦ Wall Insulation MF | 2038 | SC A | million_m3 | Before Competition Groups | 2.8772 | 0 | 0 | 713.6703 | 0.0040315 | 15 | Residential_2038_SC A_million_m3_Before Competition Groups_15 | Wall Insulation MF | 0.4031% | 0 | 2.8772 | Residential_2038_SC A_million_m3_Before Competition Groups_Wall Insulation MF
Residential | Res ¦ Duct Insulation MF | 2038 | SC A | million_m3 | Before Competition Groups | 2.2581 | 0 | 0 | 713.6703 | 0.0031641 | 16 | Residential_2038_SC A_million_m3_Before Competition Groups_16 | Duct Insulation MF | 0.3164% | 0 | 2.2581 | Residential_2038_SC A_million_m3_Before Competition Groups_Duct Insulation MF
Residential | Res ¦ Water Heater Temperature Setback | 2038 | SC A | million_m3 | Before Competition Groups | 1.5439 | 0 | 0 | 713.6703 | 0.0021633 | 17 | Residential_2038_SC A_million_m3_Before Competition Groups_17 | Water Heater Temperature Setback | 0.2163% | 0 | 1.5439 | Residential_2038_SC A_million_m3_Before Competition Groups_Water Heater Temperature Setback
Residential | Res ¦ Pool Cover | 2038 | SC A | million_m3 | Before Competition Groups | 1.2248 | 0 | 0 | 713.6703 | 0.0017162 | 18 | Residential_2038_SC A_million_m3_Before Competition Groups_18 | Pool Cover | 0.1716% | 0 | 1.2248 | Residential_2038_SC A_million_m3_Before Competition Groups_Pool Cover
Residential | Res ¦ Duct Insulation | 2038 | SC A | million_m3 | Before Competition Groups | 1.1051 | 0 | 0 | 713.6703 | 0.0015485 | 19 | Residential_2038_SC A_million_m3_Before Competition Groups_19 | Duct Insulation | 0.1549% | 0 | 1.1051 | Residential_2038_SC A_million_m3_Before Competition Groups_Duct Insulation
Residential | Res ¦ Floor Insulation | 2038 | SC A | million_m3 | Before Competition Groups | 0.67578 | 0 | 0 | 713.6703 | 0.0009469 | 20 | Residential_2038_SC A_million_m3_Before Competition Groups_20 | Floor Insulation | 0.09469% | 0 | 0.67578 | Residential_2038_SC A_million_m3_Before Competition Groups_Floor Insulation
Residential | Res ¦ Minimize Hot and Warm Clothes Wash | 2038 | SC A | million_m3 | Before Competition Groups | 0.63727 | 0 | 0 | 713.6703 | 0.00089295 | 21 | Residential_2038_SC A_million_m3_Before Competition Groups_21 | Minimize Hot and Warm Clothes Wash | 0.08929% | 0 | 0.63727 | Residential_2038_SC A_million_m3_Before Competition Groups_Minimize Hot and Warm Clothes Wash
Residential | Res ¦ Wall Insulation | 2038 | SC A | million_m3 | Before Competition Groups | 0.17452 | 0 | 0 | 713.6703 | 0.00024454 | 22 | Residential_2038_SC A_million_m3_Before Competition Groups_22 | Wall Insulation | 0.02445% | 0 | 0.17452 | Residential_2038_SC A_million_m3_Before Competition Groups_Wall Insulation
Residential | Res ¦ Energy Star Clothes Washer | 2038 | SC A | million_m3 | Before Competition Groups | 0.075024 | 0 | 0 | 713.6703 | 0.00010512 | 23 | Residential_2038_SC A_million_m3_Before Competition Groups_23 | Energy Star Clothes Washer | 0.01051% | 0 | 0.075024 | Residential_2038_SC A_million_m3_Before Competition Groups_Energy Star Clothes Washer
Residential | Res ¦ Clothes Drying Racks | 2038 | SC A | million_m3 | Before Competition Groups | 0.00074906 | 0 | 0 | 713.6703 | 1.0496e-06 | 24 | Residential_2038_SC A_million_m3_Before Competition Groups_24 | Clothes Drying Racks | 0.000105% | 0 | 0.00074906 | Residential_2038_SC A_million_m3_Before Competition Groups_Clothes Drying Racks
Residential | Res ¦ Adaptive Thermostat | 2038 | SC B | million_m3 | Before Competition Groups | 286.7841 | 0 | 0 | 1637.7863 | 0.1751 | 1 | Residential_2038_SC B_million_m3_Before Competition Groups_1 | Adaptive Thermostat | 17.51% | 0 | 286.7841 | Residential_2038_SC B_million_m3_Before Competition Groups_Adaptive Thermostat
Residential | Res ¦ Air Sealing | 2038 | SC B | million_m3 | Before Competition Groups | 274.9934 | 0 | 0 | 1637.7863 | 0.16791 | 2 | Residential_2038_SC B_million_m3_Before Competition Groups_2 | Air Sealing | 16.79% | 0 | 274.9934 | Residential_2038_SC B_million_m3_Before Competition Groups_Air Sealing
Residential | Res ¦ Comprehensive Draft Proofing | 2038 | SC B | million_m3 | Before Competition Groups | 182.8956 | 0 | 0 | 1637.7863 | 0.11167 | 3 | Residential_2038_SC B_million_m3_Before Competition Groups_3 | Comprehensive Draft Proofing | 11.17% | 0 | 182.8956 | Residential_2038_SC B_million_m3_Before Competition Groups_Comprehensive Draft Proofing
Residential | Res ¦ High Efficiency Condensing Furnace | 2038 | SC B | million_m3 | Before Competition Groups | 121.5472 | 0 | 0 | 1637.7863 | 0.074214 | 4 | Residential_2038_SC B_million_m3_Before Competition Groups_4 | High Efficiency Condensing Furnace | 7.421% | 0 | 121.5472 | Residential_2038_SC B_million_m3_Before Competition Groups_High Efficiency Condensing Furnace
Residential | Res ¦ High Efficiency Fireplace with Pilotless Ignition | 2038 | SC B | million_m3 | Before Competition Groups | 119.7051 | 0 | 0 | 1637.7863 | 0.07309 | 5 | Residential_2038_SC B_million_m3_Before Competition Groups_5 | High Efficiency Fireplace with Pilotless Ignition | 7.309% | 0 | 119.7051 | Residential_2038_SC B_million_m3_Before Competition Groups_High Efficiency Fireplace with Pilotless Ignition
Residential | Res ¦ Heat Recovery Ventilator | 2038 | SC B | million_m3 | Before Competition Groups | 91.1711 | 0 | 0 | 1637.7863 | 0.055667 | 6 | Residential_2038_SC B_million_m3_Before Competition Groups_6 | Heat Recovery Ventilator | 5.567% | 0 | 91.1711 | Residential_2038_SC B_million_m3_Before Competition Groups_Heat Recovery Ventilator
Residential | Res ¦ Condensing Boiler | 2038 | SC B | million_m3 | Before Competition Groups | 90.9783 | 0 | 0 | 1637.7863 | 0.05555 | 7 | Residential_2038_SC B_million_m3_Before Competition Groups_7 | Condensing Boiler | 5.555% | 0 | 90.9783 | Residential_2038_SC B_million_m3_Before Competition Groups_Condensing Boiler
Residential | Res ¦ Advanced BAS/Controllers | 2038 | SC B | million_m3 | Before Competition Groups | 75.3319 | 0 | 0 | 1637.7863 | 0.045996 | 8 | Residential_2038_SC B_million_m3_Before Competition Groups_8 | Advanced BAS/Controllers | 4.6% | 0 | 75.3319 | Residential_2038_SC B_million_m3_Before Competition Groups_Advanced BAS/Controllers
Residential | Res ¦ Condensing Make Up Air Unit | 2038 | SC B | million_m3 | Before Competition Groups | 74.8939 | 0 | 0 | 1637.7863 | 0.045729 | 9 | Residential_2038_SC B_million_m3_Before Competition Groups_9 | Condensing Make Up Air Unit | 4.573% | 0 | 74.8939 | Residential_2038_SC B_million_m3_Before Competition Groups_Condensing Make Up Air Unit
Residential | Res ¦ Attic Insulation | 2038 | SC B | million_m3 | Before Competition Groups | 67.1454 | 0 | 0 | 1637.7863 | 0.040998 | 10 | Residential_2038_SC B_million_m3_Before Competition Groups_10 | Attic Insulation | 4.1% | 0 | 67.1454 | Residential_2038_SC B_million_m3_Before Competition Groups_Attic Insulation
Residential | Res ¦ Building Recommissioning, Operations and Maintenance (O&M) Improvements | 2038 | SC B | million_m3 | Before Competition Groups | 62.2517 | 0 | 0 | 1637.7863 | 0.03801 | 11 | Residential_2038_SC B_million_m3_Before Competition Groups_11 | Building Recommissioning, Operations and Maintenance (O&M) Improvements | 3.801% | 0 | 62.2517 | Residential_2038_SC B_million_m3_Before Competition Groups_Building Recommissioning, Operations and Maintenance (O&M) Improvements
Residential | Res ¦ Basement Wall Insulation | 2038 | SC B | million_m3 | Before Competition Groups | 55.8202 | 0 | 0 | 1637.7863 | 0.034083 | 12 | Residential_2038_SC B_million_m3_Before Competition Groups_12 | Basement Wall Insulation | 3.408% | 0 | 55.8202 | Residential_2038_SC B_million_m3_Before Competition Groups_Basement Wall Insulation
Residential | Res ¦ Demand Control Ventilation | 2038 | SC B | million_m3 | Before Competition Groups | 33.7651 | 0 | 0 | 1637.7863 | 0.020616 | 13 | Residential_2038_SC B_million_m3_Before Competition Groups_13 | Demand Control Ventilation | 2.062% | 0 | 33.7651 | Residential_2038_SC B_million_m3_Before Competition Groups_Demand Control Ventilation
Residential | Res ¦ Floor Insulation | 2038 | SC B | million_m3 | Before Competition Groups | 21.9717 | 0 | 0 | 1637.7863 | 0.013415 | 14 | Residential_2038_SC B_million_m3_Before Competition Groups_14 | Floor Insulation | 1.342% | 0 | 21.9717 | Residential_2038_SC B_million_m3_Before Competition Groups_Floor Insulation
Residential | Res ¦ Duct Insulation | 2038 | SC B | million_m3 | Before Competition Groups | 18.3525 | 0 | 0 | 1637.7863 | 0.011206 | 15 | Residential_2038_SC B_million_m3_Before Competition Groups_15 | Duct Insulation | 1.121% | 0 | 18.3525 | Residential_2038_SC B_million_m3_Before Competition Groups_Duct Insulation
Residential | Res ¦ Duct Insulation MF | 2038 | SC B | million_m3 | Before Competition Groups | 16.1498 | 0 | 0 | 1637.7863 | 0.0098607 | 16 | Residential_2038_SC B_million_m3_Before Competition Groups_16 | Duct Insulation MF | 0.9861% | 0 | 16.1498 | Residential_2038_SC B_million_m3_Before Competition Groups_Duct Insulation MF
Residential | Res ¦ Pool Cover | 2038 | SC B | million_m3 | Before Competition Groups | 14.5838 | 0 | 0 | 1637.7863 | 0.0089046 | 17 | Residential_2038_SC B_million_m3_Before Competition Groups_17 | Pool Cover | 0.8905% | 0 | 14.5838 | Residential_2038_SC B_million_m3_Before Competition Groups_Pool Cover
Residential | Res ¦ Home Energy Reports | 2038 | SC B | million_m3 | Before Competition Groups | 14.4376 | 0 | 0 | 1637.7863 | 0.0088153 | 18 | Residential_2038_SC B_million_m3_Before Competition Groups_18 | Home Energy Reports | 0.8815% | 0 | 14.4376 | Residential_2038_SC B_million_m3_Before Competition Groups_Home Energy Reports
Residential | Res ¦ Wall Insulation | 2038 | SC B | million_m3 | Before Competition Groups | 6.7817 | 0 | 0 | 1637.7863 | 0.0041408 | 19 | Residential_2038_SC B_million_m3_Before Competition Groups_19 | Wall Insulation | 0.4141% | 0 | 6.7817 | Residential_2038_SC B_million_m3_Before Competition Groups_Wall Insulation
Residential | Res ¦ Wall Insulation MF | 2038 | SC B | million_m3 | Before Competition Groups | 3.4561 | 0 | 0 | 1637.7863 | 0.0021102 | 20 | Residential_2038_SC B_million_m3_Before Competition Groups_20 | Wall Insulation MF | 0.211% | 0 | 3.4561 | Residential_2038_SC B_million_m3_Before Competition Groups_Wall Insulation MF
Residential | Res ¦ Water Heater Temperature Setback | 2038 | SC B | million_m3 | Before Competition Groups | 2.2652 | 0 | 0 | 1637.7863 | 0.0013831 | 21 | Residential_2038_SC B_million_m3_Before Competition Groups_21 | Water Heater Temperature Setback | 0.1383% | 0 | 2.2652 | Residential_2038_SC B_million_m3_Before Competition Groups_Water Heater Temperature Setback
Residential | Res ¦ Clothes Drying Racks | 2038 | SC B | million_m3 | Before Competition Groups | 1.1789 | 0 | 0 | 1637.7863 | 0.00071984 | 22 | Residential_2038_SC B_million_m3_Before Competition Groups_22 | Clothes Drying Racks | 0.07198% | 0 | 1.1789 | Residential_2038_SC B_million_m3_Before Competition Groups_Clothes Drying Racks
Residential | Res ¦ Energy Star Clothes Washer | 2038 | SC B | million_m3 | Before Competition Groups | 0.68862 | 0 | 0 | 1637.7863 | 0.00042046 | 23 | Residential_2038_SC B_million_m3_Before Competition Groups_23 | Energy Star Clothes Washer | 0.04205% | 0 | 0.68862 | Residential_2038_SC B_million_m3_Before Competition Groups_Energy Star Clothes Washer
Residential | Res ¦ Minimize Hot and Warm Clothes Wash | 2038 | SC B | million_m3 | Before Competition Groups | 0.63727 | 0 | 0 | 1637.7863 | 0.00038911 | 24 | Residential_2038_SC B_million_m3_Before Competition Groups_24 | Minimize Hot and Warm Clothes Wash | 0.03891% | 0 | 0.63727 | Residential_2038_SC B_million_m3_Before Competition Groups_Minimize Hot and Warm Clothes Wash
Residential | Res ¦ Adaptive Thermostat | 2038 | SC C | million_m3 | Before Competition Groups | 164.3307 | 0 | 0 | 960.7057 | 0.17105 | 1 | Residential_2038_SC C_million_m3_Before Competition Groups_1 | Adaptive Thermostat | 17.11% | 0 | 164.3307 | Residential_2038_SC C_million_m3_Before Competition Groups_Adaptive Thermostat
Residential | Res ¦ Comprehensive Draft Proofing | 2038 | SC C | million_m3 | Before Competition Groups | 147.444 | 0 | 0 | 960.7057 | 0.15347 | 2 | Residential_2038_SC C_million_m3_Before Competition Groups_2 | Comprehensive Draft Proofing | 15.35% | 0 | 147.444 | Residential_2038_SC C_million_m3_Before Competition Groups_Comprehensive Draft Proofing
Residential | Res ¦ Air Sealing | 2038 | SC C | million_m3 | Before Competition Groups | 128.1714 | 0 | 0 | 960.7057 | 0.13341 | 3 | Residential_2038_SC C_million_m3_Before Competition Groups_3 | Air Sealing | 13.34% | 0 | 128.1714 | Residential_2038_SC C_million_m3_Before Competition Groups_Air Sealing
Residential | Res ¦ High Efficiency Fireplace with Pilotless Ignition | 2038 | SC C | million_m3 | Before Competition Groups | 111.5858 | 0 | 0 | 960.7057 | 0.11615 | 4 | Residential_2038_SC C_million_m3_Before Competition Groups_4 | High Efficiency Fireplace with Pilotless Ignition | 11.61% | 0 | 111.5858 | Residential_2038_SC C_million_m3_Before Competition Groups_High Efficiency Fireplace with Pilotless Ignition
Residential | Res ¦ Condensing Make Up Air Unit | 2038 | SC C | million_m3 | Before Competition Groups | 61.8848 | 0 | 0 | 960.7057 | 0.064416 | 5 | Residential_2038_SC C_million_m3_Before Competition Groups_5 | Condensing Make Up Air Unit | 6.442% | 0 | 61.8848 | Residential_2038_SC C_million_m3_Before Competition Groups_Condensing Make Up Air Unit
Residential | Res ¦ Advanced BAS/Controllers | 2038 | SC C | million_m3 | Before Competition Groups | 60.7301 | 0 | 0 | 960.7057 | 0.063214 | 6 | Residential_2038_SC C_million_m3_Before Competition Groups_6 | Advanced BAS/Controllers | 6.321% | 0 | 60.7301 | Residential_2038_SC C_million_m3_Before Competition Groups_Advanced BAS/Controllers
Residential | Res ¦ Basement Wall Insulation | 2038 | SC C | million_m3 | Before Competition Groups | 55.8315 | 0 | 0 | 960.7057 | 0.058115 | 7 | Residential_2038_SC C_million_m3_Before Competition Groups_7 | Basement Wall Insulation | 5.812% | 0 | 55.8315 | Residential_2038_SC C_million_m3_Before Competition Groups_Basement Wall Insulation
Residential | Res ¦ Attic Insulation | 2038 | SC C | million_m3 | Before Competition Groups | 51.248 | 0 | 0 | 960.7057 | 0.053344 | 8 | Residential_2038_SC C_million_m3_Before Competition Groups_8 | Attic Insulation | 5.334% | 0 | 51.248 | Residential_2038_SC C_million_m3_Before Competition Groups_Attic Insulation
Residential | Res ¦ Building Recommissioning, Operations and Maintenance (O&M) Improvements | 2038 | SC C | million_m3 | Before Competition Groups | 50.1851 | 0 | 0 | 960.7057 | 0.052238 | 9 | Residential_2038_SC C_million_m3_Before Competition Groups_9 | Building Recommissioning, Operations and Maintenance (O&M) Improvements | 5.224% | 0 | 50.1851 | Residential_2038_SC C_million_m3_Before Competition Groups_Building Recommissioning, Operations and Maintenance (O&M) Improvements
Residential | Res ¦ Condensing Boiler | 2038 | SC C | million_m3 | Before Competition Groups | 32.6677 | 0 | 0 | 960.7057 | 0.034004 | 10 | Residential_2038_SC C_million_m3_Before Competition Groups_10 | Condensing Boiler | 3.4% | 0 | 32.6677 | Residential_2038_SC C_million_m3_Before Competition Groups_Condensing Boiler
Residential | Res ¦ Demand Control Ventilation | 2038 | SC C | million_m3 | Before Competition Groups | 27.2206 | 0 | 0 | 960.7057 | 0.028334 | 11 | Residential_2038_SC C_million_m3_Before Competition Groups_11 | Demand Control Ventilation | 2.833% | 0 | 27.2206 | Residential_2038_SC C_million_m3_Before Competition Groups_Demand Control Ventilation
Residential | Res ¦ High Efficiency Condensing Furnace | 2038 | SC C | million_m3 | Before Competition Groups | 20.1113 | 0 | 0 | 960.7057 | 0.020934 | 12 | Residential_2038_SC C_million_m3_Before Competition Groups_12 | High Efficiency Condensing Furnace | 2.093% | 0 | 20.1113 | Residential_2038_SC C_million_m3_Before Competition Groups_High Efficiency Condensing Furnace
Residential | Res ¦ Heat Recovery Ventilator | 2038 | SC C | million_m3 | Before Competition Groups | 19.3026 | 0 | 0 | 960.7057 | 0.020092 | 13 | Residential_2038_SC C_million_m3_Before Competition Groups_13 | Heat Recovery Ventilator | 2.009% | 0 | 19.3026 | Residential_2038_SC C_million_m3_Before Competition Groups_Heat Recovery Ventilator
Residential | Res ¦ Home Energy Reports | 2038 | SC C | million_m3 | Before Competition Groups | 14.4376 | 0 | 0 | 960.7057 | 0.015028 | 14 | Residential_2038_SC C_million_m3_Before Competition Groups_14 | Home Energy Reports | 1.503% | 0 | 14.4376 | Residential_2038_SC C_million_m3_Before Competition Groups_Home Energy Reports
Residential | Res ¦ Duct Insulation MF | 2038 | SC C | million_m3 | Before Competition Groups | 3.9807 | 0 | 0 | 960.7057 | 0.0041435 | 15 | Residential_2038_SC C_million_m3_Before Competition Groups_15 | Duct Insulation MF | 0.4144% | 0 | 3.9807 | Residential_2038_SC C_million_m3_Before Competition Groups_Duct Insulation MF
Residential | Res ¦ Wall Insulation MF | 2038 | SC C | million_m3 | Before Competition Groups | 3.4563 | 0 | 0 | 960.7057 | 0.0035977 | 16 | Residential_2038_SC C_million_m3_Before Competition Groups_16 | Wall Insulation MF | 0.3598% | 0 | 3.4563 | Residential_2038_SC C_million_m3_Before Competition Groups_Wall Insulation MF
Residential | Res ¦ Pool Cover | 2038 | SC C | million_m3 | Before Competition Groups | 2.2141 | 0 | 0 | 960.7057 | 0.0023047 | 17 | Residential_2038_SC C_million_m3_Before Competition Groups_17 | Pool Cover | 0.2305% | 0 | 2.2141 | Residential_2038_SC C_million_m3_Before Competition Groups_Pool Cover
Residential | Res ¦ Duct Insulation | 2038 | SC C | million_m3 | Before Competition Groups | 1.8224 | 0 | 0 | 960.7057 | 0.001897 | 18 | Residential_2038_SC C_million_m3_Before Competition Groups_18 | Duct Insulation | 0.1897% | 0 | 1.8224 | Residential_2038_SC C_million_m3_Before Competition Groups_Duct Insulation
Residential | Res ¦ Water Heater Temperature Setback | 2038 | SC C | million_m3 | Before Competition Groups | 1.6947 | 0 | 0 | 960.7057 | 0.001764 | 19 | Residential_2038_SC C_million_m3_Before Competition Groups_19 | Water Heater Temperature Setback | 0.1764% | 0 | 1.6947 | Residential_2038_SC C_million_m3_Before Competition Groups_Water Heater Temperature Setback
Residential | Res ¦ Floor Insulation | 2038 | SC C | million_m3 | Before Competition Groups | 1.2775 | 0 | 0 | 960.7057 | 0.0013297 | 20 | Residential_2038_SC C_million_m3_Before Competition Groups_20 | Floor Insulation | 0.133% | 0 | 1.2775 | Residential_2038_SC C_million_m3_Before Competition Groups_Floor Insulation
Residential | Res ¦ Minimize Hot and Warm Clothes Wash | 2038 | SC C | million_m3 | Before Competition Groups | 0.63727 | 0 | 0 | 960.7057 | 0.00066334 | 21 | Residential_2038_SC C_million_m3_Before Competition Groups_21 | Minimize Hot and Warm Clothes Wash | 0.06633% | 0 | 0.63727 | Residential_2038_SC C_million_m3_Before Competition Groups_Minimize Hot and Warm Clothes Wash
Residential | Res ¦ Wall Insulation | 2038 | SC C | million_m3 | Before Competition Groups | 0.33405 | 0 | 0 | 960.7057 | 0.00034772 | 22 | Residential_2038_SC C_million_m3_Before Competition Groups_22 | Wall Insulation | 0.03477% | 0 | 0.33405 | Residential_2038_SC C_million_m3_Before Competition Groups_Wall Insulation
Residential | Res ¦ Energy Star Clothes Washer | 2038 | SC C | million_m3 | Before Competition Groups | 0.13671 | 0 | 0 | 960.7057 | 0.0001423 | 23 | Residential_2038_SC C_million_m3_Before Competition Groups_23 | Energy Star Clothes Washer | 0.01423% | 0 | 0.13671 | Residential_2038_SC C_million_m3_Before Competition Groups_Energy Star Clothes Washer
Residential | Res ¦ Clothes Drying Racks | 2038 | SC C | million_m3 | Before Competition Groups | 0.00074906 | 0 | 0 | 960.7057 | 7.797e-07 | 24 | Residential_2038_SC C_million_m3_Before Competition Groups_24 | Clothes Drying Racks | 7.797e-05% | 0 | 0.00074906 | Residential_2038_SC C_million_m3_Before Competition Groups_Clothes Drying Racks
Residential | Res ¦ Air Sealing | 2038 | Technical | million_m3 | Before Competition Groups | 505.3714 | 0 | 0 | 3911.5897 | 0.1292 | 1 | Residential_2038_Technical_million_m3_Before Competition Groups_1 | Air Sealing | 12.92% | 0 | 505.3714 | Residential_2038_Technical_million_m3_Before Competition Groups_Air Sealing
Residential | Res ¦ Adaptive Thermostat | 2038 | Technical | million_m3 | Before Competition Groups | 497.5398 | 0 | 0 | 3911.5897 | 0.1272 | 2 | Residential_2038_Technical_million_m3_Before Competition Groups_2 | Adaptive Thermostat | 12.72% | 0 | 497.5398 | Residential_2038_Technical_million_m3_Before Competition Groups_Adaptive Thermostat
Residential | Res ¦ Condensing Storage Water Heater | 2038 | Technical | million_m3 | Before Competition Groups | 258.9179 | 0 | 0 | 3911.5897 | 0.066193 | 3 | Residential_2038_Technical_million_m3_Before Competition Groups_3 | Condensing Storage Water Heater | 6.619% | 0 | 258.9179 | Residential_2038_Technical_million_m3_Before Competition Groups_Condensing Storage Water Heater
Residential | Res ¦ Tankless Water Heater | 2038 | Technical | million_m3 | Before Competition Groups | 218.14 | 0 | 0 | 3911.5897 | 0.055768 | 4 | Residential_2038_Technical_million_m3_Before Competition Groups_4 | Tankless Water Heater | 5.577% | 0 | 218.14 | Residential_2038_Technical_million_m3_Before Competition Groups_Tankless Water Heater
Residential | Res ¦ Energy Star Windows | 2038 | Technical | million_m3 | Before Competition Groups | 192.2902 | 0 | 0 | 3911.5897 | 0.049159 | 5 | Residential_2038_Technical_million_m3_Before Competition Groups_5 | Energy Star Windows | 4.916% | 0 | 192.2902 | Residential_2038_Technical_million_m3_Before Competition Groups_Energy Star Windows
Residential | Res ¦ Condensing Boiler | 2038 | Technical | million_m3 | Before Competition Groups | 168.4475 | 0 | 0 | 3911.5897 | 0.043064 | 6 | Residential_2038_Technical_million_m3_Before Competition Groups_6 | Condensing Boiler | 4.306% | 0 | 168.4475 | Residential_2038_Technical_million_m3_Before Competition Groups_Condensing Boiler
Residential | Res ¦ Heat Recovery Ventilator | 2038 | Technical | million_m3 | Before Competition Groups | 160.9476 | 0 | 0 | 3911.5897 | 0.041146 | 7 | Residential_2038_Technical_million_m3_Before Competition Groups_7 | Heat Recovery Ventilator | 4.115% | 0 | 160.9476 | Residential_2038_Technical_million_m3_Before Competition Groups_Heat Recovery Ventilator
Residential | Res ¦ Comprehensive Draft Proofing | 2038 | Technical | million_m3 | Before Competition Groups | 152.1892 | 0 | 0 | 3911.5897 | 0.038907 | 8 | Residential_2038_Technical_million_m3_Before Competition Groups_8 | Comprehensive Draft Proofing | 3.891% | 0 | 152.1892 | Residential_2038_Technical_million_m3_Before Competition Groups_Comprehensive Draft Proofing
Residential | Res ¦ High Efficiency Storage Water Heater | 2038 | Technical | million_m3 | Before Competition Groups | 144.6938 | 0 | 0 | 3911.5897 | 0.036991 | 9 | Residential_2038_Technical_million_m3_Before Competition Groups_9 | High Efficiency Storage Water Heater | 3.699% | 0 | 144.6938 | Residential_2038_Technical_million_m3_Before Competition Groups_High Efficiency Storage Water Heater
Residential | Res ¦ High Efficiency Condensing Furnace | 2038 | Technical | million_m3 | Before Competition Groups | 144.4791 | 0 | 0 | 3911.5897 | 0.036936 | 10 | Residential_2038_Technical_million_m3_Before Competition Groups_10 | High Efficiency Condensing Furnace | 3.694% | 0 | 144.4791 | Residential_2038_Technical_million_m3_Before Competition Groups_High Efficiency Condensing Furnace
Residential | Res ¦ High Efficiency Fireplace with Pilotless Ignition | 2038 | Technical | million_m3 | Before Competition Groups | 142.8513 | 0 | 0 | 3911.5897 | 0.03652 | 11 | Residential_2038_Technical_million_m3_Before Competition Groups_11 | High Efficiency Fireplace with Pilotless Ignition | 3.652% | 0 | 142.8513 | Residential_2038_Technical_million_m3_Before Competition Groups_High Efficiency Fireplace with Pilotless Ignition
Residential | Res ¦ Wall Insulation | 2038 | Technical | million_m3 | Before Competition Groups | 139.7364 | 0 | 0 | 3911.5897 | 0.035724 | 12 | Residential_2038_Technical_million_m3_Before Competition Groups_12 | Wall Insulation | 3.572% | 0 | 139.7364 | Residential_2038_Technical_million_m3_Before Competition Groups_Wall Insulation
Residential | Res ¦ Attic Insulation | 2038 | Technical | million_m3 | Before Competition Groups | 123.3947 | 0 | 0 | 3911.5897 | 0.031546 | 13 | Residential_2038_Technical_million_m3_Before Competition Groups_13 | Attic Insulation | 3.155% | 0 | 123.3947 | Residential_2038_Technical_million_m3_Before Competition Groups_Attic Insulation
Residential | Res ¦ DHW Recirculation Systems | 2038 | Technical | million_m3 | Before Competition Groups | 116.7458 | 0 | 0 | 3911.5897 | 0.029846 | 14 | Residential_2038_Technical_million_m3_Before Competition Groups_14 | DHW Recirculation Systems | 2.985% | 0 | 116.7458 | Residential_2038_Technical_million_m3_Before Competition Groups_DHW Recirculation Systems
Residential | Res ¦ Basement or Crawlspace Insulation | 2038 | Technical | million_m3 | Before Competition Groups | 104.8192 | 0 | 0 | 3911.5897 | 0.026797 | 15 | Residential_2038_Technical_million_m3_Before Competition Groups_15 | Basement or Crawlspace Insulation | 2.68% | 0 | 104.8192 | Residential_2038_Technical_million_m3_Before Competition Groups_Basement or Crawlspace Insulation
Residential | Res ¦ Basement Wall Insulation | 2038 | Technical | million_m3 | Before Competition Groups | 102.5742 | 0 | 0 | 3911.5897 | 0.026223 | 16 | Residential_2038_Technical_million_m3_Before Competition Groups_16 | Basement Wall Insulation | 2.622% | 0 | 102.5742 | Residential_2038_Technical_million_m3_Before Competition Groups_Basement Wall Insulation
Residential | Res ¦ Condensing Make Up Air Unit | 2038 | Technical | million_m3 | Before Competition Groups | 99.0623 | 0 | 0 | 3911.5897 | 0.025325 | 17 | Residential_2038_Technical_million_m3_Before Competition Groups_17 | Condensing Make Up Air Unit | 2.533% | 0 | 99.0623 | Residential_2038_Technical_million_m3_Before Competition Groups_Condensing Make Up Air Unit
Residential | Res ¦ Window Film | 2038 | Technical | million_m3 | Before Competition Groups | 72.1125 | 0 | 0 | 3911.5897 | 0.018436 | 18 | Residential_2038_Technical_million_m3_Before Competition Groups_18 | Window Film | 1.844% | 0 | 72.1125 | Residential_2038_Technical_million_m3_Before Competition Groups_Window Film
Residential | Res ¦ Furnace Tune Up | 2038 | Technical | million_m3 | Before Competition Groups | 69.7027 | 0 | 0 | 3911.5897 | 0.01782 | 19 | Residential_2038_Technical_million_m3_Before Competition Groups_19 | Furnace Tune Up | 1.782% | 0 | 69.7027 | Residential_2038_Technical_million_m3_Before Competition Groups_Furnace Tune Up
Residential | Res ¦ Solar Water Heating System | 2038 | Technical | million_m3 | Before Competition Groups | 64.2767 | 0 | 0 | 3911.5897 | 0.016432 | 20 | Residential_2038_Technical_million_m3_Before Competition Groups_20 | Solar Water Heating System | 1.643% | 0 | 64.2767 | Residential_2038_Technical_million_m3_Before Competition Groups_Solar Water Heating System
Residential | Res ¦ Advanced BAS/Controllers | 2038 | Technical | million_m3 | Before Competition Groups | 62.6846 | 0 | 0 | 3911.5897 | 0.016025 | 21 | Residential_2038_Technical_million_m3_Before Competition Groups_21 | Advanced BAS/Controllers | 1.603% | 0 | 62.6846 | Residential_2038_Technical_million_m3_Before Competition Groups_Advanced BAS/Controllers
Residential | Res ¦ Ceiling Insulation | 2038 | Technical | million_m3 | Before Competition Groups | 51.9376 | 0 | 0 | 3911.5897 | 0.013278 | 22 | Residential_2038_Technical_million_m3_Before Competition Groups_22 | Ceiling Insulation | 1.328% | 0 | 51.9376 | Residential_2038_Technical_million_m3_Before Competition Groups_Ceiling Insulation
Residential | Res ¦ Building Recommissioning, Operations and Maintenance (O&M) Improvements | 2038 | Technical | million_m3 | Before Competition Groups | 51.8002 | 0 | 0 | 3911.5897 | 0.013243 | 23 | Residential_2038_Technical_million_m3_Before Competition Groups_23 | Building Recommissioning, Operations and Maintenance (O&M) Improvements | 1.324% | 0 | 51.8002 | Residential_2038_Technical_million_m3_Before Competition Groups_Building Recommissioning, Operations and Maintenance (O&M) Improvements
Residential | Res ¦ Duct Insulation MF | 2038 | Technical | million_m3 | Before Competition Groups | 40.9922 | 0 | 0 | 3911.5897 | 0.01048 | 24 | Residential_2038_Technical_million_m3_Before Competition Groups_24 | Duct Insulation MF | 1.048% | 0 | 40.9922 | Residential_2038_Technical_million_m3_Before Competition Groups_Duct Insulation MF
Residential | Res ¦ Floor Insulation | 2038 | Technical | million_m3 | Before Competition Groups | 40.405 | 0 | 0 | 3911.5897 | 0.01033 | 25 | Residential_2038_Technical_million_m3_Before Competition Groups_25 | Floor Insulation | 1.033% | 0 | 40.405 | Residential_2038_Technical_million_m3_Before Competition Groups_Floor Insulation
Residential | Res ¦ Duct Insulation | 2038 | Technical | million_m3 | Before Competition Groups | 38.4016 | 0 | 0 | 3911.5897 | 0.0098174 | 26 | Residential_2038_Technical_million_m3_Before Competition Groups_26 | Duct Insulation | 0.9817% | 0 | 38.4016 | Residential_2038_Technical_million_m3_Before Competition Groups_Duct Insulation
Residential | Res ¦ Home Energy Reports | 2038 | Technical | million_m3 | Before Competition Groups | 33.9024 | 0 | 0 | 3911.5897 | 0.0086672 | 27 | Residential_2038_Technical_million_m3_Before Competition Groups_27 | Home Energy Reports | 0.8667% | 0 | 33.9024 | Residential_2038_Technical_million_m3_Before Competition Groups_Home Energy Reports
Residential | Res ¦ Demand Control Ventilation | 2038 | Technical | million_m3 | Before Competition Groups | 28.0966 | 0 | 0 | 3911.5897 | 0.0071829 | 28 | Residential_2038_Technical_million_m3_Before Competition Groups_28 | Demand Control Ventilation | 0.7183% | 0 | 28.0966 | Residential_2038_Technical_million_m3_Before Competition Groups_Demand Control Ventilation
Residential | Res ¦ Early Hot Water Heater Replacement | 2038 | Technical | million_m3 | Before Competition Groups | 22.8772 | 0 | 0 | 3911.5897 | 0.0058486 | 29 | Residential_2038_Technical_million_m3_Before Competition Groups_29 | Early Hot Water Heater Replacement | 0.5849% | 0 | 22.8772 | Residential_2038_Technical_million_m3_Before Competition Groups_Early Hot Water Heater Replacement
Residential | Res ¦ Drain Water Heat Recovery | 2038 | Technical | million_m3 | Before Competition Groups | 19.5246 | 0 | 0 | 3911.5897 | 0.0049915 | 30 | Residential_2038_Technical_million_m3_Before Competition Groups_30 | Drain Water Heat Recovery | 0.4991% | 0 | 19.5246 | Residential_2038_Technical_million_m3_Before Competition Groups_Drain Water Heat Recovery
Residential | Res ¦ Pool Cover | 2038 | Technical | million_m3 | Before Competition Groups | 12.7947 | 0 | 0 | 3911.5897 | 0.003271 | 31 | Residential_2038_Technical_million_m3_Before Competition Groups_31 | Pool Cover | 0.3271% | 0 | 12.7947 | Residential_2038_Technical_million_m3_Before Competition Groups_Pool Cover
Residential | Res ¦ High Efficiency Gas Pool Heater | 2038 | Technical | million_m3 | Before Competition Groups | 11.9071 | 0 | 0 | 3911.5897 | 0.0030441 | 32 | Residential_2038_Technical_million_m3_Before Competition Groups_32 | High Efficiency Gas Pool Heater | 0.3044% | 0 | 11.9071 | Residential_2038_Technical_million_m3_Before Competition Groups_High Efficiency Gas Pool Heater
Residential | Res ¦ Wall Insulation MF | 2038 | Technical | million_m3 | Before Competition Groups | 6.35 | 0 | 0 | 3911.5897 | 0.0016234 | 33 | Residential_2038_Technical_million_m3_Before Competition Groups_33 | Wall Insulation MF | 0.1623% | 0 | 6.35 | Residential_2038_Technical_million_m3_Before Competition Groups_Wall Insulation MF
Residential | Res ¦ Water Heater Temperature Setback | 2038 | Technical | million_m3 | Before Competition Groups | 5.6935 | 0 | 0 | 3911.5897 | 0.0014555 | 34 | Residential_2038_Technical_million_m3_Before Competition Groups_34 | Water Heater Temperature Setback | 0.1456% | 0 | 5.6935 | Residential_2038_Technical_million_m3_Before Competition Groups_Water Heater Temperature Setback
Residential | Res ¦ Energy Star Clothes Dryer | 2038 | Technical | million_m3 | Before Competition Groups | 2.7113 | 0 | 0 | 3911.5897 | 0.00069315 | 35 | Residential_2038_Technical_million_m3_Before Competition Groups_35 | Energy Star Clothes Dryer | 0.06931% | 0 | 2.7113 | Residential_2038_Technical_million_m3_Before Competition Groups_Energy Star Clothes Dryer
Residential | Res ¦ Energy Star Clothes Washer | 2038 | Technical | million_m3 | Before Competition Groups | 1.2876 | 0 | 0 | 3911.5897 | 0.00032917 | 36 | Residential_2038_Technical_million_m3_Before Competition Groups_36 | Energy Star Clothes Washer | 0.03292% | 0 | 1.2876 | Residential_2038_Technical_million_m3_Before Competition Groups_Energy Star Clothes Washer
Residential | Res ¦ Clothes Drying Racks | 2038 | Technical | million_m3 | Before Competition Groups | 0.98132 | 0 | 0 | 3911.5897 | 0.00025088 | 37 | Residential_2038_Technical_million_m3_Before Competition Groups_37 | Clothes Drying Racks | 0.02509% | 0 | 0.98132 | Residential_2038_Technical_million_m3_Before Competition Groups_Clothes Drying Racks
Residential | Res ¦ Minimize Hot and Warm Clothes Wash | 2038 | Technical | million_m3 | Before Competition Groups | 0.8497 | 0 | 0 | 3911.5897 | 0.00021723 | 38 | Residential_2038_Technical_million_m3_Before Competition Groups_38 | Minimize Hot and Warm Clothes Wash | 0.02172% | 0 | 0.8497 | Residential_2038_Technical_million_m3_Before Competition Groups_Minimize Hot and Warm Clothes Wash
Residential | Res ¦ Solar Water Preheat (Pools/DHW) | 2038 | Technical | million_m3 | Before Competition Groups | 0.10008 | 0 | 0 | 3911.5897 | 2.5585e-05 | 39 | Residential_2038_Technical_million_m3_Before Competition Groups_39 | Solar Water Preheat (Pools/DHW) | 0.002558% | 0 | 0.10008 | Residential_2038_Technical_million_m3_Before Competition Groups_Solar Water Preheat (Pools/DHW)
Residential | Res ¦ Adaptive Thermostat | 2019 | Economic | MW | Before Competition Groups | 182.8236 | 0 | 0 | 800.7026 | 0.22833 | 1 | Residential_2019_Economic_MW_Before Competition Groups_1 | Adaptive Thermostat | 22.83% | 0 | 182.8236 | Residential_2019_Economic_MW_Before Competition Groups_Adaptive Thermostat
Residential | Res ¦ Building Recommissioning, Operations and Maintenance (O&M) Improvements | 2019 | Economic | MW | Before Competition Groups | 97.0094 | 0 | 0 | 800.7026 | 0.12116 | 2 | Residential_2019_Economic_MW_Before Competition Groups_2 | Building Recommissioning, Operations and Maintenance (O&M) Improvements | 12.12% | 0 | 97.0094 | Residential_2019_Economic_MW_Before Competition Groups_Building Recommissioning, Operations and Maintenance (O&M) Improvements
Residential | Res ¦ Basement Wall Insulation | 2019 | Economic | MW | Before Competition Groups | 89.4773 | 0 | 0 | 800.7026 | 0.11175 | 3 | Residential_2019_Economic_MW_Before Competition Groups_3 | Basement Wall Insulation | 11.17% | 0 | 89.4773 | Residential_2019_Economic_MW_Before Competition Groups_Basement Wall Insulation
Residential | Res ¦ Variable Speed Pool Pump Motor | 2019 | Economic | MW | Before Competition Groups | 69.2929 | 0 | 0 | 800.7026 | 0.08654 | 4 | Residential_2019_Economic_MW_Before Competition Groups_4 | Variable Speed Pool Pump Motor | 8.654% | 0 | 69.2929 | Residential_2019_Economic_MW_Before Competition Groups_Variable Speed Pool Pump Motor
Residential | Res ¦ Attic Insulation | 2019 | Economic | MW | Before Competition Groups | 69.0259 | 0 | 0 | 800.7026 | 0.086207 | 5 | Residential_2019_Economic_MW_Before Competition Groups_5 | Attic Insulation | 8.621% | 0 | 69.0259 | Residential_2019_Economic_MW_Before Competition Groups_Attic Insulation
Residential | Res ¦ Energy Star LED Bulbs General Purpose LEDs | 2019 | Economic | MW | Before Competition Groups | 34.5964 | 0 | 0 | 800.7026 | 0.043208 | 6 | Residential_2019_Economic_MW_Before Competition Groups_6 | Energy Star LED Bulbs General Purpose LEDs | 4.321% | 0 | 34.5964 | Residential_2019_Economic_MW_Before Competition Groups_Energy Star LED Bulbs General Purpose LEDs
Residential | Res ¦ Energy Star A Line, PAR, MR Lamps | 2019 | Economic | MW | Before Competition Groups | 32.607 | 0 | 0 | 800.7026 | 0.040723 | 7 | Residential_2019_Economic_MW_Before Competition Groups_7 | Energy Star A Line, PAR, MR Lamps | 4.072% | 0 | 32.607 | Residential_2019_Economic_MW_Before Competition Groups_Energy Star A Line, PAR, MR Lamps
Residential | Res ¦ Energy Star LED Specialty Bulbs | 2019 | Economic | MW | Before Competition Groups | 32.4287 | 0 | 0 | 800.7026 | 0.0405 | 8 | Residential_2019_Economic_MW_Before Competition Groups_8 | Energy Star LED Specialty Bulbs | 4.05% | 0 | 32.4287 | Residential_2019_Economic_MW_Before Competition Groups_Energy Star LED Specialty Bulbs
Residential | Res ¦ Air Sealing | 2019 | Economic | MW | Before Competition Groups | 19.0328 | 0 | 0 | 800.7026 | 0.02377 | 9 | Residential_2019_Economic_MW_Before Competition Groups_9 | Air Sealing | 2.377% | 0 | 19.0328 | Residential_2019_Economic_MW_Before Competition Groups_Air Sealing
Residential | Res ¦ Floor Insulation | 2019 | Economic | MW | Before Competition Groups | 18.0907 | 0 | 0 | 800.7026 | 0.022594 | 10 | Residential_2019_Economic_MW_Before Competition Groups_10 | Floor Insulation | 2.259% | 0 | 18.0907 | Residential_2019_Economic_MW_Before Competition Groups_Floor Insulation
Residential | Res ¦ Ductless Mini-Split Heat Pump | 2019 | Economic | MW | Before Competition Groups | 17.0162 | 0 | 0 | 800.7026 | 0.021252 | 11 | Residential_2019_Economic_MW_Before Competition Groups_11 | Ductless Mini-Split Heat Pump | 2.125% | 0 | 17.0162 | Residential_2019_Economic_MW_Before Competition Groups_Ductless Mini-Split Heat Pump
Residential | Res ¦ Occupancy Sensors MF | 2019 | Economic | MW | Before Competition Groups | 14.934 | 0 | 0 | 800.7026 | 0.018651 | 12 | Residential_2019_Economic_MW_Before Competition Groups_12 | Occupancy Sensors MF | 1.865% | 0 | 14.934 | Residential_2019_Economic_MW_Before Competition Groups_Occupancy Sensors MF
Residential | Res ¦ Advanced BAS/Controllers | 2019 | Economic | MW | Before Competition Groups | 14.1985 | 0 | 0 | 800.7026 | 0.017733 | 13 | Residential_2019_Economic_MW_Before Competition Groups_13 | Advanced BAS/Controllers | 1.773% | 0 | 14.1985 | Residential_2019_Economic_MW_Before Competition Groups_Advanced BAS/Controllers
Residential | Res ¦ Clothes Drying Racks | 2019 | Economic | MW | Before Competition Groups | 13.1392 | 0 | 0 | 800.7026 | 0.01641 | 14 | Residential_2019_Economic_MW_Before Competition Groups_14 | Clothes Drying Racks | 1.641% | 0 | 13.1392 | Residential_2019_Economic_MW_Before Competition Groups_Clothes Drying Racks
Residential | Res ¦ Duct Insulation | 2019 | Economic | MW | Before Competition Groups | 12.9887 | 0 | 0 | 800.7026 | 0.016222 | 15 | Residential_2019_Economic_MW_Before Competition Groups_15 | Duct Insulation | 1.622% | 0 | 12.9887 | Residential_2019_Economic_MW_Before Competition Groups_Duct Insulation
Residential | Res ¦ Refrigerator Recycling | 2019 | Economic | MW | Before Competition Groups | 11.1346 | 0 | 0 | 800.7026 | 0.013906 | 16 | Residential_2019_Economic_MW_Before Competition Groups_16 | Refrigerator Recycling | 1.391% | 0 | 11.1346 | Residential_2019_Economic_MW_Before Competition Groups_Refrigerator Recycling
Residential | Res ¦ Freezer Recycling | 2019 | Economic | MW | Before Competition Groups | 10.3728 | 0 | 0 | 800.7026 | 0.012955 | 17 | Residential_2019_Economic_MW_Before Competition Groups_17 | Freezer Recycling | 1.295% | 0 | 10.3728 | Residential_2019_Economic_MW_Before Competition Groups_Freezer Recycling
Residential | Res ¦ Energy Star Air Source Heat Pump | 2019 | Economic | MW | Before Competition Groups | 9.7241 | 0 | 0 | 800.7026 | 0.012145 | 18 | Residential_2019_Economic_MW_Before Competition Groups_18 | Energy Star Air Source Heat Pump | 1.214% | 0 | 9.7241 | Residential_2019_Economic_MW_Before Competition Groups_Energy Star Air Source Heat Pump
Residential | Res ¦ Energy Star Clothes Washer | 2019 | Economic | MW | Before Competition Groups | 9.2582 | 0 | 0 | 800.7026 | 0.011563 | 19 | Residential_2019_Economic_MW_Before Competition Groups_19 | Energy Star Clothes Washer | 1.156% | 0 | 9.2582 | Residential_2019_Economic_MW_Before Competition Groups_Energy Star Clothes Washer
Residential | Res ¦ Energy Star Room Air Conditioner | 2019 | Economic | MW | Before Competition Groups | 7.6781 | 0 | 0 | 800.7026 | 0.0095893 | 20 | Residential_2019_Economic_MW_Before Competition Groups_20 | Energy Star Room Air Conditioner | 0.9589% | 0 | 7.6781 | Residential_2019_Economic_MW_Before Competition Groups_Energy Star Room Air Conditioner
Residential | Res ¦ Duct Insulation MF | 2019 | Economic | MW | Before Competition Groups | 6.9769 | 0 | 0 | 800.7026 | 0.0087135 | 21 | Residential_2019_Economic_MW_Before Competition Groups_21 | Duct Insulation MF | 0.8713% | 0 | 6.9769 | Residential_2019_Economic_MW_Before Competition Groups_Duct Insulation MF
Residential | Res ¦ Minimize Hot and Warm Clothes Wash | 2019 | Economic | MW | Before Competition Groups | 5.5036 | 0 | 0 | 800.7026 | 0.0068735 | 22 | Residential_2019_Economic_MW_Before Competition Groups_22 | Minimize Hot and Warm Clothes Wash | 0.6874% | 0 | 5.5036 | Residential_2019_Economic_MW_Before Competition Groups_Minimize Hot and Warm Clothes Wash
Residential | Res ¦ Outside Air Economizer | 2019 | Economic | MW | Before Competition Groups | 2.7381 | 0 | 0 | 800.7026 | 0.0034196 | 23 | Residential_2019_Economic_MW_Before Competition Groups_23 | Outside Air Economizer | 0.342% | 0 | 2.7381 | Residential_2019_Economic_MW_Before Competition Groups_Outside Air Economizer
Residential | Res ¦ Demand Control Ventilation | 2019 | Economic | MW | Before Competition Groups | 2.4953 | 0 | 0 | 800.7026 | 0.0031164 | 24 | Residential_2019_Economic_MW_Before Competition Groups_24 | Demand Control Ventilation | 0.3116% | 0 | 2.4953 | Residential_2019_Economic_MW_Before Competition Groups_Demand Control Ventilation
Residential | Res ¦ Furnace Whistle | 2019 | Economic | MW | Before Competition Groups | 2.3979 | 0 | 0 | 800.7026 | 0.0029947 | 25 | Residential_2019_Economic_MW_Before Competition Groups_25 | Furnace Whistle | 0.2995% | 0 | 2.3979 | Residential_2019_Economic_MW_Before Competition Groups_Furnace Whistle
Residential | Res ¦ Energy Star Torchiere | 2019 | Economic | MW | Before Competition Groups | 2.2348 | 0 | 0 | 800.7026 | 0.0027911 | 26 | Residential_2019_Economic_MW_Before Competition Groups_26 | Energy Star Torchiere | 0.2791% | 0 | 2.2348 | Residential_2019_Economic_MW_Before Competition Groups_Energy Star Torchiere
Residential | Res ¦ Comprehensive Draft Proofing | 2019 | Economic | MW | Before Competition Groups | 2.0376 | 0 | 0 | 800.7026 | 0.0025448 | 27 | Residential_2019_Economic_MW_Before Competition Groups_27 | Comprehensive Draft Proofing | 0.2545% | 0 | 2.0376 | Residential_2019_Economic_MW_Before Competition Groups_Comprehensive Draft Proofing
Residential | Res ¦ Variable Frequency Drive (VFD) | 2019 | Economic | MW | Before Competition Groups | 1.9763 | 0 | 0 | 800.7026 | 0.0024683 | 28 | Residential_2019_Economic_MW_Before Competition Groups_28 | Variable Frequency Drive (VFD) | 0.2468% | 0 | 1.9763 | Residential_2019_Economic_MW_Before Competition Groups_Variable Frequency Drive (VFD)
Residential | Res ¦ CO Sensors for parking garage exhaust fans | 2019 | Economic | MW | Before Competition Groups | 1.7275 | 0 | 0 | 800.7026 | 0.0021575 | 29 | Residential_2019_Economic_MW_Before Competition Groups_29 | CO Sensors for parking garage exhaust fans | 0.2158% | 0 | 1.7275 | Residential_2019_Economic_MW_Before Competition Groups_CO Sensors for parking garage exhaust fans
Residential | Res ¦ ENERGY STAR LED LAMPS (REFLECTOR LAMPs/MR16/PAR 16) | 2019 | Economic | MW | Before Competition Groups | 1.5466 | 0 | 0 | 800.7026 | 0.0019316 | 30 | Residential_2019_Economic_MW_Before Competition Groups_30 | ENERGY STAR LED LAMPS (REFLECTOR LAMPs/MR16/PAR 16) | 0.1932% | 0 | 1.5466 | Residential_2019_Economic_MW_Before Competition Groups_ENERGY STAR LED LAMPS (REFLECTOR LAMPs/MR16/PAR 16)
Residential | Res ¦ Water Heater Temperature Setback | 2019 | Economic | MW | Before Competition Groups | 1.2499 | 0 | 0 | 800.7026 | 0.001561 | 31 | Residential_2019_Economic_MW_Before Competition Groups_31 | Water Heater Temperature Setback | 0.1561% | 0 | 1.2499 | Residential_2019_Economic_MW_Before Competition Groups_Water Heater Temperature Setback
Residential | Res ¦ High Efficiency Chiller (avg of water and air cooled) | 2019 | Economic | MW | Before Competition Groups | 0.90783 | 0 | 0 | 800.7026 | 0.0011338 | 32 | Residential_2019_Economic_MW_Before Competition Groups_32 | High Efficiency Chiller (avg of water and air cooled) | 0.1134% | 0 | 0.90783 | Residential_2019_Economic_MW_Before Competition Groups_High Efficiency Chiller (avg of water and air cooled)
Residential | Res ¦ LED Parking Lot Fixture | 2019 | Economic | MW | Before Competition Groups | 0.61898 | 0 | 0 | 800.7026 | 0.00077304 | 33 | Residential_2019_Economic_MW_Before Competition Groups_33 | LED Parking Lot Fixture | 0.0773% | 0 | 0.61898 | Residential_2019_Economic_MW_Before Competition Groups_LED Parking Lot Fixture
Residential | Res ¦ VFD on Pumps | 2019 | Economic | MW | Before Competition Groups | 0.60775 | 0 | 0 | 800.7026 | 0.00075902 | 34 | Residential_2019_Economic_MW_Before Competition Groups_34 | VFD on Pumps | 0.0759% | 0 | 0.60775 | Residential_2019_Economic_MW_Before Competition Groups_VFD on Pumps
Residential | Res ¦ LED Tube Re-Lamp | 2019 | Economic | MW | Before Competition Groups | 0.58827 | 0 | 0 | 800.7026 | 0.00073469 | 35 | Residential_2019_Economic_MW_Before Competition Groups_35 | LED Tube Re-Lamp | 0.07347% | 0 | 0.58827 | Residential_2019_Economic_MW_Before Competition Groups_LED Tube Re-Lamp
Residential | Res ¦ ENERGY STAR LED Lamps (General Service Lamps) | 2019 | Economic | MW | Before Competition Groups | 0.47661 | 0 | 0 | 800.7026 | 0.00059524 | 36 | Residential_2019_Economic_MW_Before Competition Groups_36 | ENERGY STAR LED Lamps (General Service Lamps) | 0.05952% | 0 | 0.47661 | Residential_2019_Economic_MW_Before Competition Groups_ENERGY STAR LED Lamps (General Service Lamps)
Residential | Res ¦ Energy Star Light Fixture | 2019 | Economic | MW | Before Competition Groups | 0.45006 | 0 | 0 | 800.7026 | 0.00056209 | 37 | Residential_2019_Economic_MW_Before Competition Groups_37 | Energy Star Light Fixture | 0.05621% | 0 | 0.45006 | Residential_2019_Economic_MW_Before Competition Groups_Energy Star Light Fixture
Residential | Res ¦ Heat Recovery Ventilator | 2019 | Economic | MW | Before Competition Groups | 0.38826 | 0 | 0 | 800.7026 | 0.0004849 | 38 | Residential_2019_Economic_MW_Before Competition Groups_38 | Heat Recovery Ventilator | 0.04849% | 0 | 0.38826 | Residential_2019_Economic_MW_Before Competition Groups_Heat Recovery Ventilator
Residential | Res ¦ ECM MOTORS FOR HVAC APPLICATION (FAN-POWERED VAV BOX) | 2019 | Economic | MW | Before Competition Groups | 0.28744 | 0 | 0 | 800.7026 | 0.00035899 | 39 | Residential_2019_Economic_MW_Before Competition Groups_39 | ECM MOTORS FOR HVAC APPLICATION (FAN-POWERED VAV BOX) | 0.0359% | 0 | 0.28744 | Residential_2019_Economic_MW_Before Competition Groups_ECM MOTORS FOR HVAC APPLICATION (FAN-POWERED VAV BOX)
Residential | Res ¦ Wall Insulation | 2019 | Economic | MW | Before Competition Groups | 0.26005 | 0 | 0 | 800.7026 | 0.00032477 | 40 | Residential_2019_Economic_MW_Before Competition Groups_40 | Wall Insulation | 0.03248% | 0 | 0.26005 | Residential_2019_Economic_MW_Before Competition Groups_Wall Insulation
Residential | Res ¦ Condensing Make Up Air Unit | 2019 | Economic | MW | Before Competition Groups | 0.16865 | 0 | 0 | 800.7026 | 0.00021063 | 41 | Residential_2019_Economic_MW_Before Competition Groups_41 | Condensing Make Up Air Unit | 0.02106% | 0 | 0.16865 | Residential_2019_Economic_MW_Before Competition Groups_Condensing Make Up Air Unit
Residential | Res ¦ Beverage Vending Machine Controls | 2019 | Economic | MW | Before Competition Groups | 0.13972 | 0 | 0 | 800.7026 | 0.0001745 | 42 | Residential_2019_Economic_MW_Before Competition Groups_42 | Beverage Vending Machine Controls | 0.01745% | 0 | 0.13972 | Residential_2019_Economic_MW_Before Competition Groups_Beverage Vending Machine Controls
Residential | Res ¦ LED Exterior Area Lights - LED Fixture (200W) | 2019 | Economic | MW | Before Competition Groups | 0.055472 | 0 | 0 | 800.7026 | 6.9279e-05 | 43 | Residential_2019_Economic_MW_Before Competition Groups_43 | LED Exterior Area Lights - LED Fixture (200W) | 0.006928% | 0 | 0.055472 | Residential_2019_Economic_MW_Before Competition Groups_LED Exterior Area Lights - LED Fixture (200W)
Residential | Res ¦ Chilled Water Optimization | 2019 | Economic | MW | Before Competition Groups | 0.023969 | 0 | 0 | 800.7026 | 2.9935e-05 | 44 | Residential_2019_Economic_MW_Before Competition Groups_44 | Chilled Water Optimization | 0.002993% | 0 | 0.023969 | Residential_2019_Economic_MW_Before Competition Groups_Chilled Water Optimization
Residential | Res ¦ Wall Insulation MF | 2019 | Economic | MW | Before Competition Groups | 0.01576 | 0 | 0 | 800.7026 | 1.9683e-05 | 45 | Residential_2019_Economic_MW_Before Competition Groups_45 | Wall Insulation MF | 0.001968% | 0 | 0.01576 | Residential_2019_Economic_MW_Before Competition Groups_Wall Insulation MF
Residential | Res ¦ Energy Star Clothes Dryer | 2019 | Economic | MW | Before Competition Groups | 0 | 0 | 0 | 800.7026 | 0 | 46 | Residential_2019_Economic_MW_Before Competition Groups_46 | Energy Star Clothes Dryer | 0% | 0 | 0 | Residential_2019_Economic_MW_Before Competition Groups_Energy Star Clothes Dryer
Residential | Res ¦ Energy Star Dehumidifier | 2019 | Economic | MW | Before Competition Groups | 0 | 0 | 0 | 800.7026 | 0 | 47 | Residential_2019_Economic_MW_Before Competition Groups_47 | Energy Star Dehumidifier | 0% | 0 | 0 | Residential_2019_Economic_MW_Before Competition Groups_Energy Star Dehumidifier
Residential | Res ¦ Energy Star Freezer | 2019 | Economic | MW | Before Competition Groups | 0 | 0 | 0 | 800.7026 | 0 | 48 | Residential_2019_Economic_MW_Before Competition Groups_48 | Energy Star Freezer | 0% | 0 | 0 | Residential_2019_Economic_MW_Before Competition Groups_Energy Star Freezer
Residential | Res ¦ Home Energy Reports | 2019 | Economic | MW | Before Competition Groups | 0 | 0 | 0 | 800.7026 | 0 | 49 | Residential_2019_Economic_MW_Before Competition Groups_49 | Home Energy Reports | 0% | 0 | 0 | Residential_2019_Economic_MW_Before Competition Groups_Home Energy Reports
Residential | Res ¦ LED Downlight | 2019 | Economic | MW | Before Competition Groups | 0 | 0 | 0 | 800.7026 | 0 | 50 | Residential_2019_Economic_MW_Before Competition Groups_50 | LED Downlight | 0% | 0 | 0 | Residential_2019_Economic_MW_Before Competition Groups_LED Downlight
Residential | Res ¦ LED High Bay Fixture | 2019 | Economic | MW | Before Competition Groups | 0 | 0 | 0 | 800.7026 | 0 | 51 | Residential_2019_Economic_MW_Before Competition Groups_51 | LED High Bay Fixture | 0% | 0 | 0 | Residential_2019_Economic_MW_Before Competition Groups_LED High Bay Fixture
Residential | Res ¦ Smart Burners | 2019 | Economic | MW | Before Competition Groups | 0 | 0 | 0 | 800.7026 | 0 | 52 | Residential_2019_Economic_MW_Before Competition Groups_52 | Smart Burners | 0% | 0 | 0 | Residential_2019_Economic_MW_Before Competition Groups_Smart Burners
Residential | Res ¦ Smart Power Bar | 2019 | Economic | MW | Before Competition Groups | 0 | 0 | 0 | 800.7026 | 0 | 53 | Residential_2019_Economic_MW_Before Competition Groups_53 | Smart Power Bar | 0% | 0 | 0 | Residential_2019_Economic_MW_Before Competition Groups_Smart Power Bar
Residential | Res ¦ Tankless Water Heater | 2019 | Economic | MW | Before Competition Groups | 0 | 0 | 0 | 800.7026 | 0 | 54 | Residential_2019_Economic_MW_Before Competition Groups_54 | Tankless Water Heater | 0% | 0 | 0 | Residential_2019_Economic_MW_Before Competition Groups_Tankless Water Heater
Residential | Res ¦ Energy Star LED Specialty Bulbs | 2019 | SC A | MW | Before Competition Groups | 7.2829 | 0 | 0 | 25.0078 | 0.29123 | 1 | Residential_2019_SC A_MW_Before Competition Groups_1 | Energy Star LED Specialty Bulbs | 29.12% | 0 | 7.2829 | Residential_2019_SC A_MW_Before Competition Groups_Energy Star LED Specialty Bulbs
Residential | Res ¦ Ductless Mini-Split Heat Pump | 2019 | SC A | MW | Before Competition Groups | 3.2092 | 0 | 0 | 25.0078 | 0.12833 | 2 | Residential_2019_SC A_MW_Before Competition Groups_2 | Ductless Mini-Split Heat Pump | 12.83% | 0 | 3.2092 | Residential_2019_SC A_MW_Before Competition Groups_Ductless Mini-Split Heat Pump
Residential | Res ¦ Energy Star Clothes Washer | 2019 | SC A | MW | Before Competition Groups | 2.5214 | 0 | 0 | 25.0078 | 0.10082 | 3 | Residential_2019_SC A_MW_Before Competition Groups_3 | Energy Star Clothes Washer | 10.08% | 0 | 2.5214 | Residential_2019_SC A_MW_Before Competition Groups_Energy Star Clothes Washer
Residential | Res ¦ Building Recommissioning, Operations and Maintenance (O&M) Improvements | 2019 | SC A | MW | Before Competition Groups | 2.005 | 0 | 0 | 25.0078 | 0.080175 | 4 | Residential_2019_SC A_MW_Before Competition Groups_4 | Building Recommissioning, Operations and Maintenance (O&M) Improvements | 8.018% | 0 | 2.005 | Residential_2019_SC A_MW_Before Competition Groups_Building Recommissioning, Operations and Maintenance (O&M) Improvements
Residential | Res ¦ Adaptive Thermostat | 2019 | SC A | MW | Before Competition Groups | 1.6876 | 0 | 0 | 25.0078 | 0.067484 | 5 | Residential_2019_SC A_MW_Before Competition Groups_5 | Adaptive Thermostat | 6.748% | 0 | 1.6876 | Residential_2019_SC A_MW_Before Competition Groups_Adaptive Thermostat
Residential | Res ¦ Energy Star A Line, PAR, MR Lamps | 2019 | SC A | MW | Before Competition Groups | 1.3637 | 0 | 0 | 25.0078 | 0.054532 | 6 | Residential_2019_SC A_MW_Before Competition Groups_6 | Energy Star A Line, PAR, MR Lamps | 5.453% | 0 | 1.3637 | Residential_2019_SC A_MW_Before Competition Groups_Energy Star A Line, PAR, MR Lamps
Residential | Res ¦ Variable Speed Pool Pump Motor | 2019 | SC A | MW | Before Competition Groups | 1.0888 | 0 | 0 | 25.0078 | 0.04354 | 7 | Residential_2019_SC A_MW_Before Competition Groups_7 | Variable Speed Pool Pump Motor | 4.354% | 0 | 1.0888 | Residential_2019_SC A_MW_Before Competition Groups_Variable Speed Pool Pump Motor
Residential | Res ¦ Basement Wall Insulation | 2019 | SC A | MW | Before Competition Groups | 0.88064 | 0 | 0 | 25.0078 | 0.035214 | 8 | Residential_2019_SC A_MW_Before Competition Groups_8 | Basement Wall Insulation | 3.521% | 0 | 0.88064 | Residential_2019_SC A_MW_Before Competition Groups_Basement Wall Insulation
Residential | Res ¦ High Efficiency Chiller (avg of water and air cooled) | 2019 | SC A | MW | Before Competition Groups | 0.70507 | 0 | 0 | 25.0078 | 0.028194 | 9 | Residential_2019_SC A_MW_Before Competition Groups_9 | High Efficiency Chiller (avg of water and air cooled) | 2.819% | 0 | 0.70507 | Residential_2019_SC A_MW_Before Competition Groups_High Efficiency Chiller (avg of water and air cooled)
Residential | Res ¦ Energy Star Room Air Conditioner | 2019 | SC A | MW | Before Competition Groups | 0.49193 | 0 | 0 | 25.0078 | 0.019671 | 10 | Residential_2019_SC A_MW_Before Competition Groups_10 | Energy Star Room Air Conditioner | 1.967% | 0 | 0.49193 | Residential_2019_SC A_MW_Before Competition Groups_Energy Star Room Air Conditioner
Residential | Res ¦ ENERGY STAR LED LAMPS (REFLECTOR LAMPs/MR16/PAR 16) | 2019 | SC A | MW | Before Competition Groups | 0.45392 | 0 | 0 | 25.0078 | 0.018151 | 11 | Residential_2019_SC A_MW_Before Competition Groups_11 | ENERGY STAR LED LAMPS (REFLECTOR LAMPs/MR16/PAR 16) | 1.815% | 0 | 0.45392 | Residential_2019_SC A_MW_Before Competition Groups_ENERGY STAR LED LAMPS (REFLECTOR LAMPs/MR16/PAR 16)
Residential | Res ¦ Energy Star Air Source Heat Pump | 2019 | SC A | MW | Before Competition Groups | 0.43759 | 0 | 0 | 25.0078 | 0.017498 | 12 | Residential_2019_SC A_MW_Before Competition Groups_12 | Energy Star Air Source Heat Pump | 1.75% | 0 | 0.43759 | Residential_2019_SC A_MW_Before Competition Groups_Energy Star Air Source Heat Pump
Residential | Res ¦ LED Tube Re-Lamp | 2019 | SC A | MW | Before Competition Groups | 0.43423 | 0 | 0 | 25.0078 | 0.017364 | 13 | Residential_2019_SC A_MW_Before Competition Groups_13 | LED Tube Re-Lamp | 1.736% | 0 | 0.43423 | Residential_2019_SC A_MW_Before Competition Groups_LED Tube Re-Lamp
Residential | Res ¦ Attic Insulation | 2019 | SC A | MW | Before Competition Groups | 0.34156 | 0 | 0 | 25.0078 | 0.013658 | 14 | Residential_2019_SC A_MW_Before Competition Groups_14 | Attic Insulation | 1.366% | 0 | 0.34156 | Residential_2019_SC A_MW_Before Competition Groups_Attic Insulation
Residential | Res ¦ Occupancy Sensors MF | 2019 | SC A | MW | Before Competition Groups | 0.30866 | 0 | 0 | 25.0078 | 0.012343 | 15 | Residential_2019_SC A_MW_Before Competition Groups_15 | Occupancy Sensors MF | 1.234% | 0 | 0.30866 | Residential_2019_SC A_MW_Before Competition Groups_Occupancy Sensors MF
Residential | Res ¦ Energy Star Torchiere | 2019 | SC A | MW | Before Competition Groups | 0.2459 | 0 | 0 | 25.0078 | 0.0098328 | 16 | Residential_2019_SC A_MW_Before Competition Groups_16 | Energy Star Torchiere | 0.9833% | 0 | 0.2459 | Residential_2019_SC A_MW_Before Competition Groups_Energy Star Torchiere
Residential | Res ¦ Advanced BAS/Controllers | 2019 | SC A | MW | Before Competition Groups | 0.21054 | 0 | 0 | 25.0078 | 0.008419 | 17 | Residential_2019_SC A_MW_Before Competition Groups_17 | Advanced BAS/Controllers | 0.8419% | 0 | 0.21054 | Residential_2019_SC A_MW_Before Competition Groups_Advanced BAS/Controllers
Residential | Res ¦ Minimize Hot and Warm Clothes Wash | 2019 | SC A | MW | Before Competition Groups | 0.20333 | 0 | 0 | 25.0078 | 0.0081307 | 18 | Residential_2019_SC A_MW_Before Competition Groups_18 | Minimize Hot and Warm Clothes Wash | 0.8131% | 0 | 0.20333 | Residential_2019_SC A_MW_Before Competition Groups_Minimize Hot and Warm Clothes Wash
Residential | Res ¦ Refrigerator Recycling | 2019 | SC A | MW | Before Competition Groups | 0.17645 | 0 | 0 | 25.0078 | 0.0070559 | 19 | Residential_2019_SC A_MW_Before Competition Groups_19 | Refrigerator Recycling | 0.7056% | 0 | 0.17645 | Residential_2019_SC A_MW_Before Competition Groups_Refrigerator Recycling
Residential | Res ¦ Outside Air Economizer | 2019 | SC A | MW | Before Competition Groups | 0.14164 | 0 | 0 | 25.0078 | 0.0056638 | 20 | Residential_2019_SC A_MW_Before Competition Groups_20 | Outside Air Economizer | 0.5664% | 0 | 0.14164 | Residential_2019_SC A_MW_Before Competition Groups_Outside Air Economizer
Residential | Res ¦ ENERGY STAR LED Lamps (General Service Lamps) | 2019 | SC A | MW | Before Competition Groups | 0.13988 | 0 | 0 | 25.0078 | 0.0055935 | 21 | Residential_2019_SC A_MW_Before Competition Groups_21 | ENERGY STAR LED Lamps (General Service Lamps) | 0.5594% | 0 | 0.13988 | Residential_2019_SC A_MW_Before Competition Groups_ENERGY STAR LED Lamps (General Service Lamps)
Residential | Res ¦ LED Parking Lot Fixture | 2019 | SC A | MW | Before Competition Groups | 0.11989 | 0 | 0 | 25.0078 | 0.0047942 | 22 | Residential_2019_SC A_MW_Before Competition Groups_22 | LED Parking Lot Fixture | 0.4794% | 0 | 0.11989 | Residential_2019_SC A_MW_Before Competition Groups_LED Parking Lot Fixture
Residential | Res ¦ Air Sealing | 2019 | SC A | MW | Before Competition Groups | 0.11706 | 0 | 0 | 25.0078 | 0.0046808 | 23 | Residential_2019_SC A_MW_Before Competition Groups_23 | Air Sealing | 0.4681% | 0 | 0.11706 | Residential_2019_SC A_MW_Before Competition Groups_Air Sealing
Residential | Res ¦ Energy Star Light Fixture | 2019 | SC A | MW | Before Competition Groups | 0.072449 | 0 | 0 | 25.0078 | 0.0028971 | 24 | Residential_2019_SC A_MW_Before Competition Groups_24 | Energy Star Light Fixture | 0.2897% | 0 | 0.072449 | Residential_2019_SC A_MW_Before Competition Groups_Energy Star Light Fixture
Residential | Res ¦ Furnace Whistle | 2019 | SC A | MW | Before Competition Groups | 0.04956 | 0 | 0 | 25.0078 | 0.0019818 | 25 | Residential_2019_SC A_MW_Before Competition Groups_25 | Furnace Whistle | 0.1982% | 0 | 0.04956 | Residential_2019_SC A_MW_Before Competition Groups_Furnace Whistle
Residential | Res ¦ Comprehensive Draft Proofing | 2019 | SC A | MW | Before Competition Groups | 0.041565 | 0 | 0 | 25.0078 | 0.0016621 | 26 | Residential_2019_SC A_MW_Before Competition Groups_26 | Comprehensive Draft Proofing | 0.1662% | 0 | 0.041565 | Residential_2019_SC A_MW_Before Competition Groups_Comprehensive Draft Proofing
Residential | Res ¦ LED Exterior Area Lights - LED Fixture (200W) | 2019 | SC A | MW | Before Competition Groups | 0.041364 | 0 | 0 | 25.0078 | 0.001654 | 27 | Residential_2019_SC A_MW_Before Competition Groups_27 | LED Exterior Area Lights - LED Fixture (200W) | 0.1654% | 0 | 0.041364 | Residential_2019_SC A_MW_Before Competition Groups_LED Exterior Area Lights - LED Fixture (200W)
Residential | Res ¦ Variable Frequency Drive (VFD) | 2019 | SC A | MW | Before Competition Groups | 0.040847 | 0 | 0 | 25.0078 | 0.0016334 | 28 | Residential_2019_SC A_MW_Before Competition Groups_28 | Variable Frequency Drive (VFD) | 0.1633% | 0 | 0.040847 | Residential_2019_SC A_MW_Before Competition Groups_Variable Frequency Drive (VFD)
Residential | Res ¦ Demand Control Ventilation | 2019 | SC A | MW | Before Competition Groups | 0.033597 | 0 | 0 | 25.0078 | 0.0013435 | 29 | Residential_2019_SC A_MW_Before Competition Groups_29 | Demand Control Ventilation | 0.1343% | 0 | 0.033597 | Residential_2019_SC A_MW_Before Competition Groups_Demand Control Ventilation
Residential | Res ¦ CO Sensors for parking garage exhaust fans | 2019 | SC A | MW | Before Competition Groups | 0.031573 | 0 | 0 | 25.0078 | 0.0012625 | 30 | Residential_2019_SC A_MW_Before Competition Groups_30 | CO Sensors for parking garage exhaust fans | 0.1263% | 0 | 0.031573 | Residential_2019_SC A_MW_Before Competition Groups_CO Sensors for parking garage exhaust fans
Residential | Res ¦ Water Heater Temperature Setback | 2019 | SC A | MW | Before Competition Groups | 0.025677 | 0 | 0 | 25.0078 | 0.0010267 | 31 | Residential_2019_SC A_MW_Before Competition Groups_31 | Water Heater Temperature Setback | 0.1027% | 0 | 0.025677 | Residential_2019_SC A_MW_Before Competition Groups_Water Heater Temperature Setback
Residential | Res ¦ Floor Insulation | 2019 | SC A | MW | Before Competition Groups | 0.024859 | 0 | 0 | 25.0078 | 0.00099404 | 32 | Residential_2019_SC A_MW_Before Competition Groups_32 | Floor Insulation | 0.0994% | 0 | 0.024859 | Residential_2019_SC A_MW_Before Competition Groups_Floor Insulation
Residential | Res ¦ Clothes Drying Racks | 2019 | SC A | MW | Before Competition Groups | 0.021079 | 0 | 0 | 25.0078 | 0.00084289 | 33 | Residential_2019_SC A_MW_Before Competition Groups_33 | Clothes Drying Racks | 0.08429% | 0 | 0.021079 | Residential_2019_SC A_MW_Before Competition Groups_Clothes Drying Racks
Residential | Res ¦ Duct Insulation | 2019 | SC A | MW | Before Competition Groups | 0.016233 | 0 | 0 | 25.0078 | 0.00064911 | 34 | Residential_2019_SC A_MW_Before Competition Groups_34 | Duct Insulation | 0.06491% | 0 | 0.016233 | Residential_2019_SC A_MW_Before Competition Groups_Duct Insulation
Residential | Res ¦ VFD on Pumps | 2019 | SC A | MW | Before Competition Groups | 0.011793 | 0 | 0 | 25.0078 | 0.00047158 | 35 | Residential_2019_SC A_MW_Before Competition Groups_35 | VFD on Pumps | 0.04716% | 0 | 0.011793 | Residential_2019_SC A_MW_Before Competition Groups_VFD on Pumps
Residential | Res ¦ Duct Insulation MF | 2019 | SC A | MW | Before Competition Groups | 0.0084333 | 0 | 0 | 25.0078 | 0.00033723 | 36 | Residential_2019_SC A_MW_Before Competition Groups_36 | Duct Insulation MF | 0.03372% | 0 | 0.0084333 | Residential_2019_SC A_MW_Before Competition Groups_Duct Insulation MF
Residential | Res ¦ Condensing Make Up Air Unit | 2019 | SC A | MW | Before Competition Groups | 0.0070314 | 0 | 0 | 25.0078 | 0.00028117 | 37 | Residential_2019_SC A_MW_Before Competition Groups_37 | Condensing Make Up Air Unit | 0.02812% | 0 | 0.0070314 | Residential_2019_SC A_MW_Before Competition Groups_Condensing Make Up Air Unit
Residential | Res ¦ ECM MOTORS FOR HVAC APPLICATION (FAN-POWERED VAV BOX) | 2019 | SC A | MW | Before Competition Groups | 0.0062855 | 0 | 0 | 25.0078 | 0.00025134 | 38 | Residential_2019_SC A_MW_Before Competition Groups_38 | ECM MOTORS FOR HVAC APPLICATION (FAN-POWERED VAV BOX) | 0.02513% | 0 | 0.0062855 | Residential_2019_SC A_MW_Before Competition Groups_ECM MOTORS FOR HVAC APPLICATION (FAN-POWERED VAV BOX)
Residential | Res ¦ Chilled Water Optimization | 2019 | SC A | MW | Before Competition Groups | 0.0037724 | 0 | 0 | 25.0078 | 0.00015085 | 39 | Residential_2019_SC A_MW_Before Competition Groups_39 | Chilled Water Optimization | 0.01509% | 0 | 0.0037724 | Residential_2019_SC A_MW_Before Competition Groups_Chilled Water Optimization
Residential | Res ¦ Beverage Vending Machine Controls | 2019 | SC A | MW | Before Competition Groups | 0.0023856 | 0 | 0 | 25.0078 | 9.5394e-05 | 40 | Residential_2019_SC A_MW_Before Competition Groups_40 | Beverage Vending Machine Controls | 0.009539% | 0 | 0.0023856 | Residential_2019_SC A_MW_Before Competition Groups_Beverage Vending Machine Controls
Residential | Res ¦ Heat Recovery Ventilator | 2019 | SC A | MW | Before Competition Groups | 0.0019225 | 0 | 0 | 25.0078 | 7.6876e-05 | 41 | Residential_2019_SC A_MW_Before Competition Groups_41 | Heat Recovery Ventilator | 0.007688% | 0 | 0.0019225 | Residential_2019_SC A_MW_Before Competition Groups_Heat Recovery Ventilator
Residential | Res ¦ Wall Insulation | 2019 | SC A | MW | Before Competition Groups | 0.00021147 | 0 | 0 | 25.0078 | 8.456e-06 | 42 | Residential_2019_SC A_MW_Before Competition Groups_42 | Wall Insulation | 0.0008456% | 0 | 0.00021147 | Residential_2019_SC A_MW_Before Competition Groups_Wall Insulation
Residential | Res ¦ Wall Insulation MF | 2019 | SC A | MW | Before Competition Groups | 0.00015511 | 0 | 0 | 25.0078 | 6.2026e-06 | 43 | Residential_2019_SC A_MW_Before Competition Groups_43 | Wall Insulation MF | 0.0006203% | 0 | 0.00015511 | Residential_2019_SC A_MW_Before Competition Groups_Wall Insulation MF
Residential | Res ¦ Freezer Recycling | 2019 | SC A | MW | Before Competition Groups | 2.2734e-05 | 0 | 0 | 25.0078 | 9.0908e-07 | 44 | Residential_2019_SC A_MW_Before Competition Groups_44 | Freezer Recycling | 9.091e-05% | 0 | 2.2734e-05 | Residential_2019_SC A_MW_Before Competition Groups_Freezer Recycling
Residential | Res ¦ Energy Star LED Bulbs General Purpose LEDs | 2019 | SC A | MW | Before Competition Groups | 1.2887e-12 | 0 | 0 | 25.0078 | 5.1532e-14 | 45 | Residential_2019_SC A_MW_Before Competition Groups_45 | Energy Star LED Bulbs General Purpose LEDs | 5.153e-12% | 0 | 1.2887e-12 | Residential_2019_SC A_MW_Before Competition Groups_Energy Star LED Bulbs General Purpose LEDs
Residential | Res ¦ Energy Star Clothes Dryer | 2019 | SC A | MW | Before Competition Groups | 0 | 0 | 0 | 25.0078 | 0 | 46 | Residential_2019_SC A_MW_Before Competition Groups_46 | Energy Star Clothes Dryer | 0% | 0 | 0 | Residential_2019_SC A_MW_Before Competition Groups_Energy Star Clothes Dryer
Residential | Res ¦ Energy Star Dehumidifier | 2019 | SC A | MW | Before Competition Groups | 0 | 0 | 0 | 25.0078 | 0 | 47 | Residential_2019_SC A_MW_Before Competition Groups_47 | Energy Star Dehumidifier | 0% | 0 | 0 | Residential_2019_SC A_MW_Before Competition Groups_Energy Star Dehumidifier
Residential | Res ¦ Energy Star Freezer | 2019 | SC A | MW | Before Competition Groups | 0 | 0 | 0 | 25.0078 | 0 | 48 | Residential_2019_SC A_MW_Before Competition Groups_48 | Energy Star Freezer | 0% | 0 | 0 | Residential_2019_SC A_MW_Before Competition Groups_Energy Star Freezer
Residential | Res ¦ Home Energy Reports | 2019 | SC A | MW | Before Competition Groups | 0 | 0 | 0 | 25.0078 | 0 | 49 | Residential_2019_SC A_MW_Before Competition Groups_49 | Home Energy Reports | 0% | 0 | 0 | Residential_2019_SC A_MW_Before Competition Groups_Home Energy Reports
Residential | Res ¦ LED Downlight | 2019 | SC A | MW | Before Competition Groups | 0 | 0 | 0 | 25.0078 | 0 | 50 | Residential_2019_SC A_MW_Before Competition Groups_50 | LED Downlight | 0% | 0 | 0 | Residential_2019_SC A_MW_Before Competition Groups_LED Downlight
Residential | Res ¦ LED High Bay Fixture | 2019 | SC A | MW | Before Competition Groups | 0 | 0 | 0 | 25.0078 | 0 | 51 | Residential_2019_SC A_MW_Before Competition Groups_51 | LED High Bay Fixture | 0% | 0 | 0 | Residential_2019_SC A_MW_Before Competition Groups_LED High Bay Fixture
Residential | Res ¦ Smart Burners | 2019 | SC A | MW | Before Competition Groups | 0 | 0 | 0 | 25.0078 | 0 | 52 | Residential_2019_SC A_MW_Before Competition Groups_52 | Smart Burners | 0% | 0 | 0 | Residential_2019_SC A_MW_Before Competition Groups_Smart Burners
Residential | Res ¦ Smart Power Bar | 2019 | SC A | MW | Before Competition Groups | 0 | 0 | 0 | 25.0078 | 0 | 53 | Residential_2019_SC A_MW_Before Competition Groups_53 | Smart Power Bar | 0% | 0 | 0 | Residential_2019_SC A_MW_Before Competition Groups_Smart Power Bar
Residential | Res ¦ Tankless Water Heater | 2019 | SC A | MW | Before Competition Groups | 0 | 0 | 0 | 25.0078 | 0 | 54 | Residential_2019_SC A_MW_Before Competition Groups_54 | Tankless Water Heater | 0% | 0 | 0 | Residential_2019_SC A_MW_Before Competition Groups_Tankless Water Heater
Residential | Res ¦ Building Recommissioning, Operations and Maintenance (O&M) Improvements | 2019 | SC B | MW | Before Competition Groups | 5.2511 | 0 | 0 | 38.7498 | 0.13551 | 1 | Residential_2019_SC B_MW_Before Competition Groups_1 | Building Recommissioning, Operations and Maintenance (O&M) Improvements | 13.55% | 0 | 5.2511 | Residential_2019_SC B_MW_Before Competition Groups_Building Recommissioning, Operations and Maintenance (O&M) Improvements
Residential | Res ¦ Energy Star LED Bulbs General Purpose LEDs | 2019 | SC B | MW | Before Competition Groups | 3.8849 | 0 | 0 | 38.7498 | 0.10025 | 2 | Residential_2019_SC B_MW_Before Competition Groups_2 | Energy Star LED Bulbs General Purpose LEDs | 10.03% | 0 | 3.8849 | Residential_2019_SC B_MW_Before Competition Groups_Energy Star LED Bulbs General Purpose LEDs
Residential | Res ¦ Energy Star Clothes Washer | 2019 | SC B | MW | Before Competition Groups | 3.8598 | 0 | 0 | 38.7498 | 0.099609 | 3 | Residential_2019_SC B_MW_Before Competition Groups_3 | Energy Star Clothes Washer | 9.961% | 0 | 3.8598 | Residential_2019_SC B_MW_Before Competition Groups_Energy Star Clothes Washer
Residential | Res ¦ Variable Speed Pool Pump Motor | 2019 | SC B | MW | Before Competition Groups | 3.7505 | 0 | 0 | 38.7498 | 0.096788 | 4 | Residential_2019_SC B_MW_Before Competition Groups_4 | Variable Speed Pool Pump Motor | 9.679% | 0 | 3.7505 | Residential_2019_SC B_MW_Before Competition Groups_Variable Speed Pool Pump Motor
Residential | Res ¦ Energy Star LED Specialty Bulbs | 2019 | SC B | MW | Before Competition Groups | 3.6414 | 0 | 0 | 38.7498 | 0.093973 | 5 | Residential_2019_SC B_MW_Before Competition Groups_5 | Energy Star LED Specialty Bulbs | 9.397% | 0 | 3.6414 | Residential_2019_SC B_MW_Before Competition Groups_Energy Star LED Specialty Bulbs
Residential | Res ¦ Adaptive Thermostat | 2019 | SC B | MW | Before Competition Groups | 3.5287 | 0 | 0 | 38.7498 | 0.091064 | 6 | Residential_2019_SC B_MW_Before Competition Groups_6 | Adaptive Thermostat | 9.106% | 0 | 3.5287 | Residential_2019_SC B_MW_Before Competition Groups_Adaptive Thermostat
Residential | Res ¦ Ductless Mini-Split Heat Pump | 2019 | SC B | MW | Before Competition Groups | 3.2091 | 0 | 0 | 38.7498 | 0.082816 | 7 | Residential_2019_SC B_MW_Before Competition Groups_7 | Ductless Mini-Split Heat Pump | 8.282% | 0 | 3.2091 | Residential_2019_SC B_MW_Before Competition Groups_Ductless Mini-Split Heat Pump
Residential | Res ¦ Energy Star A Line, PAR, MR Lamps | 2019 | SC B | MW | Before Competition Groups | 1.3637 | 0 | 0 | 38.7498 | 0.035193 | 8 | Residential_2019_SC B_MW_Before Competition Groups_8 | Energy Star A Line, PAR, MR Lamps | 3.519% | 0 | 1.3637 | Residential_2019_SC B_MW_Before Competition Groups_Energy Star A Line, PAR, MR Lamps
Residential | Res ¦ Basement Wall Insulation | 2019 | SC B | MW | Before Competition Groups | 0.88053 | 0 | 0 | 38.7498 | 0.022724 | 9 | Residential_2019_SC B_MW_Before Competition Groups_9 | Basement Wall Insulation | 2.272% | 0 | 0.88053 | Residential_2019_SC B_MW_Before Competition Groups_Basement Wall Insulation
Residential | Res ¦ Energy Star Room Air Conditioner | 2019 | SC B | MW | Before Competition Groups | 0.83991 | 0 | 0 | 38.7498 | 0.021675 | 10 | Residential_2019_SC B_MW_Before Competition Groups_10 | Energy Star Room Air Conditioner | 2.168% | 0 | 0.83991 | Residential_2019_SC B_MW_Before Competition Groups_Energy Star Room Air Conditioner
Residential | Res ¦ Occupancy Sensors MF | 2019 | SC B | MW | Before Competition Groups | 0.80839 | 0 | 0 | 38.7498 | 0.020862 | 11 | Residential_2019_SC B_MW_Before Competition Groups_11 | Occupancy Sensors MF | 2.086% | 0 | 0.80839 | Residential_2019_SC B_MW_Before Competition Groups_Occupancy Sensors MF
Residential | Res ¦ Advanced BAS/Controllers | 2019 | SC B | MW | Before Competition Groups | 0.76846 | 0 | 0 | 38.7498 | 0.019831 | 12 | Residential_2019_SC B_MW_Before Competition Groups_12 | Advanced BAS/Controllers | 1.983% | 0 | 0.76846 | Residential_2019_SC B_MW_Before Competition Groups_Advanced BAS/Controllers
Residential | Res ¦ Clothes Drying Racks | 2019 | SC B | MW | Before Competition Groups | 0.71084 | 0 | 0 | 38.7498 | 0.018344 | 13 | Residential_2019_SC B_MW_Before Competition Groups_13 | Clothes Drying Racks | 1.834% | 0 | 0.71084 | Residential_2019_SC B_MW_Before Competition Groups_Clothes Drying Racks
Residential | Res ¦ High Efficiency Chiller (avg of water and air cooled) | 2019 | SC B | MW | Before Competition Groups | 0.70503 | 0 | 0 | 38.7498 | 0.018194 | 14 | Residential_2019_SC B_MW_Before Competition Groups_14 | High Efficiency Chiller (avg of water and air cooled) | 1.819% | 0 | 0.70503 | Residential_2019_SC B_MW_Before Competition Groups_High Efficiency Chiller (avg of water and air cooled)
Residential | Res ¦ Attic Insulation | 2019 | SC B | MW | Before Competition Groups | 0.67917 | 0 | 0 | 38.7498 | 0.017527 | 15 | Residential_2019_SC B_MW_Before Competition Groups_15 | Attic Insulation | 1.753% | 0 | 0.67917 | Residential_2019_SC B_MW_Before Competition Groups_Attic Insulation
Residential | Res ¦ Refrigerator Recycling | 2019 | SC B | MW | Before Competition Groups | 0.60265 | 0 | 0 | 38.7498 | 0.015552 | 16 | Residential_2019_SC B_MW_Before Competition Groups_16 | Refrigerator Recycling | 1.555% | 0 | 0.60265 | Residential_2019_SC B_MW_Before Competition Groups_Refrigerator Recycling
Residential | Res ¦ Freezer Recycling | 2019 | SC B | MW | Before Competition Groups | 0.55986 | 0 | 0 | 38.7498 | 0.014448 | 17 | Residential_2019_SC B_MW_Before Competition Groups_17 | Freezer Recycling | 1.445% | 0 | 0.55986 | Residential_2019_SC B_MW_Before Competition Groups_Freezer Recycling
Residential | Res ¦ ENERGY STAR LED LAMPS (REFLECTOR LAMPs/MR16/PAR 16) | 2019 | SC B | MW | Before Competition Groups | 0.45392 | 0 | 0 | 38.7498 | 0.011714 | 18 | Residential_2019_SC B_MW_Before Competition Groups_18 | ENERGY STAR LED LAMPS (REFLECTOR LAMPs/MR16/PAR 16) | 1.171% | 0 | 0.45392 | Residential_2019_SC B_MW_Before Competition Groups_ENERGY STAR LED LAMPS (REFLECTOR LAMPs/MR16/PAR 16)
Residential | Res ¦ Energy Star Air Source Heat Pump | 2019 | SC B | MW | Before Competition Groups | 0.43754 | 0 | 0 | 38.7498 | 0.011291 | 19 | Residential_2019_SC B_MW_Before Competition Groups_19 | Energy Star Air Source Heat Pump | 1.129% | 0 | 0.43754 | Residential_2019_SC B_MW_Before Competition Groups_Energy Star Air Source Heat Pump
Residential | Res ¦ LED Tube Re-Lamp | 2019 | SC B | MW | Before Competition Groups | 0.43423 | 0 | 0 | 38.7498 | 0.011206 | 20 | Residential_2019_SC B_MW_Before Competition Groups_20 | LED Tube Re-Lamp | 1.121% | 0 | 0.43423 | Residential_2019_SC B_MW_Before Competition Groups_LED Tube Re-Lamp
Residential | Res ¦ Energy Star Torchiere | 2019 | SC B | MW | Before Competition Groups | 0.24589 | 0 | 0 | 38.7498 | 0.0063456 | 21 | Residential_2019_SC B_MW_Before Competition Groups_21 | Energy Star Torchiere | 0.6346% | 0 | 0.24589 | Residential_2019_SC B_MW_Before Competition Groups_Energy Star Torchiere
Residential | Res ¦ Outside Air Economizer | 2019 | SC B | MW | Before Competition Groups | 0.23007 | 0 | 0 | 38.7498 | 0.0059373 | 22 | Residential_2019_SC B_MW_Before Competition Groups_22 | Outside Air Economizer | 0.5937% | 0 | 0.23007 | Residential_2019_SC B_MW_Before Competition Groups_Outside Air Economizer
Residential | Res ¦ Minimize Hot and Warm Clothes Wash | 2019 | SC B | MW | Before Competition Groups | 0.20333 | 0 | 0 | 38.7498 | 0.0052473 | 23 | Residential_2019_SC B_MW_Before Competition Groups_23 | Minimize Hot and Warm Clothes Wash | 0.5247% | 0 | 0.20333 | Residential_2019_SC B_MW_Before Competition Groups_Minimize Hot and Warm Clothes Wash
Residential | Res ¦ Air Sealing | 2019 | SC B | MW | Before Competition Groups | 0.18729 | 0 | 0 | 38.7498 | 0.0048333 | 24 | Residential_2019_SC B_MW_Before Competition Groups_24 | Air Sealing | 0.4833% | 0 | 0.18729 | Residential_2019_SC B_MW_Before Competition Groups_Air Sealing
Residential | Res ¦ Floor Insulation | 2019 | SC B | MW | Before Competition Groups | 0.17794 | 0 | 0 | 38.7498 | 0.0045921 | 25 | Residential_2019_SC B_MW_Before Competition Groups_25 | Floor Insulation | 0.4592% | 0 | 0.17794 | Residential_2019_SC B_MW_Before Competition Groups_Floor Insulation
Residential | Res ¦ ENERGY STAR LED Lamps (General Service Lamps) | 2019 | SC B | MW | Before Competition Groups | 0.13988 | 0 | 0 | 38.7498 | 0.0036099 | 26 | Residential_2019_SC B_MW_Before Competition Groups_26 | ENERGY STAR LED Lamps (General Service Lamps) | 0.361% | 0 | 0.13988 | Residential_2019_SC B_MW_Before Competition Groups_ENERGY STAR LED Lamps (General Service Lamps)
Residential | Res ¦ Demand Control Ventilation | 2019 | SC B | MW | Before Competition Groups | 0.13505 | 0 | 0 | 38.7498 | 0.0034851 | 27 | Residential_2019_SC B_MW_Before Competition Groups_27 | Demand Control Ventilation | 0.3485% | 0 | 0.13505 | Residential_2019_SC B_MW_Before Competition Groups_Demand Control Ventilation
Residential | Res ¦ Furnace Whistle | 2019 | SC B | MW | Before Competition Groups | 0.1298 | 0 | 0 | 38.7498 | 0.0033497 | 28 | Residential_2019_SC B_MW_Before Competition Groups_28 | Furnace Whistle | 0.335% | 0 | 0.1298 | Residential_2019_SC B_MW_Before Competition Groups_Furnace Whistle
Residential | Res ¦ LED Parking Lot Fixture | 2019 | SC B | MW | Before Competition Groups | 0.12869 | 0 | 0 | 38.7498 | 0.0033211 | 29 | Residential_2019_SC B_MW_Before Competition Groups_29 | LED Parking Lot Fixture | 0.3321% | 0 | 0.12869 | Residential_2019_SC B_MW_Before Competition Groups_LED Parking Lot Fixture
Residential | Res ¦ Duct Insulation | 2019 | SC B | MW | Before Competition Groups | 0.12773 | 0 | 0 | 38.7498 | 0.0032963 | 30 | Residential_2019_SC B_MW_Before Competition Groups_30 | Duct Insulation | 0.3296% | 0 | 0.12773 | Residential_2019_SC B_MW_Before Competition Groups_Duct Insulation
Residential | Res ¦ Comprehensive Draft Proofing | 2019 | SC B | MW | Before Competition Groups | 0.1103 | 0 | 0 | 38.7498 | 0.0028464 | 31 | Residential_2019_SC B_MW_Before Competition Groups_31 | Comprehensive Draft Proofing | 0.2846% | 0 | 0.1103 | Residential_2019_SC B_MW_Before Competition Groups_Comprehensive Draft Proofing
Residential | Res ¦ Variable Frequency Drive (VFD) | 2019 | SC B | MW | Before Competition Groups | 0.10697 | 0 | 0 | 38.7498 | 0.0027606 | 32 | Residential_2019_SC B_MW_Before Competition Groups_32 | Variable Frequency Drive (VFD) | 0.2761% | 0 | 0.10697 | Residential_2019_SC B_MW_Before Competition Groups_Variable Frequency Drive (VFD)
Residential | Res ¦ CO Sensors for parking garage exhaust fans | 2019 | SC B | MW | Before Competition Groups | 0.096499 | 0 | 0 | 38.7498 | 0.0024903 | 33 | Residential_2019_SC B_MW_Before Competition Groups_33 | CO Sensors for parking garage exhaust fans | 0.249% | 0 | 0.096499 | Residential_2019_SC B_MW_Before Competition Groups_CO Sensors for parking garage exhaust fans
Residential | Res ¦ Energy Star Light Fixture | 2019 | SC B | MW | Before Competition Groups | 0.087264 | 0 | 0 | 38.7498 | 0.002252 | 34 | Residential_2019_SC B_MW_Before Competition Groups_34 | Energy Star Light Fixture | 0.2252% | 0 | 0.087264 | Residential_2019_SC B_MW_Before Competition Groups_Energy Star Light Fixture
Residential | Res ¦ Duct Insulation MF | 2019 | SC B | MW | Before Competition Groups | 0.068622 | 0 | 0 | 38.7498 | 0.0017709 | 35 | Residential_2019_SC B_MW_Before Competition Groups_35 | Duct Insulation MF | 0.1771% | 0 | 0.068622 | Residential_2019_SC B_MW_Before Competition Groups_Duct Insulation MF
Residential | Res ¦ Water Heater Temperature Setback | 2019 | SC B | MW | Before Competition Groups | 0.067659 | 0 | 0 | 38.7498 | 0.001746 | 36 | Residential_2019_SC B_MW_Before Competition Groups_36 | Water Heater Temperature Setback | 0.1746% | 0 | 0.067659 | Residential_2019_SC B_MW_Before Competition Groups_Water Heater Temperature Setback
Residential | Res ¦ LED Exterior Area Lights - LED Fixture (200W) | 2019 | SC B | MW | Before Competition Groups | 0.041364 | 0 | 0 | 38.7498 | 0.0010675 | 37 | Residential_2019_SC B_MW_Before Competition Groups_37 | LED Exterior Area Lights - LED Fixture (200W) | 0.1067% | 0 | 0.041364 | Residential_2019_SC B_MW_Before Competition Groups_LED Exterior Area Lights - LED Fixture (200W)
Residential | Res ¦ VFD on Pumps | 2019 | SC B | MW | Before Competition Groups | 0.032895 | 0 | 0 | 38.7498 | 0.00084891 | 38 | Residential_2019_SC B_MW_Before Competition Groups_38 | VFD on Pumps | 0.08489% | 0 | 0.032895 | Residential_2019_SC B_MW_Before Competition Groups_VFD on Pumps
Residential | Res ¦ Condensing Make Up Air Unit | 2019 | SC B | MW | Before Competition Groups | 0.024724 | 0 | 0 | 38.7498 | 0.00063805 | 39 | Residential_2019_SC B_MW_Before Competition Groups_39 | Condensing Make Up Air Unit | 0.06381% | 0 | 0.024724 | Residential_2019_SC B_MW_Before Competition Groups_Condensing Make Up Air Unit
Residential | Res ¦ ECM MOTORS FOR HVAC APPLICATION (FAN-POWERED VAV BOX) | 2019 | SC B | MW | Before Competition Groups | 0.015584 | 0 | 0 | 38.7498 | 0.00040216 | 40 | Residential_2019_SC B_MW_Before Competition Groups_40 | ECM MOTORS FOR HVAC APPLICATION (FAN-POWERED VAV BOX) | 0.04022% | 0 | 0.015584 | Residential_2019_SC B_MW_Before Competition Groups_ECM MOTORS FOR HVAC APPLICATION (FAN-POWERED VAV BOX)
Residential | Res ¦ Heat Recovery Ventilator | 2019 | SC B | MW | Before Competition Groups | 0.0094768 | 0 | 0 | 38.7498 | 0.00024456 | 41 | Residential_2019_SC B_MW_Before Competition Groups_41 | Heat Recovery Ventilator | 0.02446% | 0 | 0.0094768 | Residential_2019_SC B_MW_Before Competition Groups_Heat Recovery Ventilator
Residential | Res ¦ Beverage Vending Machine Controls | 2019 | SC B | MW | Before Competition Groups | 0.0064008 | 0 | 0 | 38.7498 | 0.00016518 | 42 | Residential_2019_SC B_MW_Before Competition Groups_42 | Beverage Vending Machine Controls | 0.01652% | 0 | 0.0064008 | Residential_2019_SC B_MW_Before Competition Groups_Beverage Vending Machine Controls
Residential | Res ¦ Chilled Water Optimization | 2019 | SC B | MW | Before Competition Groups | 0.0037724 | 0 | 0 | 38.7498 | 9.7354e-05 | 43 | Residential_2019_SC B_MW_Before Competition Groups_43 | Chilled Water Optimization | 0.009735% | 0 | 0.0037724 | Residential_2019_SC B_MW_Before Competition Groups_Chilled Water Optimization
Residential | Res ¦ Wall Insulation | 2019 | SC B | MW | Before Competition Groups | 0.0025577 | 0 | 0 | 38.7498 | 6.6005e-05 | 44 | Residential_2019_SC B_MW_Before Competition Groups_44 | Wall Insulation | 0.0066% | 0 | 0.0025577 | Residential_2019_SC B_MW_Before Competition Groups_Wall Insulation
Residential | Res ¦ Wall Insulation MF | 2019 | SC B | MW | Before Competition Groups | 0.0001551 | 0 | 0 | 38.7498 | 4.0027e-06 | 45 | Residential_2019_SC B_MW_Before Competition Groups_45 | Wall Insulation MF | 0.0004003% | 0 | 0.0001551 | Residential_2019_SC B_MW_Before Competition Groups_Wall Insulation MF
Residential | Res ¦ Energy Star Clothes Dryer | 2019 | SC B | MW | Before Competition Groups | 0 | 0 | 0 | 38.7498 | 0 | 46 | Residential_2019_SC B_MW_Before Competition Groups_46 | Energy Star Clothes Dryer | 0% | 0 | 0 | Residential_2019_SC B_MW_Before Competition Groups_Energy Star Clothes Dryer
Residential | Res ¦ Energy Star Dehumidifier | 2019 | SC B | MW | Before Competition Groups | 0 | 0 | 0 | 38.7498 | 0 | 47 | Residential_2019_SC B_MW_Before Competition Groups_47 | Energy Star Dehumidifier | 0% | 0 | 0 | Residential_2019_SC B_MW_Before Competition Groups_Energy Star Dehumidifier
Residential | Res ¦ Energy Star Freezer | 2019 | SC B | MW | Before Competition Groups | 0 | 0 | 0 | 38.7498 | 0 | 48 | Residential_2019_SC B_MW_Before Competition Groups_48 | Energy Star Freezer | 0% | 0 | 0 | Residential_2019_SC B_MW_Before Competition Groups_Energy Star Freezer
Residential | Res ¦ Home Energy Reports | 2019 | SC B | MW | Before Competition Groups | 0 | 0 | 0 | 38.7498 | 0 | 49 | Residential_2019_SC B_MW_Before Competition Groups_49 | Home Energy Reports | 0% | 0 | 0 | Residential_2019_SC B_MW_Before Competition Groups_Home Energy Reports
Residential | Res ¦ LED Downlight | 2019 | SC B | MW | Before Competition Groups | 0 | 0 | 0 | 38.7498 | 0 | 50 | Residential_2019_SC B_MW_Before Competition Groups_50 | LED Downlight | 0% | 0 | 0 | Residential_2019_SC B_MW_Before Competition Groups_LED Downlight
Residential | Res ¦ LED High Bay Fixture | 2019 | SC B | MW | Before Competition Groups | 0 | 0 | 0 | 38.7498 | 0 | 51 | Residential_2019_SC B_MW_Before Competition Groups_51 | LED High Bay Fixture | 0% | 0 | 0 | Residential_2019_SC B_MW_Before Competition Groups_LED High Bay Fixture
Residential | Res ¦ Smart Burners | 2019 | SC B | MW | Before Competition Groups | 0 | 0 | 0 | 38.7498 | 0 | 52 | Residential_2019_SC B_MW_Before Competition Groups_52 | Smart Burners | 0% | 0 | 0 | Residential_2019_SC B_MW_Before Competition Groups_Smart Burners
Residential | Res ¦ Smart Power Bar | 2019 | SC B | MW | Before Competition Groups | 0 | 0 | 0 | 38.7498 | 0 | 53 | Residential_2019_SC B_MW_Before Competition Groups_53 | Smart Power Bar | 0% | 0 | 0 | Residential_2019_SC B_MW_Before Competition Groups_Smart Power Bar
Residential | Res ¦ Tankless Water Heater | 2019 | SC B | MW | Before Competition Groups | 0 | 0 | 0 | 38.7498 | 0 | 54 | Residential_2019_SC B_MW_Before Competition Groups_54 | Tankless Water Heater | 0% | 0 | 0 | Residential_2019_SC B_MW_Before Competition Groups_Tankless Water Heater
Residential | Res ¦ Energy Star LED Specialty Bulbs | 2019 | SC C | MW | Before Competition Groups | 7.2829 | 0 | 0 | 28.6797 | 0.25394 | 1 | Residential_2019_SC C_MW_Before Competition Groups_1 | Energy Star LED Specialty Bulbs | 25.39% | 0 | 7.2829 | Residential_2019_SC C_MW_Before Competition Groups_Energy Star LED Specialty Bulbs
Residential | Res ¦ Energy Star Clothes Washer | 2019 | SC C | MW | Before Competition Groups | 3.8604 | 0 | 0 | 28.6797 | 0.1346 | 2 | Residential_2019_SC C_MW_Before Competition Groups_2 | Energy Star Clothes Washer | 13.46% | 0 | 3.8604 | Residential_2019_SC C_MW_Before Competition Groups_Energy Star Clothes Washer
Residential | Res ¦ Ductless Mini-Split Heat Pump | 2019 | SC C | MW | Before Competition Groups | 3.2092 | 0 | 0 | 28.6797 | 0.1119 | 3 | Residential_2019_SC C_MW_Before Competition Groups_3 | Ductless Mini-Split Heat Pump | 11.19% | 0 | 3.2092 | Residential_2019_SC C_MW_Before Competition Groups_Ductless Mini-Split Heat Pump
Residential | Res ¦ Adaptive Thermostat | 2019 | SC C | MW | Before Competition Groups | 2.5568 | 0 | 0 | 28.6797 | 0.089148 | 4 | Residential_2019_SC C_MW_Before Competition Groups_4 | Adaptive Thermostat | 8.915% | 0 | 2.5568 | Residential_2019_SC C_MW_Before Competition Groups_Adaptive Thermostat
Residential | Res ¦ Building Recommissioning, Operations and Maintenance (O&M) Improvements | 2019 | SC C | MW | Before Competition Groups | 2.005 | 0 | 0 | 28.6797 | 0.06991 | 5 | Residential_2019_SC C_MW_Before Competition Groups_5 | Building Recommissioning, Operations and Maintenance (O&M) Improvements | 6.991% | 0 | 2.005 | Residential_2019_SC C_MW_Before Competition Groups_Building Recommissioning, Operations and Maintenance (O&M) Improvements
Residential | Res ¦ Variable Speed Pool Pump Motor | 2019 | SC C | MW | Before Competition Groups | 1.4322 | 0 | 0 | 28.6797 | 0.049936 | 6 | Residential_2019_SC C_MW_Before Competition Groups_6 | Variable Speed Pool Pump Motor | 4.994% | 0 | 1.4322 | Residential_2019_SC C_MW_Before Competition Groups_Variable Speed Pool Pump Motor
Residential | Res ¦ Energy Star A Line, PAR, MR Lamps | 2019 | SC C | MW | Before Competition Groups | 1.3637 | 0 | 0 | 28.6797 | 0.04755 | 7 | Residential_2019_SC C_MW_Before Competition Groups_7 | Energy Star A Line, PAR, MR Lamps | 4.755% | 0 | 1.3637 | Residential_2019_SC C_MW_Before Competition Groups_Energy Star A Line, PAR, MR Lamps
Residential | Res ¦ Basement Wall Insulation | 2019 | SC C | MW | Before Competition Groups | 0.88064 | 0 | 0 | 28.6797 | 0.030706 | 8 | Residential_2019_SC C_MW_Before Competition Groups_8 | Basement Wall Insulation | 3.071% | 0 | 0.88064 | Residential_2019_SC C_MW_Before Competition Groups_Basement Wall Insulation
Residential | Res ¦ Energy Star Room Air Conditioner | 2019 | SC C | MW | Before Competition Groups | 0.84005 | 0 | 0 | 28.6797 | 0.029291 | 9 | Residential_2019_SC C_MW_Before Competition Groups_9 | Energy Star Room Air Conditioner | 2.929% | 0 | 0.84005 | Residential_2019_SC C_MW_Before Competition Groups_Energy Star Room Air Conditioner
Residential | Res ¦ High Efficiency Chiller (avg of water and air cooled) | 2019 | SC C | MW | Before Competition Groups | 0.70507 | 0 | 0 | 28.6797 | 0.024584 | 10 | Residential_2019_SC C_MW_Before Competition Groups_10 | High Efficiency Chiller (avg of water and air cooled) | 2.458% | 0 | 0.70507 | Residential_2019_SC C_MW_Before Competition Groups_High Efficiency Chiller (avg of water and air cooled)
Residential | Res ¦ Attic Insulation | 2019 | SC C | MW | Before Competition Groups | 0.66603 | 0 | 0 | 28.6797 | 0.023223 | 11 | Residential_2019_SC C_MW_Before Competition Groups_11 | Attic Insulation | 2.322% | 0 | 0.66603 | Residential_2019_SC C_MW_Before Competition Groups_Attic Insulation
Residential | Res ¦ ENERGY STAR LED LAMPS (REFLECTOR LAMPs/MR16/PAR 16) | 2019 | SC C | MW | Before Competition Groups | 0.45392 | 0 | 0 | 28.6797 | 0.015827 | 12 | Residential_2019_SC C_MW_Before Competition Groups_12 | ENERGY STAR LED LAMPS (REFLECTOR LAMPs/MR16/PAR 16) | 1.583% | 0 | 0.45392 | Residential_2019_SC C_MW_Before Competition Groups_ENERGY STAR LED LAMPS (REFLECTOR LAMPs/MR16/PAR 16)
Residential | Res ¦ Energy Star Air Source Heat Pump | 2019 | SC C | MW | Before Competition Groups | 0.43759 | 0 | 0 | 28.6797 | 0.015258 | 13 | Residential_2019_SC C_MW_Before Competition Groups_13 | Energy Star Air Source Heat Pump | 1.526% | 0 | 0.43759 | Residential_2019_SC C_MW_Before Competition Groups_Energy Star Air Source Heat Pump
Residential | Res ¦ LED Tube Re-Lamp | 2019 | SC C | MW | Before Competition Groups | 0.43423 | 0 | 0 | 28.6797 | 0.015141 | 14 | Residential_2019_SC C_MW_Before Competition Groups_14 | LED Tube Re-Lamp | 1.514% | 0 | 0.43423 | Residential_2019_SC C_MW_Before Competition Groups_LED Tube Re-Lamp
Residential | Res ¦ Occupancy Sensors MF | 2019 | SC C | MW | Before Competition Groups | 0.30866 | 0 | 0 | 28.6797 | 0.010762 | 15 | Residential_2019_SC C_MW_Before Competition Groups_15 | Occupancy Sensors MF | 1.076% | 0 | 0.30866 | Residential_2019_SC C_MW_Before Competition Groups_Occupancy Sensors MF
Residential | Res ¦ Advanced BAS/Controllers | 2019 | SC C | MW | Before Competition Groups | 0.29346 | 0 | 0 | 28.6797 | 0.010232 | 16 | Residential_2019_SC C_MW_Before Competition Groups_16 | Advanced BAS/Controllers | 1.023% | 0 | 0.29346 | Residential_2019_SC C_MW_Before Competition Groups_Advanced BAS/Controllers
Residential | Res ¦ Energy Star Torchiere | 2019 | SC C | MW | Before Competition Groups | 0.2459 | 0 | 0 | 28.6797 | 0.0085739 | 17 | Residential_2019_SC C_MW_Before Competition Groups_17 | Energy Star Torchiere | 0.8574% | 0 | 0.2459 | Residential_2019_SC C_MW_Before Competition Groups_Energy Star Torchiere
Residential | Res ¦ Refrigerator Recycling | 2019 | SC C | MW | Before Competition Groups | 0.23013 | 0 | 0 | 28.6797 | 0.0080242 | 18 | Residential_2019_SC C_MW_Before Competition Groups_18 | Refrigerator Recycling | 0.8024% | 0 | 0.23013 | Residential_2019_SC C_MW_Before Competition Groups_Refrigerator Recycling
Residential | Res ¦ Minimize Hot and Warm Clothes Wash | 2019 | SC C | MW | Before Competition Groups | 0.20333 | 0 | 0 | 28.6797 | 0.0070897 | 19 | Residential_2019_SC C_MW_Before Competition Groups_19 | Minimize Hot and Warm Clothes Wash | 0.709% | 0 | 0.20333 | Residential_2019_SC C_MW_Before Competition Groups_Minimize Hot and Warm Clothes Wash
Residential | Res ¦ Air Sealing | 2019 | SC C | MW | Before Competition Groups | 0.17342 | 0 | 0 | 28.6797 | 0.0060469 | 20 | Residential_2019_SC C_MW_Before Competition Groups_20 | Air Sealing | 0.6047% | 0 | 0.17342 | Residential_2019_SC C_MW_Before Competition Groups_Air Sealing
Residential | Res ¦ Outside Air Economizer | 2019 | SC C | MW | Before Competition Groups | 0.14164 | 0 | 0 | 28.6797 | 0.0049387 | 21 | Residential_2019_SC C_MW_Before Competition Groups_21 | Outside Air Economizer | 0.4939% | 0 | 0.14164 | Residential_2019_SC C_MW_Before Competition Groups_Outside Air Economizer
Residential | Res ¦ ENERGY STAR LED Lamps (General Service Lamps) | 2019 | SC C | MW | Before Competition Groups | 0.13988 | 0 | 0 | 28.6797 | 0.0048774 | 22 | Residential_2019_SC C_MW_Before Competition Groups_22 | ENERGY STAR LED Lamps (General Service Lamps) | 0.4877% | 0 | 0.13988 | Residential_2019_SC C_MW_Before Competition Groups_ENERGY STAR LED Lamps (General Service Lamps)
Residential | Res ¦ Floor Insulation | 2019 | SC C | MW | Before Competition Groups | 0.13983 | 0 | 0 | 28.6797 | 0.0048757 | 23 | Residential_2019_SC C_MW_Before Competition Groups_23 | Floor Insulation | 0.4876% | 0 | 0.13983 | Residential_2019_SC C_MW_Before Competition Groups_Floor Insulation
Residential | Res ¦ LED Parking Lot Fixture | 2019 | SC C | MW | Before Competition Groups | 0.11989 | 0 | 0 | 28.6797 | 0.0041804 | 24 | Residential_2019_SC C_MW_Before Competition Groups_24 | LED Parking Lot Fixture | 0.418% | 0 | 0.11989 | Residential_2019_SC C_MW_Before Competition Groups_LED Parking Lot Fixture
Residential | Res ¦ Energy Star Light Fixture | 2019 | SC C | MW | Before Competition Groups | 0.087269 | 0 | 0 | 28.6797 | 0.0030429 | 25 | Residential_2019_SC C_MW_Before Competition Groups_25 | Energy Star Light Fixture | 0.3043% | 0 | 0.087269 | Residential_2019_SC C_MW_Before Competition Groups_Energy Star Light Fixture
Residential | Res ¦ Duct Insulation MF | 2019 | SC C | MW | Before Competition Groups | 0.063317 | 0 | 0 | 28.6797 | 0.0022077 | 26 | Residential_2019_SC C_MW_Before Competition Groups_26 | Duct Insulation MF | 0.2208% | 0 | 0.063317 | Residential_2019_SC C_MW_Before Competition Groups_Duct Insulation MF
Residential | Res ¦ Demand Control Ventilation | 2019 | SC C | MW | Before Competition Groups | 0.051574 | 0 | 0 | 28.6797 | 0.0017983 | 27 | Residential_2019_SC C_MW_Before Competition Groups_27 | Demand Control Ventilation | 0.1798% | 0 | 0.051574 | Residential_2019_SC C_MW_Before Competition Groups_Demand Control Ventilation
Residential | Res ¦ Furnace Whistle | 2019 | SC C | MW | Before Competition Groups | 0.04956 | 0 | 0 | 28.6797 | 0.0017281 | 28 | Residential_2019_SC C_MW_Before Competition Groups_28 | Furnace Whistle | 0.1728% | 0 | 0.04956 | Residential_2019_SC C_MW_Before Competition Groups_Furnace Whistle
Residential | Res ¦ Comprehensive Draft Proofing | 2019 | SC C | MW | Before Competition Groups | 0.042114 | 0 | 0 | 28.6797 | 0.0014684 | 29 | Residential_2019_SC C_MW_Before Competition Groups_29 | Comprehensive Draft Proofing | 0.1468% | 0 | 0.042114 | Residential_2019_SC C_MW_Before Competition Groups_Comprehensive Draft Proofing
Residential | Res ¦ LED Exterior Area Lights - LED Fixture (200W) | 2019 | SC C | MW | Before Competition Groups | 0.041364 | 0 | 0 | 28.6797 | 0.0014423 | 30 | Residential_2019_SC C_MW_Before Competition Groups_30 | LED Exterior Area Lights - LED Fixture (200W) | 0.1442% | 0 | 0.041364 | Residential_2019_SC C_MW_Before Competition Groups_LED Exterior Area Lights - LED Fixture (200W)
Residential | Res ¦ Variable Frequency Drive (VFD) | 2019 | SC C | MW | Before Competition Groups | 0.040847 | 0 | 0 | 28.6797 | 0.0014243 | 31 | Residential_2019_SC C_MW_Before Competition Groups_31 | Variable Frequency Drive (VFD) | 0.1424% | 0 | 0.040847 | Residential_2019_SC C_MW_Before Competition Groups_Variable Frequency Drive (VFD)
Residential | Res ¦ CO Sensors for parking garage exhaust fans | 2019 | SC C | MW | Before Competition Groups | 0.040712 | 0 | 0 | 28.6797 | 0.0014195 | 32 | Residential_2019_SC C_MW_Before Competition Groups_32 | CO Sensors for parking garage exhaust fans | 0.142% | 0 | 0.040712 | Residential_2019_SC C_MW_Before Competition Groups_CO Sensors for parking garage exhaust fans
Residential | Res ¦ Duct Insulation | 2019 | SC C | MW | Before Competition Groups | 0.038162 | 0 | 0 | 28.6797 | 0.0013306 | 33 | Residential_2019_SC C_MW_Before Competition Groups_33 | Duct Insulation | 0.1331% | 0 | 0.038162 | Residential_2019_SC C_MW_Before Competition Groups_Duct Insulation
Residential | Res ¦ Water Heater Temperature Setback | 2019 | SC C | MW | Before Competition Groups | 0.025834 | 0 | 0 | 28.6797 | 0.00090077 | 34 | Residential_2019_SC C_MW_Before Competition Groups_34 | Water Heater Temperature Setback | 0.09008% | 0 | 0.025834 | Residential_2019_SC C_MW_Before Competition Groups_Water Heater Temperature Setback
Residential | Res ¦ Condensing Make Up Air Unit | 2019 | SC C | MW | Before Competition Groups | 0.024732 | 0 | 0 | 28.6797 | 0.00086236 | 35 | Residential_2019_SC C_MW_Before Competition Groups_35 | Condensing Make Up Air Unit | 0.08624% | 0 | 0.024732 | Residential_2019_SC C_MW_Before Competition Groups_Condensing Make Up Air Unit
Residential | Res ¦ Clothes Drying Racks | 2019 | SC C | MW | Before Competition Groups | 0.021079 | 0 | 0 | 28.6797 | 0.00073497 | 36 | Residential_2019_SC C_MW_Before Competition Groups_36 | Clothes Drying Racks | 0.0735% | 0 | 0.021079 | Residential_2019_SC C_MW_Before Competition Groups_Clothes Drying Racks
Residential | Res ¦ VFD on Pumps | 2019 | SC C | MW | Before Competition Groups | 0.012561 | 0 | 0 | 28.6797 | 0.00043798 | 37 | Residential_2019_SC C_MW_Before Competition Groups_37 | VFD on Pumps | 0.0438% | 0 | 0.012561 | Residential_2019_SC C_MW_Before Competition Groups_VFD on Pumps
Residential | Res ¦ ECM MOTORS FOR HVAC APPLICATION (FAN-POWERED VAV BOX) | 2019 | SC C | MW | Before Competition Groups | 0.0062984 | 0 | 0 | 28.6797 | 0.00021961 | 38 | Residential_2019_SC C_MW_Before Competition Groups_38 | ECM MOTORS FOR HVAC APPLICATION (FAN-POWERED VAV BOX) | 0.02196% | 0 | 0.0062984 | Residential_2019_SC C_MW_Before Competition Groups_ECM MOTORS FOR HVAC APPLICATION (FAN-POWERED VAV BOX)
Residential | Res ¦ Chilled Water Optimization | 2019 | SC C | MW | Before Competition Groups | 0.0037724 | 0 | 0 | 28.6797 | 0.00013154 | 39 | Residential_2019_SC C_MW_Before Competition Groups_39 | Chilled Water Optimization | 0.01315% | 0 | 0.0037724 | Residential_2019_SC C_MW_Before Competition Groups_Chilled Water Optimization
Residential | Res ¦ Heat Recovery Ventilator | 2019 | SC C | MW | Before Competition Groups | 0.0036972 | 0 | 0 | 28.6797 | 0.00012891 | 40 | Residential_2019_SC C_MW_Before Competition Groups_40 | Heat Recovery Ventilator | 0.01289% | 0 | 0.0036972 | Residential_2019_SC C_MW_Before Competition Groups_Heat Recovery Ventilator
Residential | Res ¦ Beverage Vending Machine Controls | 2019 | SC C | MW | Before Competition Groups | 0.0026185 | 0 | 0 | 28.6797 | 9.13e-05 | 41 | Residential_2019_SC C_MW_Before Competition Groups_41 | Beverage Vending Machine Controls | 0.00913% | 0 | 0.0026185 | Residential_2019_SC C_MW_Before Competition Groups_Beverage Vending Machine Controls
Residential | Res ¦ Wall Insulation | 2019 | SC C | MW | Before Competition Groups | 0.00021147 | 0 | 0 | 28.6797 | 7.3734e-06 | 42 | Residential_2019_SC C_MW_Before Competition Groups_42 | Wall Insulation | 0.0007373% | 0 | 0.00021147 | Residential_2019_SC C_MW_Before Competition Groups_Wall Insulation
Residential | Res ¦ Wall Insulation MF | 2019 | SC C | MW | Before Competition Groups | 0.00015511 | 0 | 0 | 28.6797 | 5.4084e-06 | 43 | Residential_2019_SC C_MW_Before Competition Groups_43 | Wall Insulation MF | 0.0005408% | 0 | 0.00015511 | Residential_2019_SC C_MW_Before Competition Groups_Wall Insulation MF
Residential | Res ¦ Freezer Recycling | 2019 | SC C | MW | Before Competition Groups | 2.2734e-05 | 0 | 0 | 28.6797 | 7.9269e-07 | 44 | Residential_2019_SC C_MW_Before Competition Groups_44 | Freezer Recycling | 7.927e-05% | 0 | 2.2734e-05 | Residential_2019_SC C_MW_Before Competition Groups_Freezer Recycling
Residential | Res ¦ Energy Star LED Bulbs General Purpose LEDs | 2019 | SC C | MW | Before Competition Groups | 1.2887e-12 | 0 | 0 | 28.6797 | 4.4935e-14 | 45 | Residential_2019_SC C_MW_Before Competition Groups_45 | Energy Star LED Bulbs General Purpose LEDs | 4.493e-12% | 0 | 1.2887e-12 | Residential_2019_SC C_MW_Before Competition Groups_Energy Star LED Bulbs General Purpose LEDs
Residential | Res ¦ Energy Star Clothes Dryer | 2019 | SC C | MW | Before Competition Groups | 0 | 0 | 0 | 28.6797 | 0 | 46 | Residential_2019_SC C_MW_Before Competition Groups_46 | Energy Star Clothes Dryer | 0% | 0 | 0 | Residential_2019_SC C_MW_Before Competition Groups_Energy Star Clothes Dryer
Residential | Res ¦ Energy Star Dehumidifier | 2019 | SC C | MW | Before Competition Groups | 0 | 0 | 0 | 28.6797 | 0 | 47 | Residential_2019_SC C_MW_Before Competition Groups_47 | Energy Star Dehumidifier | 0% | 0 | 0 | Residential_2019_SC C_MW_Before Competition Groups_Energy Star Dehumidifier
Residential | Res ¦ Energy Star Freezer | 2019 | SC C | MW | Before Competition Groups | 0 | 0 | 0 | 28.6797 | 0 | 48 | Residential_2019_SC C_MW_Before Competition Groups_48 | Energy Star Freezer | 0% | 0 | 0 | Residential_2019_SC C_MW_Before Competition Groups_Energy Star Freezer
Residential | Res ¦ Home Energy Reports | 2019 | SC C | MW | Before Competition Groups | 0 | 0 | 0 | 28.6797 | 0 | 49 | Residential_2019_SC C_MW_Before Competition Groups_49 | Home Energy Reports | 0% | 0 | 0 | Residential_2019_SC C_MW_Before Competition Groups_Home Energy Reports
Residential | Res ¦ LED Downlight | 2019 | SC C | MW | Before Competition Groups | 0 | 0 | 0 | 28.6797 | 0 | 50 | Residential_2019_SC C_MW_Before Competition Groups_50 | LED Downlight | 0% | 0 | 0 | Residential_2019_SC C_MW_Before Competition Groups_LED Downlight
Residential | Res ¦ LED High Bay Fixture | 2019 | SC C | MW | Before Competition Groups | 0 | 0 | 0 | 28.6797 | 0 | 51 | Residential_2019_SC C_MW_Before Competition Groups_51 | LED High Bay Fixture | 0% | 0 | 0 | Residential_2019_SC C_MW_Before Competition Groups_LED High Bay Fixture
Residential | Res ¦ Smart Burners | 2019 | SC C | MW | Before Competition Groups | 0 | 0 | 0 | 28.6797 | 0 | 52 | Residential_2019_SC C_MW_Before Competition Groups_52 | Smart Burners | 0% | 0 | 0 | Residential_2019_SC C_MW_Before Competition Groups_Smart Burners
Residential | Res ¦ Smart Power Bar | 2019 | SC C | MW | Before Competition Groups | 0 | 0 | 0 | 28.6797 | 0 | 53 | Residential_2019_SC C_MW_Before Competition Groups_53 | Smart Power Bar | 0% | 0 | 0 | Residential_2019_SC C_MW_Before Competition Groups_Smart Power Bar
Residential | Res ¦ Tankless Water Heater | 2019 | SC C | MW | Before Competition Groups | 0 | 0 | 0 | 28.6797 | 0 | 54 | Residential_2019_SC C_MW_Before Competition Groups_54 | Tankless Water Heater | 0% | 0 | 0 | Residential_2019_SC C_MW_Before Competition Groups_Tankless Water Heater
Residential | Res ¦ Energy Star LED Bulbs General Purpose LEDs | 2019 | SC D | MW | Before Competition Groups | 7.6246 | 0 | 0 | 25.307 | 0.30128 | 1 | Residential_2019_SC D_MW_Before Competition Groups_1 | Energy Star LED Bulbs General Purpose LEDs | 30.13% | 0 | 7.6246 | Residential_2019_SC D_MW_Before Competition Groups_Energy Star LED Bulbs General Purpose LEDs
Residential | Res ¦ Ductless Mini-Split Heat Pump | 2019 | SC D | MW | Before Competition Groups | 3.2092 | 0 | 0 | 25.307 | 0.12681 | 2 | Residential_2019_SC D_MW_Before Competition Groups_2 | Ductless Mini-Split Heat Pump | 12.68% | 0 | 3.2092 | Residential_2019_SC D_MW_Before Competition Groups_Ductless Mini-Split Heat Pump
Residential | Res ¦ Energy Star Clothes Washer | 2019 | SC D | MW | Before Competition Groups | 2.2669 | 0 | 0 | 25.307 | 0.089575 | 3 | Residential_2019_SC D_MW_Before Competition Groups_3 | Energy Star Clothes Washer | 8.958% | 0 | 2.2669 | Residential_2019_SC D_MW_Before Competition Groups_Energy Star Clothes Washer
Residential | Res ¦ Building Recommissioning, Operations and Maintenance (O&M) Improvements | 2019 | SC D | MW | Before Competition Groups | 2.005 | 0 | 0 | 25.307 | 0.079228 | 4 | Residential_2019_SC D_MW_Before Competition Groups_4 | Building Recommissioning, Operations and Maintenance (O&M) Improvements | 7.923% | 0 | 2.005 | Residential_2019_SC D_MW_Before Competition Groups_Building Recommissioning, Operations and Maintenance (O&M) Improvements
Residential | Res ¦ Adaptive Thermostat | 2019 | SC D | MW | Before Competition Groups | 1.5324 | 0 | 0 | 25.307 | 0.060553 | 5 | Residential_2019_SC D_MW_Before Competition Groups_5 | Adaptive Thermostat | 6.055% | 0 | 1.5324 | Residential_2019_SC D_MW_Before Competition Groups_Adaptive Thermostat
Residential | Res ¦ Energy Star A Line, PAR, MR Lamps | 2019 | SC D | MW | Before Competition Groups | 1.3637 | 0 | 0 | 25.307 | 0.053887 | 6 | Residential_2019_SC D_MW_Before Competition Groups_6 | Energy Star A Line, PAR, MR Lamps | 5.389% | 0 | 1.3637 | Residential_2019_SC D_MW_Before Competition Groups_Energy Star A Line, PAR, MR Lamps
Residential | Res ¦ Variable Speed Pool Pump Motor | 2019 | SC D | MW | Before Competition Groups | 1.0039 | 0 | 0 | 25.307 | 0.039668 | 7 | Residential_2019_SC D_MW_Before Competition Groups_7 | Variable Speed Pool Pump Motor | 3.967% | 0 | 1.0039 | Residential_2019_SC D_MW_Before Competition Groups_Variable Speed Pool Pump Motor
Residential | Res ¦ Basement Wall Insulation | 2019 | SC D | MW | Before Competition Groups | 0.85035 | 0 | 0 | 25.307 | 0.033601 | 8 | Residential_2019_SC D_MW_Before Competition Groups_8 | Basement Wall Insulation | 3.36% | 0 | 0.85035 | Residential_2019_SC D_MW_Before Competition Groups_Basement Wall Insulation
Residential | Res ¦ Energy Star Room Air Conditioner | 2019 | SC D | MW | Before Competition Groups | 0.84011 | 0 | 0 | 25.307 | 0.033197 | 9 | Residential_2019_SC D_MW_Before Competition Groups_9 | Energy Star Room Air Conditioner | 3.32% | 0 | 0.84011 | Residential_2019_SC D_MW_Before Competition Groups_Energy Star Room Air Conditioner
Residential | Res ¦ High Efficiency Chiller (avg of water and air cooled) | 2019 | SC D | MW | Before Competition Groups | 0.70507 | 0 | 0 | 25.307 | 0.027861 | 10 | Residential_2019_SC D_MW_Before Competition Groups_10 | High Efficiency Chiller (avg of water and air cooled) | 2.786% | 0 | 0.70507 | Residential_2019_SC D_MW_Before Competition Groups_High Efficiency Chiller (avg of water and air cooled)
Residential | Res ¦ ENERGY STAR LED LAMPS (REFLECTOR LAMPs/MR16/PAR 16) | 2019 | SC D | MW | Before Competition Groups | 0.45392 | 0 | 0 | 25.307 | 0.017937 | 11 | Residential_2019_SC D_MW_Before Competition Groups_11 | ENERGY STAR LED LAMPS (REFLECTOR LAMPs/MR16/PAR 16) | 1.794% | 0 | 0.45392 | Residential_2019_SC D_MW_Before Competition Groups_ENERGY STAR LED LAMPS (REFLECTOR LAMPs/MR16/PAR 16)
Residential | Res ¦ Energy Star Air Source Heat Pump | 2019 | SC D | MW | Before Competition Groups | 0.43759 | 0 | 0 | 25.307 | 0.017291 | 12 | Residential_2019_SC D_MW_Before Competition Groups_12 | Energy Star Air Source Heat Pump | 1.729% | 0 | 0.43759 | Residential_2019_SC D_MW_Before Competition Groups_Energy Star Air Source Heat Pump
Residential | Res ¦ LED Tube Re-Lamp | 2019 | SC D | MW | Before Competition Groups | 0.43212 | 0 | 0 | 25.307 | 0.017075 | 13 | Residential_2019_SC D_MW_Before Competition Groups_13 | LED Tube Re-Lamp | 1.708% | 0 | 0.43212 | Residential_2019_SC D_MW_Before Competition Groups_LED Tube Re-Lamp
Residential | Res ¦ Attic Insulation | 2019 | SC D | MW | Before Competition Groups | 0.40569 | 0 | 0 | 25.307 | 0.016031 | 14 | Residential_2019_SC D_MW_Before Competition Groups_14 | Attic Insulation | 1.603% | 0 | 0.40569 | Residential_2019_SC D_MW_Before Competition Groups_Attic Insulation
Residential | Res ¦ Occupancy Sensors MF | 2019 | SC D | MW | Before Competition Groups | 0.30866 | 0 | 0 | 25.307 | 0.012197 | 15 | Residential_2019_SC D_MW_Before Competition Groups_15 | Occupancy Sensors MF | 1.22% | 0 | 0.30866 | Residential_2019_SC D_MW_Before Competition Groups_Occupancy Sensors MF
Residential | Res ¦ Advanced BAS/Controllers | 2019 | SC D | MW | Before Competition Groups | 0.29346 | 0 | 0 | 25.307 | 0.011596 | 16 | Residential_2019_SC D_MW_Before Competition Groups_16 | Advanced BAS/Controllers | 1.16% | 0 | 0.29346 | Residential_2019_SC D_MW_Before Competition Groups_Advanced BAS/Controllers
Residential | Res ¦ Energy Star Torchiere | 2019 | SC D | MW | Before Competition Groups | 0.21681 | 0 | 0 | 25.307 | 0.0085673 | 17 | Residential_2019_SC D_MW_Before Competition Groups_17 | Energy Star Torchiere | 0.8567% | 0 | 0.21681 | Residential_2019_SC D_MW_Before Competition Groups_Energy Star Torchiere
Residential | Res ¦ Minimize Hot and Warm Clothes Wash | 2019 | SC D | MW | Before Competition Groups | 0.20333 | 0 | 0 | 25.307 | 0.0080346 | 18 | Residential_2019_SC D_MW_Before Competition Groups_18 | Minimize Hot and Warm Clothes Wash | 0.8035% | 0 | 0.20333 | Residential_2019_SC D_MW_Before Competition Groups_Minimize Hot and Warm Clothes Wash
Residential | Res ¦ Refrigerator Recycling | 2019 | SC D | MW | Before Competition Groups | 0.14994 | 0 | 0 | 25.307 | 0.0059249 | 19 | Residential_2019_SC D_MW_Before Competition Groups_19 | Refrigerator Recycling | 0.5925% | 0 | 0.14994 | Residential_2019_SC D_MW_Before Competition Groups_Refrigerator Recycling
Residential | Res ¦ Outside Air Economizer | 2019 | SC D | MW | Before Competition Groups | 0.14164 | 0 | 0 | 25.307 | 0.0055969 | 20 | Residential_2019_SC D_MW_Before Competition Groups_20 | Outside Air Economizer | 0.5597% | 0 | 0.14164 | Residential_2019_SC D_MW_Before Competition Groups_Outside Air Economizer
Residential | Res ¦ ENERGY STAR LED Lamps (General Service Lamps) | 2019 | SC D | MW | Before Competition Groups | 0.13988 | 0 | 0 | 25.307 | 0.0055274 | 21 | Residential_2019_SC D_MW_Before Competition Groups_21 | ENERGY STAR LED Lamps (General Service Lamps) | 0.5527% | 0 | 0.13988 | Residential_2019_SC D_MW_Before Competition Groups_ENERGY STAR LED Lamps (General Service Lamps)
Residential | Res ¦ Energy Star LED Specialty Bulbs | 2019 | SC D | MW | Before Competition Groups | 0.13606 | 0 | 0 | 25.307 | 0.0053763 | 22 | Residential_2019_SC D_MW_Before Competition Groups_22 | Energy Star LED Specialty Bulbs | 0.5376% | 0 | 0.13606 | Residential_2019_SC D_MW_Before Competition Groups_Energy Star LED Specialty Bulbs
Residential | Res ¦ LED Parking Lot Fixture | 2019 | SC D | MW | Before Competition Groups | 0.11989 | 0 | 0 | 25.307 | 0.0047375 | 23 | Residential_2019_SC D_MW_Before Competition Groups_23 | LED Parking Lot Fixture | 0.4738% | 0 | 0.11989 | Residential_2019_SC D_MW_Before Competition Groups_LED Parking Lot Fixture
Residential | Res ¦ Air Sealing | 2019 | SC D | MW | Before Competition Groups | 0.078097 | 0 | 0 | 25.307 | 0.003086 | 24 | Residential_2019_SC D_MW_Before Competition Groups_24 | Air Sealing | 0.3086% | 0 | 0.078097 | Residential_2019_SC D_MW_Before Competition Groups_Air Sealing
Residential | Res ¦ Energy Star Light Fixture | 2019 | SC D | MW | Before Competition Groups | 0.056139 | 0 | 0 | 25.307 | 0.0022183 | 25 | Residential_2019_SC D_MW_Before Competition Groups_25 | Energy Star Light Fixture | 0.2218% | 0 | 0.056139 | Residential_2019_SC D_MW_Before Competition Groups_Energy Star Light Fixture
Residential | Res ¦ Furnace Whistle | 2019 | SC D | MW | Before Competition Groups | 0.04956 | 0 | 0 | 25.307 | 0.0019584 | 26 | Residential_2019_SC D_MW_Before Competition Groups_26 | Furnace Whistle | 0.1958% | 0 | 0.04956 | Residential_2019_SC D_MW_Before Competition Groups_Furnace Whistle
Residential | Res ¦ LED Exterior Area Lights - LED Fixture (200W) | 2019 | SC D | MW | Before Competition Groups | 0.040426 | 0 | 0 | 25.307 | 0.0015974 | 27 | Residential_2019_SC D_MW_Before Competition Groups_27 | LED Exterior Area Lights - LED Fixture (200W) | 0.1597% | 0 | 0.040426 | Residential_2019_SC D_MW_Before Competition Groups_LED Exterior Area Lights - LED Fixture (200W)
Residential | Res ¦ Comprehensive Draft Proofing | 2019 | SC D | MW | Before Competition Groups | 0.038215 | 0 | 0 | 25.307 | 0.0015101 | 28 | Residential_2019_SC D_MW_Before Competition Groups_28 | Comprehensive Draft Proofing | 0.151% | 0 | 0.038215 | Residential_2019_SC D_MW_Before Competition Groups_Comprehensive Draft Proofing
Residential | Res ¦ Variable Frequency Drive (VFD) | 2019 | SC D | MW | Before Competition Groups | 0.032088 | 0 | 0 | 25.307 | 0.0012679 | 29 | Residential_2019_SC D_MW_Before Competition Groups_29 | Variable Frequency Drive (VFD) | 0.1268% | 0 | 0.032088 | Residential_2019_SC D_MW_Before Competition Groups_Variable Frequency Drive (VFD)
Residential | Res ¦ Floor Insulation | 2019 | SC D | MW | Before Competition Groups | 0.0292 | 0 | 0 | 25.307 | 0.0011538 | 30 | Residential_2019_SC D_MW_Before Competition Groups_30 | Floor Insulation | 0.1154% | 0 | 0.0292 | Residential_2019_SC D_MW_Before Competition Groups_Floor Insulation
Residential | Res ¦ CO Sensors for parking garage exhaust fans | 2019 | SC D | MW | Before Competition Groups | 0.02669 | 0 | 0 | 25.307 | 0.0010547 | 31 | Residential_2019_SC D_MW_Before Competition Groups_31 | CO Sensors for parking garage exhaust fans | 0.1055% | 0 | 0.02669 | Residential_2019_SC D_MW_Before Competition Groups_CO Sensors for parking garage exhaust fans
Residential | Res ¦ Water Heater Temperature Setback | 2019 | SC D | MW | Before Competition Groups | 0.023478 | 0 | 0 | 25.307 | 0.00092772 | 32 | Residential_2019_SC D_MW_Before Competition Groups_32 | Water Heater Temperature Setback | 0.09277% | 0 | 0.023478 | Residential_2019_SC D_MW_Before Competition Groups_Water Heater Temperature Setback
Residential | Res ¦ Demand Control Ventilation | 2019 | SC D | MW | Before Competition Groups | 0.022543 | 0 | 0 | 25.307 | 0.00089079 | 33 | Residential_2019_SC D_MW_Before Competition Groups_33 | Demand Control Ventilation | 0.08908% | 0 | 0.022543 | Residential_2019_SC D_MW_Before Competition Groups_Demand Control Ventilation
Residential | Res ¦ Clothes Drying Racks | 2019 | SC D | MW | Before Competition Groups | 0.021079 | 0 | 0 | 25.307 | 0.00083293 | 34 | Residential_2019_SC D_MW_Before Competition Groups_34 | Clothes Drying Racks | 0.08329% | 0 | 0.021079 | Residential_2019_SC D_MW_Before Competition Groups_Clothes Drying Racks
Residential | Res ¦ Duct Insulation | 2019 | SC D | MW | Before Competition Groups | 0.012619 | 0 | 0 | 25.307 | 0.00049864 | 35 | Residential_2019_SC D_MW_Before Competition Groups_35 | Duct Insulation | 0.04986% | 0 | 0.012619 | Residential_2019_SC D_MW_Before Competition Groups_Duct Insulation
Residential | Res ¦ VFD on Pumps | 2019 | SC D | MW | Before Competition Groups | 0.0091364 | 0 | 0 | 25.307 | 0.00036102 | 36 | Residential_2019_SC D_MW_Before Competition Groups_36 | VFD on Pumps | 0.0361% | 0 | 0.0091364 | Residential_2019_SC D_MW_Before Competition Groups_VFD on Pumps
Residential | Res ¦ Duct Insulation MF | 2019 | SC D | MW | Before Competition Groups | 0.0088657 | 0 | 0 | 25.307 | 0.00035033 | 37 | Residential_2019_SC D_MW_Before Competition Groups_37 | Duct Insulation MF | 0.03503% | 0 | 0.0088657 | Residential_2019_SC D_MW_Before Competition Groups_Duct Insulation MF
Residential | Res ¦ Condensing Make Up Air Unit | 2019 | SC D | MW | Before Competition Groups | 0.0063558 | 0 | 0 | 25.307 | 0.00025115 | 38 | Residential_2019_SC D_MW_Before Competition Groups_38 | Condensing Make Up Air Unit | 0.02511% | 0 | 0.0063558 | Residential_2019_SC D_MW_Before Competition Groups_Condensing Make Up Air Unit
Residential | Res ¦ ECM MOTORS FOR HVAC APPLICATION (FAN-POWERED VAV BOX) | 2019 | SC D | MW | Before Competition Groups | 0.0050043 | 0 | 0 | 25.307 | 0.00019774 | 39 | Residential_2019_SC D_MW_Before Competition Groups_39 | ECM MOTORS FOR HVAC APPLICATION (FAN-POWERED VAV BOX) | 0.01977% | 0 | 0.0050043 | Residential_2019_SC D_MW_Before Competition Groups_ECM MOTORS FOR HVAC APPLICATION (FAN-POWERED VAV BOX)
Residential | Res ¦ Chilled Water Optimization | 2019 | SC D | MW | Before Competition Groups | 0.0037724 | 0 | 0 | 25.307 | 0.00014907 | 40 | Residential_2019_SC D_MW_Before Competition Groups_40 | Chilled Water Optimization | 0.01491% | 0 | 0.0037724 | Residential_2019_SC D_MW_Before Competition Groups_Chilled Water Optimization
Residential | Res ¦ Beverage Vending Machine Controls | 2019 | SC D | MW | Before Competition Groups | 0.0020832 | 0 | 0 | 25.307 | 8.2317e-05 | 41 | Residential_2019_SC D_MW_Before Competition Groups_41 | Beverage Vending Machine Controls | 0.008232% | 0 | 0.0020832 | Residential_2019_SC D_MW_Before Competition Groups_Beverage Vending Machine Controls
Residential | Res ¦ Heat Recovery Ventilator | 2019 | SC D | MW | Before Competition Groups | 0.0011806 | 0 | 0 | 25.307 | 4.665e-05 | 42 | Residential_2019_SC D_MW_Before Competition Groups_42 | Heat Recovery Ventilator | 0.004665% | 0 | 0.0011806 | Residential_2019_SC D_MW_Before Competition Groups_Heat Recovery Ventilator
Residential | Res ¦ Wall Insulation MF | 2019 | SC D | MW | Before Competition Groups | 0.00010787 | 0 | 0 | 25.307 | 4.2624e-06 | 43 | Residential_2019_SC D_MW_Before Competition Groups_43 | Wall Insulation MF | 0.0004262% | 0 | 0.00010787 | Residential_2019_SC D_MW_Before Competition Groups_Wall Insulation MF
Residential | Res ¦ Wall Insulation | 2019 | SC D | MW | Before Competition Groups | 9.7381e-05 | 0 | 0 | 25.307 | 3.848e-06 | 44 | Residential_2019_SC D_MW_Before Competition Groups_44 | Wall Insulation | 0.0003848% | 0 | 9.7381e-05 | Residential_2019_SC D_MW_Before Competition Groups_Wall Insulation
Residential | Res ¦ Freezer Recycling | 2019 | SC D | MW | Before Competition Groups | 2.2734e-05 | 0 | 0 | 25.307 | 8.9833e-07 | 45 | Residential_2019_SC D_MW_Before Competition Groups_45 | Freezer Recycling | 8.983e-05% | 0 | 2.2734e-05 | Residential_2019_SC D_MW_Before Competition Groups_Freezer Recycling
Residential | Res ¦ Energy Star Clothes Dryer | 2019 | SC D | MW | Before Competition Groups | 0 | 0 | 0 | 25.307 | 0 | 46 | Residential_2019_SC D_MW_Before Competition Groups_46 | Energy Star Clothes Dryer | 0% | 0 | 0 | Residential_2019_SC D_MW_Before Competition Groups_Energy Star Clothes Dryer
Residential | Res ¦ Energy Star Dehumidifier | 2019 | SC D | MW | Before Competition Groups | 0 | 0 | 0 | 25.307 | 0 | 47 | Residential_2019_SC D_MW_Before Competition Groups_47 | Energy Star Dehumidifier | 0% | 0 | 0 | Residential_2019_SC D_MW_Before Competition Groups_Energy Star Dehumidifier
Residential | Res ¦ Energy Star Freezer | 2019 | SC D | MW | Before Competition Groups | 0 | 0 | 0 | 25.307 | 0 | 48 | Residential_2019_SC D_MW_Before Competition Groups_48 | Energy Star Freezer | 0% | 0 | 0 | Residential_2019_SC D_MW_Before Competition Groups_Energy Star Freezer
Residential | Res ¦ Home Energy Reports | 2019 | SC D | MW | Before Competition Groups | 0 | 0 | 0 | 25.307 | 0 | 49 | Residential_2019_SC D_MW_Before Competition Groups_49 | Home Energy Reports | 0% | 0 | 0 | Residential_2019_SC D_MW_Before Competition Groups_Home Energy Reports
Residential | Res ¦ LED Downlight | 2019 | SC D | MW | Before Competition Groups | 0 | 0 | 0 | 25.307 | 0 | 50 | Residential_2019_SC D_MW_Before Competition Groups_50 | LED Downlight | 0% | 0 | 0 | Residential_2019_SC D_MW_Before Competition Groups_LED Downlight
Residential | Res ¦ LED High Bay Fixture | 2019 | SC D | MW | Before Competition Groups | 0 | 0 | 0 | 25.307 | 0 | 51 | Residential_2019_SC D_MW_Before Competition Groups_51 | LED High Bay Fixture | 0% | 0 | 0 | Residential_2019_SC D_MW_Before Competition Groups_LED High Bay Fixture
Residential | Res ¦ Smart Burners | 2019 | SC D | MW | Before Competition Groups | 0 | 0 | 0 | 25.307 | 0 | 52 | Residential_2019_SC D_MW_Before Competition Groups_52 | Smart Burners | 0% | 0 | 0 | Residential_2019_SC D_MW_Before Competition Groups_Smart Burners
Residential | Res ¦ Smart Power Bar | 2019 | SC D | MW | Before Competition Groups | 0 | 0 | 0 | 25.307 | 0 | 53 | Residential_2019_SC D_MW_Before Competition Groups_53 | Smart Power Bar | 0% | 0 | 0 | Residential_2019_SC D_MW_Before Competition Groups_Smart Power Bar
Residential | Res ¦ Tankless Water Heater | 2019 | SC D | MW | Before Competition Groups | 0 | 0 | 0 | 25.307 | 0 | 54 | Residential_2019_SC D_MW_Before Competition Groups_54 | Tankless Water Heater | 0% | 0 | 0 | Residential_2019_SC D_MW_Before Competition Groups_Tankless Water Heater
Residential | Res ¦ Energy Star Central Air Conditioner | 2019 | Technical | MW | Before Competition Groups | 215.47 | 0 | 0 | 1481.7954 | 0.14541 | 1 | Residential_2019_Technical_MW_Before Competition Groups_1 | Energy Star Central Air Conditioner | 14.54% | 0 | 215.47 | Residential_2019_Technical_MW_Before Competition Groups_Energy Star Central Air Conditioner
Residential | Res ¦ Adaptive Thermostat | 2019 | Technical | MW | Before Competition Groups | 182.8236 | 0 | 0 | 1481.7954 | 0.12338 | 2 | Residential_2019_Technical_MW_Before Competition Groups_2 | Adaptive Thermostat | 12.34% | 0 | 182.8236 | Residential_2019_Technical_MW_Before Competition Groups_Adaptive Thermostat
Residential | Res ¦ Building Recommissioning, Operations and Maintenance (O&M) Improvements | 2019 | Technical | MW | Before Competition Groups | 97.0094 | 0 | 0 | 1481.7954 | 0.065467 | 3 | Residential_2019_Technical_MW_Before Competition Groups_3 | Building Recommissioning, Operations and Maintenance (O&M) Improvements | 6.547% | 0 | 97.0094 | Residential_2019_Technical_MW_Before Competition Groups_Building Recommissioning, Operations and Maintenance (O&M) Improvements
Residential | Res ¦ Basement Wall Insulation | 2019 | Technical | MW | Before Competition Groups | 89.4773 | 0 | 0 | 1481.7954 | 0.060384 | 4 | Residential_2019_Technical_MW_Before Competition Groups_4 | Basement Wall Insulation | 6.038% | 0 | 89.4773 | Residential_2019_Technical_MW_Before Competition Groups_Basement Wall Insulation
Residential | Res ¦ Basement or Crawlspace Insulation | 2019 | Technical | MW | Before Competition Groups | 74.3044 | 0 | 0 | 1481.7954 | 0.050145 | 5 | Residential_2019_Technical_MW_Before Competition Groups_5 | Basement or Crawlspace Insulation | 5.014% | 0 | 74.3044 | Residential_2019_Technical_MW_Before Competition Groups_Basement or Crawlspace Insulation
Residential | Res ¦ Smart Power Bar | 2019 | Technical | MW | Before Competition Groups | 71.9366 | 0 | 0 | 1481.7954 | 0.048547 | 6 | Residential_2019_Technical_MW_Before Competition Groups_6 | Smart Power Bar | 4.855% | 0 | 71.9366 | Residential_2019_Technical_MW_Before Competition Groups_Smart Power Bar
Residential | Res ¦ Variable Speed Pool Pump Motor | 2019 | Technical | MW | Before Competition Groups | 69.2929 | 0 | 0 | 1481.7954 | 0.046763 | 7 | Residential_2019_Technical_MW_Before Competition Groups_7 | Variable Speed Pool Pump Motor | 4.676% | 0 | 69.2929 | Residential_2019_Technical_MW_Before Competition Groups_Variable Speed Pool Pump Motor
Residential | Res ¦ Attic Insulation | 2019 | Technical | MW | Before Competition Groups | 69.0259 | 0 | 0 | 1481.7954 | 0.046583 | 8 | Residential_2019_Technical_MW_Before Competition Groups_8 | Attic Insulation | 4.658% | 0 | 69.0259 | Residential_2019_Technical_MW_Before Competition Groups_Attic Insulation
Residential | Res ¦ Wall Insulation | 2019 | Technical | MW | Before Competition Groups | 53.9304 | 0 | 0 | 1481.7954 | 0.036395 | 9 | Residential_2019_Technical_MW_Before Competition Groups_9 | Wall Insulation | 3.64% | 0 | 53.9304 | Residential_2019_Technical_MW_Before Competition Groups_Wall Insulation
Residential | Res ¦ Energy Star LED Bulbs General Purpose LEDs | 2019 | Technical | MW | Before Competition Groups | 34.5964 | 0 | 0 | 1481.7954 | 0.023348 | 10 | Residential_2019_Technical_MW_Before Competition Groups_10 | Energy Star LED Bulbs General Purpose LEDs | 2.335% | 0 | 34.5964 | Residential_2019_Technical_MW_Before Competition Groups_Energy Star LED Bulbs General Purpose LEDs
Residential | Res ¦ Energy Star A Line, PAR, MR Lamps | 2019 | Technical | MW | Before Competition Groups | 32.607 | 0 | 0 | 1481.7954 | 0.022005 | 11 | Residential_2019_Technical_MW_Before Competition Groups_11 | Energy Star A Line, PAR, MR Lamps | 2.201% | 0 | 32.607 | Residential_2019_Technical_MW_Before Competition Groups_Energy Star A Line, PAR, MR Lamps
Residential | Res ¦ Energy Star LED Specialty Bulbs | 2019 | Technical | MW | Before Competition Groups | 32.4287 | 0 | 0 | 1481.7954 | 0.021885 | 12 | Residential_2019_Technical_MW_Before Competition Groups_12 | Energy Star LED Specialty Bulbs | 2.188% | 0 | 32.4287 | Residential_2019_Technical_MW_Before Competition Groups_Energy Star LED Specialty Bulbs
Residential | Res ¦ Ceiling Insulation | 2019 | Technical | MW | Before Competition Groups | 27.0339 | 0 | 0 | 1481.7954 | 0.018244 | 13 | Residential_2019_Technical_MW_Before Competition Groups_13 | Ceiling Insulation | 1.824% | 0 | 27.0339 | Residential_2019_Technical_MW_Before Competition Groups_Ceiling Insulation
Residential | Res ¦ Duct Insulation | 2019 | Technical | MW | Before Competition Groups | 22.2239 | 0 | 0 | 1481.7954 | 0.014998 | 14 | Residential_2019_Technical_MW_Before Competition Groups_14 | Duct Insulation | 1.5% | 0 | 22.2239 | Residential_2019_Technical_MW_Before Competition Groups_Duct Insulation
Residential | Res ¦ Networked/ Connected - Indoor LED Lamp | 2019 | Technical | MW | Before Competition Groups | 20.4814 | 0 | 0 | 1481.7954 | 0.013822 | 15 | Residential_2019_Technical_MW_Before Competition Groups_15 | Networked/ Connected - Indoor LED Lamp | 1.382% | 0 | 20.4814 | Residential_2019_Technical_MW_Before Competition Groups_Networked/ Connected - Indoor LED Lamp
Residential | Res ¦ Ductless Mini-Split Air Conditioner | 2019 | Technical | MW | Before Competition Groups | 20.1371 | 0 | 0 | 1481.7954 | 0.01359 | 16 | Residential_2019_Technical_MW_Before Competition Groups_16 | Ductless Mini-Split Air Conditioner | 1.359% | 0 | 20.1371 | Residential_2019_Technical_MW_Before Competition Groups_Ductless Mini-Split Air Conditioner
Residential | Res ¦ Variable Refrigerant Flow Heat Pump | 2019 | Technical | MW | Before Competition Groups | 19.1581 | 0 | 0 | 1481.7954 | 0.012929 | 17 | Residential_2019_Technical_MW_Before Competition Groups_17 | Variable Refrigerant Flow Heat Pump | 1.293% | 0 | 19.1581 | Residential_2019_Technical_MW_Before Competition Groups_Variable Refrigerant Flow Heat Pump
Residential | Res ¦ Air Sealing | 2019 | Technical | MW | Before Competition Groups | 19.0328 | 0 | 0 | 1481.7954 | 0.012844 | 18 | Residential_2019_Technical_MW_Before Competition Groups_18 | Air Sealing | 1.284% | 0 | 19.0328 | Residential_2019_Technical_MW_Before Competition Groups_Air Sealing
Residential | Res ¦ Central Air Conditioner Maintenance | 2019 | Technical | MW | Before Competition Groups | 18.0908 | 0 | 0 | 1481.7954 | 0.012209 | 19 | Residential_2019_Technical_MW_Before Competition Groups_19 | Central Air Conditioner Maintenance | 1.221% | 0 | 18.0908 | Residential_2019_Technical_MW_Before Competition Groups_Central Air Conditioner Maintenance
Residential | Res ¦ Floor Insulation | 2019 | Technical | MW | Before Competition Groups | 18.0907 | 0 | 0 | 1481.7954 | 0.012209 | 20 | Residential_2019_Technical_MW_Before Competition Groups_20 | Floor Insulation | 1.221% | 0 | 18.0907 | Residential_2019_Technical_MW_Before Competition Groups_Floor Insulation
Residential | Res ¦ Energy Star Ground Source Heat Pump | 2019 | Technical | MW | Before Competition Groups | 17.1896 | 0 | 0 | 1481.7954 | 0.011601 | 21 | Residential_2019_Technical_MW_Before Competition Groups_21 | Energy Star Ground Source Heat Pump | 1.16% | 0 | 17.1896 | Residential_2019_Technical_MW_Before Competition Groups_Energy Star Ground Source Heat Pump
Residential | Res ¦ Ductless Mini-Split Heat Pump | 2019 | Technical | MW | Before Competition Groups | 17.0162 | 0 | 0 | 1481.7954 | 0.011483 | 22 | Residential_2019_Technical_MW_Before Competition Groups_22 | Ductless Mini-Split Heat Pump | 1.148% | 0 | 17.0162 | Residential_2019_Technical_MW_Before Competition Groups_Ductless Mini-Split Heat Pump
Residential | Res ¦ Dehumidifier Recycling | 2019 | Technical | MW | Before Competition Groups | 16.687 | 0 | 0 | 1481.7954 | 0.011261 | 23 | Residential_2019_Technical_MW_Before Competition Groups_23 | Dehumidifier Recycling | 1.126% | 0 | 16.687 | Residential_2019_Technical_MW_Before Competition Groups_Dehumidifier Recycling
Residential | Res ¦ Occupancy Sensors MF | 2019 | Technical | MW | Before Competition Groups | 14.934 | 0 | 0 | 1481.7954 | 0.010078 | 24 | Residential_2019_Technical_MW_Before Competition Groups_24 | Occupancy Sensors MF | 1.008% | 0 | 14.934 | Residential_2019_Technical_MW_Before Competition Groups_Occupancy Sensors MF
Residential | Res ¦ Advanced BAS/Controllers | 2019 | Technical | MW | Before Competition Groups | 14.1985 | 0 | 0 | 1481.7954 | 0.0095819 | 25 | Residential_2019_Technical_MW_Before Competition Groups_25 | Advanced BAS/Controllers | 0.9582% | 0 | 14.1985 | Residential_2019_Technical_MW_Before Competition Groups_Advanced BAS/Controllers
Residential | Res ¦ Clothes Drying Racks | 2019 | Technical | MW | Before Competition Groups | 13.1392 | 0 | 0 | 1481.7954 | 0.0088671 | 26 | Residential_2019_Technical_MW_Before Competition Groups_26 | Clothes Drying Racks | 0.8867% | 0 | 13.1392 | Residential_2019_Technical_MW_Before Competition Groups_Clothes Drying Racks
Residential | Res ¦ Smart Burners | 2019 | Technical | MW | Before Competition Groups | 11.1525 | 0 | 0 | 1481.7954 | 0.0075263 | 27 | Residential_2019_Technical_MW_Before Competition Groups_27 | Smart Burners | 0.7526% | 0 | 11.1525 | Residential_2019_Technical_MW_Before Competition Groups_Smart Burners
Residential | Res ¦ Refrigerator Recycling | 2019 | Technical | MW | Before Competition Groups | 11.1346 | 0 | 0 | 1481.7954 | 0.0075142 | 28 | Residential_2019_Technical_MW_Before Competition Groups_28 | Refrigerator Recycling | 0.7514% | 0 | 11.1346 | Residential_2019_Technical_MW_Before Competition Groups_Refrigerator Recycling
Residential | Res ¦ Freezer Recycling | 2019 | Technical | MW | Before Competition Groups | 10.3728 | 0 | 0 | 1481.7954 | 0.0070002 | 29 | Residential_2019_Technical_MW_Before Competition Groups_29 | Freezer Recycling | 0.7% | 0 | 10.3728 | Residential_2019_Technical_MW_Before Competition Groups_Freezer Recycling
Residential | Res ¦ Energy Star Refrigerator | 2019 | Technical | MW | Before Competition Groups | 10.2095 | 0 | 0 | 1481.7954 | 0.00689 | 30 | Residential_2019_Technical_MW_Before Competition Groups_30 | Energy Star Refrigerator | 0.689% | 0 | 10.2095 | Residential_2019_Technical_MW_Before Competition Groups_Energy Star Refrigerator
Residential | Res ¦ Energy Star Dehumidifier | 2019 | Technical | MW | Before Competition Groups | 9.8047 | 0 | 0 | 1481.7954 | 0.0066167 | 31 | Residential_2019_Technical_MW_Before Competition Groups_31 | Energy Star Dehumidifier | 0.6617% | 0 | 9.8047 | Residential_2019_Technical_MW_Before Competition Groups_Energy Star Dehumidifier
Residential | Res ¦ Duct Insulation MF | 2019 | Technical | MW | Before Competition Groups | 9.8042 | 0 | 0 | 1481.7954 | 0.0066164 | 32 | Residential_2019_Technical_MW_Before Competition Groups_32 | Duct Insulation MF | 0.6616% | 0 | 9.8042 | Residential_2019_Technical_MW_Before Competition Groups_Duct Insulation MF
Residential | Res ¦ Energy Star Air Source Heat Pump | 2019 | Technical | MW | Before Competition Groups | 9.7241 | 0 | 0 | 1481.7954 | 0.0065624 | 33 | Residential_2019_Technical_MW_Before Competition Groups_33 | Energy Star Air Source Heat Pump | 0.6562% | 0 | 9.7241 | Residential_2019_Technical_MW_Before Competition Groups_Energy Star Air Source Heat Pump
Residential | Res ¦ Heat Pump Clothes Dryer | 2019 | Technical | MW | Before Competition Groups | 9.6238 | 0 | 0 | 1481.7954 | 0.0064947 | 34 | Residential_2019_Technical_MW_Before Competition Groups_34 | Heat Pump Clothes Dryer | 0.6495% | 0 | 9.6238 | Residential_2019_Technical_MW_Before Competition Groups_Heat Pump Clothes Dryer
Residential | Res ¦ Energy Star Clothes Washer | 2019 | Technical | MW | Before Competition Groups | 9.2582 | 0 | 0 | 1481.7954 | 0.006248 | 35 | Residential_2019_Technical_MW_Before Competition Groups_35 | Energy Star Clothes Washer | 0.6248% | 0 | 9.2582 | Residential_2019_Technical_MW_Before Competition Groups_Energy Star Clothes Washer
Residential | Res ¦ INTEGRAL LED TROFFERS | 2019 | Technical | MW | Before Competition Groups | 8.1708 | 0 | 0 | 1481.7954 | 0.0055141 | 36 | Residential_2019_Technical_MW_Before Competition Groups_36 | INTEGRAL LED TROFFERS | 0.5514% | 0 | 8.1708 | Residential_2019_Technical_MW_Before Competition Groups_INTEGRAL LED TROFFERS
Residential | Res ¦ Energy Star Room Air Conditioner | 2019 | Technical | MW | Before Competition Groups | 7.7874 | 0 | 0 | 1481.7954 | 0.0052554 | 37 | Residential_2019_Technical_MW_Before Competition Groups_37 | Energy Star Room Air Conditioner | 0.5255% | 0 | 7.7874 | Residential_2019_Technical_MW_Before Competition Groups_Energy Star Room Air Conditioner
Residential | Res ¦ Energy Star Windows | 2019 | Technical | MW | Before Competition Groups | 7.6995 | 0 | 0 | 1481.7954 | 0.0051961 | 38 | Residential_2019_Technical_MW_Before Competition Groups_38 | Energy Star Windows | 0.5196% | 0 | 7.6995 | Residential_2019_Technical_MW_Before Competition Groups_Energy Star Windows
Residential | Res ¦ Furnace with ECM | 2019 | Technical | MW | Before Competition Groups | 7.2913 | 0 | 0 | 1481.7954 | 0.0049206 | 39 | Residential_2019_Technical_MW_Before Competition Groups_39 | Furnace with ECM | 0.4921% | 0 | 7.2913 | Residential_2019_Technical_MW_Before Competition Groups_Furnace with ECM
Residential | Res ¦ Induction Cooking Stove Top | 2019 | Technical | MW | Before Competition Groups | 6.8699 | 0 | 0 | 1481.7954 | 0.0046362 | 40 | Residential_2019_Technical_MW_Before Competition Groups_40 | Induction Cooking Stove Top | 0.4636% | 0 | 6.8699 | Residential_2019_Technical_MW_Before Competition Groups_Induction Cooking Stove Top
Residential | Res ¦ Minimize Hot and Warm Clothes Wash | 2019 | Technical | MW | Before Competition Groups | 5.5036 | 0 | 0 | 1481.7954 | 0.0037142 | 41 | Residential_2019_Technical_MW_Before Competition Groups_41 | Minimize Hot and Warm Clothes Wash | 0.3714% | 0 | 5.5036 | Residential_2019_Technical_MW_Before Competition Groups_Minimize Hot and Warm Clothes Wash
Residential | Res ¦ Energy Star Clothes Dryer | 2019 | Technical | MW | Before Competition Groups | 5.4968 | 0 | 0 | 1481.7954 | 0.0037096 | 42 | Residential_2019_Technical_MW_Before Competition Groups_42 | Energy Star Clothes Dryer | 0.371% | 0 | 5.4968 | Residential_2019_Technical_MW_Before Competition Groups_Energy Star Clothes Dryer
Residential | Res ¦ Lighting Motion Sensors, Timers, Dimmers | 2019 | Technical | MW | Before Competition Groups | 4.7633 | 0 | 0 | 1481.7954 | 0.0032145 | 43 | Residential_2019_Technical_MW_Before Competition Groups_43 | Lighting Motion Sensors, Timers, Dimmers | 0.3215% | 0 | 4.7633 | Residential_2019_Technical_MW_Before Competition Groups_Lighting Motion Sensors, Timers, Dimmers
Residential | Res ¦ Passive Attic Ventilation | 2019 | Technical | MW | Before Competition Groups | 4.7077 | 0 | 0 | 1481.7954 | 0.003177 | 44 | Residential_2019_Technical_MW_Before Competition Groups_44 | Passive Attic Ventilation | 0.3177% | 0 | 4.7077 | Residential_2019_Technical_MW_Before Competition Groups_Passive Attic Ventilation
Residential | Res ¦ Energy Star Light Fixture | 2019 | Technical | MW | Before Competition Groups | 4.0094 | 0 | 0 | 1481.7954 | 0.0027057 | 45 | Residential_2019_Technical_MW_Before Competition Groups_45 | Energy Star Light Fixture | 0.2706% | 0 | 4.0094 | Residential_2019_Technical_MW_Before Competition Groups_Energy Star Light Fixture
Residential | Res ¦ Early Hot Water Heater Replacement | 2019 | Technical | MW | Before Competition Groups | 3.5717 | 0 | 0 | 1481.7954 | 0.0024104 | 46 | Residential_2019_Technical_MW_Before Competition Groups_46 | Early Hot Water Heater Replacement | 0.241% | 0 | 3.5717 | Residential_2019_Technical_MW_Before Competition Groups_Early Hot Water Heater Replacement
Residential | Res ¦ Air Source Heat Pump Maintenance | 2019 | Technical | MW | Before Competition Groups | 3.1645 | 0 | 0 | 1481.7954 | 0.0021356 | 47 | Residential_2019_Technical_MW_Before Competition Groups_47 | Air Source Heat Pump Maintenance | 0.2136% | 0 | 3.1645 | Residential_2019_Technical_MW_Before Competition Groups_Air Source Heat Pump Maintenance
Residential | Res ¦ Outside Air Economizer | 2019 | Technical | MW | Before Competition Groups | 2.7381 | 0 | 0 | 1481.7954 | 0.0018478 | 48 | Residential_2019_Technical_MW_Before Competition Groups_48 | Outside Air Economizer | 0.1848% | 0 | 2.7381 | Residential_2019_Technical_MW_Before Competition Groups_Outside Air Economizer
Residential | Res ¦ Air Source Heat Pump | 2019 | Technical | MW | Before Competition Groups | 2.4966 | 0 | 0 | 1481.7954 | 0.0016849 | 49 | Residential_2019_Technical_MW_Before Competition Groups_49 | Air Source Heat Pump | 0.1685% | 0 | 2.4966 | Residential_2019_Technical_MW_Before Competition Groups_Air Source Heat Pump
Residential | Res ¦ Demand Control Ventilation | 2019 | Technical | MW | Before Competition Groups | 2.4953 | 0 | 0 | 1481.7954 | 0.001684 | 50 | Residential_2019_Technical_MW_Before Competition Groups_50 | Demand Control Ventilation | 0.1684% | 0 | 2.4953 | Residential_2019_Technical_MW_Before Competition Groups_Demand Control Ventilation
Residential | Res ¦ Drain Water Heat Recovery | 2019 | Technical | MW | Before Competition Groups | 2.399 | 0 | 0 | 1481.7954 | 0.001619 | 51 | Residential_2019_Technical_MW_Before Competition Groups_51 | Drain Water Heat Recovery | 0.1619% | 0 | 2.399 | Residential_2019_Technical_MW_Before Competition Groups_Drain Water Heat Recovery
Residential | Res ¦ Furnace Whistle | 2019 | Technical | MW | Before Competition Groups | 2.3979 | 0 | 0 | 1481.7954 | 0.0016182 | 52 | Residential_2019_Technical_MW_Before Competition Groups_52 | Furnace Whistle | 0.1618% | 0 | 2.3979 | Residential_2019_Technical_MW_Before Competition Groups_Furnace Whistle
Residential | Res ¦ Energy Star Torchiere | 2019 | Technical | MW | Before Competition Groups | 2.2348 | 0 | 0 | 1481.7954 | 0.0015082 | 53 | Residential_2019_Technical_MW_Before Competition Groups_53 | Energy Star Torchiere | 0.1508% | 0 | 2.2348 | Residential_2019_Technical_MW_Before Competition Groups_Energy Star Torchiere
Residential | Res ¦ Window Film | 2019 | Technical | MW | Before Competition Groups | 2.2066 | 0 | 0 | 1481.7954 | 0.0014891 | 54 | Residential_2019_Technical_MW_Before Competition Groups_54 | Window Film | 0.1489% | 0 | 2.2066 | Residential_2019_Technical_MW_Before Competition Groups_Window Film
Residential | Res ¦ Comprehensive Draft Proofing | 2019 | Technical | MW | Before Competition Groups | 2.0376 | 0 | 0 | 1481.7954 | 0.0013751 | 55 | Residential_2019_Technical_MW_Before Competition Groups_55 | Comprehensive Draft Proofing | 0.1375% | 0 | 2.0376 | Residential_2019_Technical_MW_Before Competition Groups_Comprehensive Draft Proofing
Residential | Res ¦ Variable Frequency Drive (VFD) | 2019 | Technical | MW | Before Competition Groups | 1.9763 | 0 | 0 | 1481.7954 | 0.0013337 | 56 | Residential_2019_Technical_MW_Before Competition Groups_56 | Variable Frequency Drive (VFD) | 0.1334% | 0 | 1.9763 | Residential_2019_Technical_MW_Before Competition Groups_Variable Frequency Drive (VFD)
Residential | Res ¦ Home Energy Reports | 2019 | Technical | MW | Before Competition Groups | 1.9644 | 0 | 0 | 1481.7954 | 0.0013257 | 57 | Residential_2019_Technical_MW_Before Competition Groups_57 | Home Energy Reports | 0.1326% | 0 | 1.9644 | Residential_2019_Technical_MW_Before Competition Groups_Home Energy Reports
Residential | Res ¦ LED Downlight | 2019 | Technical | MW | Before Competition Groups | 1.8535 | 0 | 0 | 1481.7954 | 0.0012508 | 58 | Residential_2019_Technical_MW_Before Competition Groups_58 | LED Downlight | 0.1251% | 0 | 1.8535 | Residential_2019_Technical_MW_Before Competition Groups_LED Downlight
Residential | Res ¦ CO Sensors for parking garage exhaust fans | 2019 | Technical | MW | Before Competition Groups | 1.7275 | 0 | 0 | 1481.7954 | 0.0011658 | 59 | Residential_2019_Technical_MW_Before Competition Groups_59 | CO Sensors for parking garage exhaust fans | 0.1166% | 0 | 1.7275 | Residential_2019_Technical_MW_Before Competition Groups_CO Sensors for parking garage exhaust fans
Residential | Res ¦ DHW Recirculation Systems | 2019 | Technical | MW | Before Competition Groups | 1.5517 | 0 | 0 | 1481.7954 | 0.0010472 | 60 | Residential_2019_Technical_MW_Before Competition Groups_60 | DHW Recirculation Systems | 0.1047% | 0 | 1.5517 | Residential_2019_Technical_MW_Before Competition Groups_DHW Recirculation Systems
Residential | Res ¦ ENERGY STAR LED LAMPS (REFLECTOR LAMPs/MR16/PAR 16) | 2019 | Technical | MW | Before Competition Groups | 1.5466 | 0 | 0 | 1481.7954 | 0.0010437 | 61 | Residential_2019_Technical_MW_Before Competition Groups_61 | ENERGY STAR LED LAMPS (REFLECTOR LAMPs/MR16/PAR 16) | 0.1044% | 0 | 1.5466 | Residential_2019_Technical_MW_Before Competition Groups_ENERGY STAR LED LAMPS (REFLECTOR LAMPs/MR16/PAR 16)
Residential | Res ¦ Water Heater Temperature Setback | 2019 | Technical | MW | Before Competition Groups | 1.2499 | 0 | 0 | 1481.7954 | 0.00084352 | 62 | Residential_2019_Technical_MW_Before Competition Groups_62 | Water Heater Temperature Setback | 0.08435% | 0 | 1.2499 | Residential_2019_Technical_MW_Before Competition Groups_Water Heater Temperature Setback
Residential | Res ¦ Energy Star Freezer | 2019 | Technical | MW | Before Competition Groups | 1.0967 | 0 | 0 | 1481.7954 | 0.00074014 | 63 | Residential_2019_Technical_MW_Before Competition Groups_63 | Energy Star Freezer | 0.07401% | 0 | 1.0967 | Residential_2019_Technical_MW_Before Competition Groups_Energy Star Freezer
Residential | Res ¦ Networked/ Connected - Indoor LED Luminaire | 2019 | Technical | MW | Before Competition Groups | 1.0827 | 0 | 0 | 1481.7954 | 0.00073064 | 64 | Residential_2019_Technical_MW_Before Competition Groups_64 | Networked/ Connected - Indoor LED Luminaire | 0.07306% | 0 | 1.0827 | Residential_2019_Technical_MW_Before Competition Groups_Networked/ Connected - Indoor LED Luminaire
Residential | Res ¦ High Efficiency Chiller (avg of water and air cooled) | 2019 | Technical | MW | Before Competition Groups | 0.90783 | 0 | 0 | 1481.7954 | 0.00061266 | 65 | Residential_2019_Technical_MW_Before Competition Groups_65 | High Efficiency Chiller (avg of water and air cooled) | 0.06127% | 0 | 0.90783 | Residential_2019_Technical_MW_Before Competition Groups_High Efficiency Chiller (avg of water and air cooled)
Residential | Res ¦ Central Lighting Control System | 2019 | Technical | MW | Before Competition Groups | 0.72465 | 0 | 0 | 1481.7954 | 0.00048904 | 66 | Residential_2019_Technical_MW_Before Competition Groups_66 | Central Lighting Control System | 0.0489% | 0 | 0.72465 | Residential_2019_Technical_MW_Before Competition Groups_Central Lighting Control System
Residential | Res ¦ LED Parking Lot Fixture | 2019 | Technical | MW | Before Competition Groups | 0.61898 | 0 | 0 | 1481.7954 | 0.00041772 | 67 | Residential_2019_Technical_MW_Before Competition Groups_67 | LED Parking Lot Fixture | 0.04177% | 0 | 0.61898 | Residential_2019_Technical_MW_Before Competition Groups_LED Parking Lot Fixture
Residential | Res ¦ VFD on Pumps | 2019 | Technical | MW | Before Competition Groups | 0.60775 | 0 | 0 | 1481.7954 | 0.00041014 | 68 | Residential_2019_Technical_MW_Before Competition Groups_68 | VFD on Pumps | 0.04101% | 0 | 0.60775 | Residential_2019_Technical_MW_Before Competition Groups_VFD on Pumps
Residential | Res ¦ LED Tube Re-Lamp | 2019 | Technical | MW | Before Competition Groups | 0.58827 | 0 | 0 | 1481.7954 | 0.000397 | 69 | Residential_2019_Technical_MW_Before Competition Groups_69 | LED Tube Re-Lamp | 0.0397% | 0 | 0.58827 | Residential_2019_Technical_MW_Before Competition Groups_LED Tube Re-Lamp
Residential | Res ¦ Heat Pump Water Heater | 2019 | Technical | MW | Before Competition Groups | 0.58472 | 0 | 0 | 1481.7954 | 0.0003946 | 70 | Residential_2019_Technical_MW_Before Competition Groups_70 | Heat Pump Water Heater | 0.03946% | 0 | 0.58472 | Residential_2019_Technical_MW_Before Competition Groups_Heat Pump Water Heater
Residential | Res ¦ Tankless Water Heater | 2019 | Technical | MW | Before Competition Groups | 0.52786 | 0 | 0 | 1481.7954 | 0.00035623 | 71 | Residential_2019_Technical_MW_Before Competition Groups_71 | Tankless Water Heater | 0.03562% | 0 | 0.52786 | Residential_2019_Technical_MW_Before Competition Groups_Tankless Water Heater
Residential | Res ¦ Energy Star Ceiling Fan/Lighting | 2019 | Technical | MW | Before Competition Groups | 0.49198 | 0 | 0 | 1481.7954 | 0.00033202 | 72 | Residential_2019_Technical_MW_Before Competition Groups_72 | Energy Star Ceiling Fan/Lighting | 0.0332% | 0 | 0.49198 | Residential_2019_Technical_MW_Before Competition Groups_Energy Star Ceiling Fan/Lighting
Residential | Res ¦ ENERGY STAR LED Lamps (General Service Lamps) | 2019 | Technical | MW | Before Competition Groups | 0.47661 | 0 | 0 | 1481.7954 | 0.00032164 | 73 | Residential_2019_Technical_MW_Before Competition Groups_73 | ENERGY STAR LED Lamps (General Service Lamps) | 0.03216% | 0 | 0.47661 | Residential_2019_Technical_MW_Before Competition Groups_ENERGY STAR LED Lamps (General Service Lamps)
Residential | Res ¦ Heat Recovery Ventilator | 2019 | Technical | MW | Before Competition Groups | 0.40029 | 0 | 0 | 1481.7954 | 0.00027014 | 74 | Residential_2019_Technical_MW_Before Competition Groups_74 | Heat Recovery Ventilator | 0.02701% | 0 | 0.40029 | Residential_2019_Technical_MW_Before Competition Groups_Heat Recovery Ventilator
Residential | Res ¦ Solar Water Heating System | 2019 | Technical | MW | Before Competition Groups | 0.28794 | 0 | 0 | 1481.7954 | 0.00019432 | 75 | Residential_2019_Technical_MW_Before Competition Groups_75 | Solar Water Heating System | 0.01943% | 0 | 0.28794 | Residential_2019_Technical_MW_Before Competition Groups_Solar Water Heating System
Residential | Res ¦ ECM MOTORS FOR HVAC APPLICATION (FAN-POWERED VAV BOX) | 2019 | Technical | MW | Before Competition Groups | 0.28744 | 0 | 0 | 1481.7954 | 0.00019398 | 76 | Residential_2019_Technical_MW_Before Competition Groups_76 | ECM MOTORS FOR HVAC APPLICATION (FAN-POWERED VAV BOX) | 0.0194% | 0 | 0.28744 | Residential_2019_Technical_MW_Before Competition Groups_ECM MOTORS FOR HVAC APPLICATION (FAN-POWERED VAV BOX)
Residential | Res ¦ LED Exterior Area Lights - LED Fixture (200W) | 2019 | Technical | MW | Before Competition Groups | 0.28553 | 0 | 0 | 1481.7954 | 0.00019269 | 77 | Residential_2019_Technical_MW_Before Competition Groups_77 | LED Exterior Area Lights - LED Fixture (200W) | 0.01927% | 0 | 0.28553 | Residential_2019_Technical_MW_Before Competition Groups_LED Exterior Area Lights - LED Fixture (200W)
Residential | Res ¦ Energy Star Dishwasher | 2019 | Technical | MW | Before Competition Groups | 0.27834 | 0 | 0 | 1481.7954 | 0.00018784 | 78 | Residential_2019_Technical_MW_Before Competition Groups_78 | Energy Star Dishwasher | 0.01878% | 0 | 0.27834 | Residential_2019_Technical_MW_Before Competition Groups_Energy Star Dishwasher
Residential | Res ¦ High Efficiency Storage Water Heater | 2019 | Technical | MW | Before Competition Groups | 0.25552 | 0 | 0 | 1481.7954 | 0.00017244 | 79 | Residential_2019_Technical_MW_Before Competition Groups_79 | High Efficiency Storage Water Heater | 0.01724% | 0 | 0.25552 | Residential_2019_Technical_MW_Before Competition Groups_High Efficiency Storage Water Heater
Residential | Res ¦ HVAC Optimization | 2019 | Technical | MW | Before Competition Groups | 0.22741 | 0 | 0 | 1481.7954 | 0.00015347 | 80 | Residential_2019_Technical_MW_Before Competition Groups_80 | HVAC Optimization | 0.01535% | 0 | 0.22741 | Residential_2019_Technical_MW_Before Competition Groups_HVAC Optimization
Residential | Res ¦ Wall Insulation MF | 2019 | Technical | MW | Before Competition Groups | 0.19691 | 0 | 0 | 1481.7954 | 0.00013289 | 81 | Residential_2019_Technical_MW_Before Competition Groups_81 | Wall Insulation MF | 0.01329% | 0 | 0.19691 | Residential_2019_Technical_MW_Before Competition Groups_Wall Insulation MF
Residential | Res ¦ Condensing Make Up Air Unit | 2019 | Technical | MW | Before Competition Groups | 0.16865 | 0 | 0 | 1481.7954 | 0.00011381 | 82 | Residential_2019_Technical_MW_Before Competition Groups_82 | Condensing Make Up Air Unit | 0.01138% | 0 | 0.16865 | Residential_2019_Technical_MW_Before Competition Groups_Condensing Make Up Air Unit
Residential | Res ¦ Beverage Vending Machine Controls | 2019 | Technical | MW | Before Competition Groups | 0.13972 | 0 | 0 | 1481.7954 | 9.4291e-05 | 83 | Residential_2019_Technical_MW_Before Competition Groups_83 | Beverage Vending Machine Controls | 0.009429% | 0 | 0.13972 | Residential_2019_Technical_MW_Before Competition Groups_Beverage Vending Machine Controls
Residential | Res ¦ Solar Powered Attic Fan | 2019 | Technical | MW | Before Competition Groups | 0.12587 | 0 | 0 | 1481.7954 | 8.4941e-05 | 84 | Residential_2019_Technical_MW_Before Competition Groups_84 | Solar Powered Attic Fan | 0.008494% | 0 | 0.12587 | Residential_2019_Technical_MW_Before Competition Groups_Solar Powered Attic Fan
Residential | Res ¦ LED Recessed Downlights | 2019 | Technical | MW | Before Competition Groups | 0.044103 | 0 | 0 | 1481.7954 | 2.9763e-05 | 85 | Residential_2019_Technical_MW_Before Competition Groups_85 | LED Recessed Downlights | 0.002976% | 0 | 0.044103 | Residential_2019_Technical_MW_Before Competition Groups_LED Recessed Downlights
Residential | Res ¦ LED High Bay Fixture | 2019 | Technical | MW | Before Competition Groups | 0.037688 | 0 | 0 | 1481.7954 | 2.5434e-05 | 86 | Residential_2019_Technical_MW_Before Competition Groups_86 | LED High Bay Fixture | 0.002543% | 0 | 0.037688 | Residential_2019_Technical_MW_Before Competition Groups_LED High Bay Fixture
Residential | Res ¦ Chilled Water Optimization | 2019 | Technical | MW | Before Competition Groups | 0.023969 | 0 | 0 | 1481.7954 | 1.6176e-05 | 87 | Residential_2019_Technical_MW_Before Competition Groups_87 | Chilled Water Optimization | 0.001618% | 0 | 0.023969 | Residential_2019_Technical_MW_Before Competition Groups_Chilled Water Optimization
Residential | Res ¦ Radiant Barrier | 2019 | Technical | MW | Before Competition Groups | 0.015201 | 0 | 0 | 1481.7954 | 1.0259e-05 | 88 | Residential_2019_Technical_MW_Before Competition Groups_88 | Radiant Barrier | 0.001026% | 0 | 0.015201 | Residential_2019_Technical_MW_Before Competition Groups_Radiant Barrier
Residential | Res ¦ Solar Water Preheat (Pools/DHW) | 2019 | Technical | MW | Before Competition Groups | 0.00080526 | 0 | 0 | 1481.7954 | 5.4343e-07 | 89 | Residential_2019_Technical_MW_Before Competition Groups_89 | Solar Water Preheat (Pools/DHW) | 5.434e-05% | 0 | 0.00080526 | Residential_2019_Technical_MW_Before Competition Groups_Solar Water Preheat (Pools/DHW)
Residential | Res ¦ Photocell Controls (Outdoor) | 2019 | Technical | MW | Before Competition Groups | 8.8347e-05 | 0 | 0 | 1481.7954 | 5.9621e-08 | 90 | Residential_2019_Technical_MW_Before Competition Groups_90 | Photocell Controls (Outdoor) | 5.962e-06% | 0 | 8.8347e-05 | Residential_2019_Technical_MW_Before Competition Groups_Photocell Controls (Outdoor)
Residential | Res ¦ Adaptive Thermostat | 2020 | Economic | MW | Before Competition Groups | 184.4517 | 0 | 0 | 921.9436 | 0.20007 | 1 | Residential_2020_Economic_MW_Before Competition Groups_1 | Adaptive Thermostat | 20.01% | 0 | 184.4517 | Residential_2020_Economic_MW_Before Competition Groups_Adaptive Thermostat
Residential | Res ¦ Building Recommissioning, Operations and Maintenance (O&M) Improvements | 2020 | Economic | MW | Before Competition Groups | 95.4766 | 0 | 0 | 921.9436 | 0.10356 | 2 | Residential_2020_Economic_MW_Before Competition Groups_2 | Building Recommissioning, Operations and Maintenance (O&M) Improvements | 10.36% | 0 | 95.4766 | Residential_2020_Economic_MW_Before Competition Groups_Building Recommissioning, Operations and Maintenance (O&M) Improvements
Residential | Res ¦ Basement Wall Insulation | 2020 | Economic | MW | Before Competition Groups | 88.0635 | 0 | 0 | 921.9436 | 0.095519 | 3 | Residential_2020_Economic_MW_Before Competition Groups_3 | Basement Wall Insulation | 9.552% | 0 | 88.0635 | Residential_2020_Economic_MW_Before Competition Groups_Basement Wall Insulation
Residential | Res ¦ Variable Speed Pool Pump Motor | 2020 | Economic | MW | Before Competition Groups | 68.198 | 0 | 0 | 921.9436 | 0.073972 | 4 | Residential_2020_Economic_MW_Before Competition Groups_4 | Variable Speed Pool Pump Motor | 7.397% | 0 | 68.198 | Residential_2020_Economic_MW_Before Competition Groups_Variable Speed Pool Pump Motor
Residential | Res ¦ Attic Insulation | 2020 | Economic | MW | Before Competition Groups | 67.9353 | 0 | 0 | 921.9436 | 0.073687 | 5 | Residential_2020_Economic_MW_Before Competition Groups_5 | Attic Insulation | 7.369% | 0 | 67.9353 | Residential_2020_Economic_MW_Before Competition Groups_Attic Insulation
Residential | Res ¦ Energy Star LED Bulbs General Purpose LEDs | 2020 | Economic | MW | Before Competition Groups | 61.4876 | 0 | 0 | 921.9436 | 0.066693 | 6 | Residential_2020_Economic_MW_Before Competition Groups_6 | Energy Star LED Bulbs General Purpose LEDs | 6.669% | 0 | 61.4876 | Residential_2020_Economic_MW_Before Competition Groups_Energy Star LED Bulbs General Purpose LEDs
Residential | Res ¦ Energy Star LED Specialty Bulbs | 2020 | Economic | MW | Before Competition Groups | 57.72 | 0 | 0 | 921.9436 | 0.062607 | 7 | Residential_2020_Economic_MW_Before Competition Groups_7 | Energy Star LED Specialty Bulbs | 6.261% | 0 | 57.72 | Residential_2020_Economic_MW_Before Competition Groups_Energy Star LED Specialty Bulbs
Residential | Res ¦ Energy Star A Line, PAR, MR Lamps | 2020 | Economic | MW | Before Competition Groups | 57.6909 | 0 | 0 | 921.9436 | 0.062575 | 8 | Residential_2020_Economic_MW_Before Competition Groups_8 | Energy Star A Line, PAR, MR Lamps | 6.258% | 0 | 57.6909 | Residential_2020_Economic_MW_Before Competition Groups_Energy Star A Line, PAR, MR Lamps
Residential | Res ¦ Ductless Mini-Split Heat Pump | 2020 | Economic | MW | Before Competition Groups | 33.4847 | 0 | 0 | 921.9436 | 0.03632 | 9 | Residential_2020_Economic_MW_Before Competition Groups_9 | Ductless Mini-Split Heat Pump | 3.632% | 0 | 33.4847 | Residential_2020_Economic_MW_Before Competition Groups_Ductless Mini-Split Heat Pump
Residential | Res ¦ Energy Star Air Source Heat Pump | 2020 | Economic | MW | Before Competition Groups | 19.1217 | 0 | 0 | 921.9436 | 0.020741 | 10 | Residential_2020_Economic_MW_Before Competition Groups_10 | Energy Star Air Source Heat Pump | 2.074% | 0 | 19.1217 | Residential_2020_Economic_MW_Before Competition Groups_Energy Star Air Source Heat Pump
Residential | Res ¦ Air Sealing | 2020 | Economic | MW | Before Competition Groups | 18.7321 | 0 | 0 | 921.9436 | 0.020318 | 11 | Residential_2020_Economic_MW_Before Competition Groups_11 | Air Sealing | 2.032% | 0 | 18.7321 | Residential_2020_Economic_MW_Before Competition Groups_Air Sealing
Residential | Res ¦ Energy Star Clothes Washer | 2020 | Economic | MW | Before Competition Groups | 17.9021 | 0 | 0 | 921.9436 | 0.019418 | 12 | Residential_2020_Economic_MW_Before Competition Groups_12 | Energy Star Clothes Washer | 1.942% | 0 | 17.9021 | Residential_2020_Economic_MW_Before Competition Groups_Energy Star Clothes Washer
Residential | Res ¦ Floor Insulation | 2020 | Economic | MW | Before Competition Groups | 17.8049 | 0 | 0 | 921.9436 | 0.019312 | 13 | Residential_2020_Economic_MW_Before Competition Groups_13 | Floor Insulation | 1.931% | 0 | 17.8049 | Residential_2020_Economic_MW_Before Competition Groups_Floor Insulation
Residential | Res ¦ Duct Insulation | 2020 | Economic | MW | Before Competition Groups | 15.284 | 0 | 0 | 921.9436 | 0.016578 | 14 | Residential_2020_Economic_MW_Before Competition Groups_14 | Duct Insulation | 1.658% | 0 | 15.284 | Residential_2020_Economic_MW_Before Competition Groups_Duct Insulation
Residential | Res ¦ Energy Star Room Air Conditioner | 2020 | Economic | MW | Before Competition Groups | 14.7929 | 0 | 0 | 921.9436 | 0.016045 | 15 | Residential_2020_Economic_MW_Before Competition Groups_15 | Energy Star Room Air Conditioner | 1.605% | 0 | 14.7929 | Residential_2020_Economic_MW_Before Competition Groups_Energy Star Room Air Conditioner
Residential | Res ¦ Occupancy Sensors MF | 2020 | Economic | MW | Before Competition Groups | 14.2549 | 0 | 0 | 921.9436 | 0.015462 | 16 | Residential_2020_Economic_MW_Before Competition Groups_16 | Occupancy Sensors MF | 1.546% | 0 | 14.2549 | Residential_2020_Economic_MW_Before Competition Groups_Occupancy Sensors MF
Residential | Res ¦ Advanced BAS/Controllers | 2020 | Economic | MW | Before Competition Groups | 13.9741 | 0 | 0 | 921.9436 | 0.015157 | 17 | Residential_2020_Economic_MW_Before Competition Groups_17 | Advanced BAS/Controllers | 1.516% | 0 | 13.9741 | Residential_2020_Economic_MW_Before Competition Groups_Advanced BAS/Controllers
Residential | Res ¦ Clothes Drying Racks | 2020 | Economic | MW | Before Competition Groups | 12.9316 | 0 | 0 | 921.9436 | 0.014026 | 18 | Residential_2020_Economic_MW_Before Competition Groups_18 | Clothes Drying Racks | 1.403% | 0 | 12.9316 | Residential_2020_Economic_MW_Before Competition Groups_Clothes Drying Racks
Residential | Res ¦ Refrigerator Recycling | 2020 | Economic | MW | Before Competition Groups | 10.9586 | 0 | 0 | 921.9436 | 0.011886 | 19 | Residential_2020_Economic_MW_Before Competition Groups_19 | Refrigerator Recycling | 1.189% | 0 | 10.9586 | Residential_2020_Economic_MW_Before Competition Groups_Refrigerator Recycling
Residential | Res ¦ Freezer Recycling | 2020 | Economic | MW | Before Competition Groups | 10.2089 | 0 | 0 | 921.9436 | 0.011073 | 20 | Residential_2020_Economic_MW_Before Competition Groups_20 | Freezer Recycling | 1.107% | 0 | 10.2089 | Residential_2020_Economic_MW_Before Competition Groups_Freezer Recycling
Residential | Res ¦ Duct Insulation MF | 2020 | Economic | MW | Before Competition Groups | 6.8667 | 0 | 0 | 921.9436 | 0.0074481 | 21 | Residential_2020_Economic_MW_Before Competition Groups_21 | Duct Insulation MF | 0.7448% | 0 | 6.8667 | Residential_2020_Economic_MW_Before Competition Groups_Duct Insulation MF
Residential | Res ¦ Minimize Hot and Warm Clothes Wash | 2020 | Economic | MW | Before Competition Groups | 5.4167 | 0 | 0 | 921.9436 | 0.0058753 | 22 | Residential_2020_Economic_MW_Before Competition Groups_22 | Minimize Hot and Warm Clothes Wash | 0.5875% | 0 | 5.4167 | Residential_2020_Economic_MW_Before Competition Groups_Minimize Hot and Warm Clothes Wash
Residential | Res ¦ Energy Star Torchiere | 2020 | Economic | MW | Before Competition Groups | 4.1891 | 0 | 0 | 921.9436 | 0.0045438 | 23 | Residential_2020_Economic_MW_Before Competition Groups_23 | Energy Star Torchiere | 0.4544% | 0 | 4.1891 | Residential_2020_Economic_MW_Before Competition Groups_Energy Star Torchiere
Residential | Res ¦ Outside Air Economizer | 2020 | Economic | MW | Before Competition Groups | 2.7921 | 0 | 0 | 921.9436 | 0.0030285 | 24 | Residential_2020_Economic_MW_Before Competition Groups_24 | Outside Air Economizer | 0.3029% | 0 | 2.7921 | Residential_2020_Economic_MW_Before Competition Groups_Outside Air Economizer
Residential | Res ¦ Demand Control Ventilation | 2020 | Economic | MW | Before Competition Groups | 2.4559 | 0 | 0 | 921.9436 | 0.0026638 | 25 | Residential_2020_Economic_MW_Before Competition Groups_25 | Demand Control Ventilation | 0.2664% | 0 | 2.4559 | Residential_2020_Economic_MW_Before Competition Groups_Demand Control Ventilation
Residential | Res ¦ Furnace Whistle | 2020 | Economic | MW | Before Competition Groups | 2.36 | 0 | 0 | 921.9436 | 0.0025598 | 26 | Residential_2020_Economic_MW_Before Competition Groups_26 | Furnace Whistle | 0.256% | 0 | 2.36 | Residential_2020_Economic_MW_Before Competition Groups_Furnace Whistle
Residential | Res ¦ Comprehensive Draft Proofing | 2020 | Economic | MW | Before Competition Groups | 2.0054 | 0 | 0 | 921.9436 | 0.0021752 | 27 | Residential_2020_Economic_MW_Before Competition Groups_27 | Comprehensive Draft Proofing | 0.2175% | 0 | 2.0054 | Residential_2020_Economic_MW_Before Competition Groups_Comprehensive Draft Proofing
Residential | Res ¦ Variable Frequency Drive (VFD) | 2020 | Economic | MW | Before Competition Groups | 1.9451 | 0 | 0 | 921.9436 | 0.0021098 | 28 | Residential_2020_Economic_MW_Before Competition Groups_28 | Variable Frequency Drive (VFD) | 0.211% | 0 | 1.9451 | Residential_2020_Economic_MW_Before Competition Groups_Variable Frequency Drive (VFD)
Residential | Res ¦ High Efficiency Chiller (avg of water and air cooled) | 2020 | Economic | MW | Before Competition Groups | 1.7964 | 0 | 0 | 921.9436 | 0.0019485 | 29 | Residential_2020_Economic_MW_Before Competition Groups_29 | High Efficiency Chiller (avg of water and air cooled) | 0.1948% | 0 | 1.7964 | Residential_2020_Economic_MW_Before Competition Groups_High Efficiency Chiller (avg of water and air cooled)
Residential | Res ¦ ENERGY STAR LED LAMPS (REFLECTOR LAMPs/MR16/PAR 16) | 2020 | Economic | MW | Before Competition Groups | 1.7812 | 0 | 0 | 921.9436 | 0.001932 | 30 | Residential_2020_Economic_MW_Before Competition Groups_30 | ENERGY STAR LED LAMPS (REFLECTOR LAMPs/MR16/PAR 16) | 0.1932% | 0 | 1.7812 | Residential_2020_Economic_MW_Before Competition Groups_ENERGY STAR LED LAMPS (REFLECTOR LAMPs/MR16/PAR 16)
Residential | Res ¦ CO Sensors for parking garage exhaust fans | 2020 | Economic | MW | Before Competition Groups | 1.7616 | 0 | 0 | 921.9436 | 0.0019108 | 31 | Residential_2020_Economic_MW_Before Competition Groups_31 | CO Sensors for parking garage exhaust fans | 0.1911% | 0 | 1.7616 | Residential_2020_Economic_MW_Before Competition Groups_CO Sensors for parking garage exhaust fans
Residential | Res ¦ Energy Star Light Fixture | 2020 | Economic | MW | Before Competition Groups | 1.5764 | 0 | 0 | 921.9436 | 0.0017099 | 32 | Residential_2020_Economic_MW_Before Competition Groups_32 | Energy Star Light Fixture | 0.171% | 0 | 1.5764 | Residential_2020_Economic_MW_Before Competition Groups_Energy Star Light Fixture
Residential | Res ¦ Water Heater Temperature Setback | 2020 | Economic | MW | Before Competition Groups | 1.2302 | 0 | 0 | 921.9436 | 0.0013343 | 33 | Residential_2020_Economic_MW_Before Competition Groups_33 | Water Heater Temperature Setback | 0.1334% | 0 | 1.2302 | Residential_2020_Economic_MW_Before Competition Groups_Water Heater Temperature Setback
Residential | Res ¦ LED Tube Re-Lamp | 2020 | Economic | MW | Before Competition Groups | 1.1017 | 0 | 0 | 921.9436 | 0.001195 | 34 | Residential_2020_Economic_MW_Before Competition Groups_34 | LED Tube Re-Lamp | 0.1195% | 0 | 1.1017 | Residential_2020_Economic_MW_Before Competition Groups_LED Tube Re-Lamp
Residential | Res ¦ Heat Recovery Ventilator | 2020 | Economic | MW | Before Competition Groups | 0.77787 | 0 | 0 | 921.9436 | 0.00084373 | 35 | Residential_2020_Economic_MW_Before Competition Groups_35 | Heat Recovery Ventilator | 0.08437% | 0 | 0.77787 | Residential_2020_Economic_MW_Before Competition Groups_Heat Recovery Ventilator
Residential | Res ¦ LED Parking Lot Fixture | 2020 | Economic | MW | Before Competition Groups | 0.70153 | 0 | 0 | 921.9436 | 0.00076092 | 36 | Residential_2020_Economic_MW_Before Competition Groups_36 | LED Parking Lot Fixture | 0.07609% | 0 | 0.70153 | Residential_2020_Economic_MW_Before Competition Groups_LED Parking Lot Fixture
Residential | Res ¦ VFD on Pumps | 2020 | Economic | MW | Before Competition Groups | 0.59814 | 0 | 0 | 921.9436 | 0.00064879 | 37 | Residential_2020_Economic_MW_Before Competition Groups_37 | VFD on Pumps | 0.06488% | 0 | 0.59814 | Residential_2020_Economic_MW_Before Competition Groups_VFD on Pumps
Residential | Res ¦ ENERGY STAR LED Lamps (General Service Lamps) | 2020 | Economic | MW | Before Competition Groups | 0.55639 | 0 | 0 | 921.9436 | 0.0006035 | 38 | Residential_2020_Economic_MW_Before Competition Groups_38 | ENERGY STAR LED Lamps (General Service Lamps) | 0.06035% | 0 | 0.55639 | Residential_2020_Economic_MW_Before Competition Groups_ENERGY STAR LED Lamps (General Service Lamps)
Residential | Res ¦ Condensing Make Up Air Unit | 2020 | Economic | MW | Before Competition Groups | 0.33235 | 0 | 0 | 921.9436 | 0.00036049 | 39 | Residential_2020_Economic_MW_Before Competition Groups_39 | Condensing Make Up Air Unit | 0.03605% | 0 | 0.33235 | Residential_2020_Economic_MW_Before Competition Groups_Condensing Make Up Air Unit
Residential | Res ¦ LED Exterior Area Lights - LED Fixture (200W) | 2020 | Economic | MW | Before Competition Groups | 0.31952 | 0 | 0 | 921.9436 | 0.00034658 | 40 | Residential_2020_Economic_MW_Before Competition Groups_40 | LED Exterior Area Lights - LED Fixture (200W) | 0.03466% | 0 | 0.31952 | Residential_2020_Economic_MW_Before Competition Groups_LED Exterior Area Lights - LED Fixture (200W)
Residential | Res ¦ ECM MOTORS FOR HVAC APPLICATION (FAN-POWERED VAV BOX) | 2020 | Economic | MW | Before Competition Groups | 0.29304 | 0 | 0 | 921.9436 | 0.00031785 | 41 | Residential_2020_Economic_MW_Before Competition Groups_41 | ECM MOTORS FOR HVAC APPLICATION (FAN-POWERED VAV BOX) | 0.03178% | 0 | 0.29304 | Residential_2020_Economic_MW_Before Competition Groups_ECM MOTORS FOR HVAC APPLICATION (FAN-POWERED VAV BOX)
Residential | Res ¦ Wall Insulation | 2020 | Economic | MW | Before Competition Groups | 0.25594 | 0 | 0 | 921.9436 | 0.00027761 | 42 | Residential_2020_Economic_MW_Before Competition Groups_42 | Wall Insulation | 0.02776% | 0 | 0.25594 | Residential_2020_Economic_MW_Before Competition Groups_Wall Insulation
Residential | Res ¦ Beverage Vending Machine Controls | 2020 | Economic | MW | Before Competition Groups | 0.16012 | 0 | 0 | 921.9436 | 0.00017367 | 43 | Residential_2020_Economic_MW_Before Competition Groups_43 | Beverage Vending Machine Controls | 0.01737% | 0 | 0.16012 | Residential_2020_Economic_MW_Before Competition Groups_Beverage Vending Machine Controls
Residential | Res ¦ Home Energy Reports | 2020 | Economic | MW | Before Competition Groups | 0.097103 | 0 | 0 | 921.9436 | 0.00010532 | 44 | Residential_2020_Economic_MW_Before Competition Groups_44 | Home Energy Reports | 0.01053% | 0 | 0.097103 | Residential_2020_Economic_MW_Before Competition Groups_Home Energy Reports
Residential | Res ¦ Chilled Water Optimization | 2020 | Economic | MW | Before Competition Groups | 0.047185 | 0 | 0 | 921.9436 | 5.1179e-05 | 45 | Residential_2020_Economic_MW_Before Competition Groups_45 | Chilled Water Optimization | 0.005118% | 0 | 0.047185 | Residential_2020_Economic_MW_Before Competition Groups_Chilled Water Optimization
Residential | Res ¦ LED High Bay Fixture | 2020 | Economic | MW | Before Competition Groups | 0.035974 | 0 | 0 | 921.9436 | 3.902e-05 | 46 | Residential_2020_Economic_MW_Before Competition Groups_46 | LED High Bay Fixture | 0.003902% | 0 | 0.035974 | Residential_2020_Economic_MW_Before Competition Groups_LED High Bay Fixture
Residential | Res ¦ Wall Insulation MF | 2020 | Economic | MW | Before Competition Groups | 0.015511 | 0 | 0 | 921.9436 | 1.6824e-05 | 47 | Residential_2020_Economic_MW_Before Competition Groups_47 | Wall Insulation MF | 0.001682% | 0 | 0.015511 | Residential_2020_Economic_MW_Before Competition Groups_Wall Insulation MF
Residential | Res ¦ Energy Star Clothes Dryer | 2020 | Economic | MW | Before Competition Groups | 0 | 0 | 0 | 921.9436 | 0 | 48 | Residential_2020_Economic_MW_Before Competition Groups_48 | Energy Star Clothes Dryer | 0% | 0 | 0 | Residential_2020_Economic_MW_Before Competition Groups_Energy Star Clothes Dryer
Residential | Res ¦ Energy Star Dehumidifier | 2020 | Economic | MW | Before Competition Groups | 0 | 0 | 0 | 921.9436 | 0 | 49 | Residential_2020_Economic_MW_Before Competition Groups_49 | Energy Star Dehumidifier | 0% | 0 | 0 | Residential_2020_Economic_MW_Before Competition Groups_Energy Star Dehumidifier
Residential | Res ¦ Energy Star Freezer | 2020 | Economic | MW | Before Competition Groups | 0 | 0 | 0 | 921.9436 | 0 | 50 | Residential_2020_Economic_MW_Before Competition Groups_50 | Energy Star Freezer | 0% | 0 | 0 | Residential_2020_Economic_MW_Before Competition Groups_Energy Star Freezer
Residential | Res ¦ LED Downlight | 2020 | Economic | MW | Before Competition Groups | 0 | 0 | 0 | 921.9436 | 0 | 51 | Residential_2020_Economic_MW_Before Competition Groups_51 | LED Downlight | 0% | 0 | 0 | Residential_2020_Economic_MW_Before Competition Groups_LED Downlight
Residential | Res ¦ Smart Burners | 2020 | Economic | MW | Before Competition Groups | 0 | 0 | 0 | 921.9436 | 0 | 52 | Residential_2020_Economic_MW_Before Competition Groups_52 | Smart Burners | 0% | 0 | 0 | Residential_2020_Economic_MW_Before Competition Groups_Smart Burners
Residential | Res ¦ Smart Power Bar | 2020 | Economic | MW | Before Competition Groups | 0 | 0 | 0 | 921.9436 | 0 | 53 | Residential_2020_Economic_MW_Before Competition Groups_53 | Smart Power Bar | 0% | 0 | 0 | Residential_2020_Economic_MW_Before Competition Groups_Smart Power Bar
Residential | Res ¦ Tankless Water Heater | 2020 | Economic | MW | Before Competition Groups | 0 | 0 | 0 | 921.9436 | 0 | 54 | Residential_2020_Economic_MW_Before Competition Groups_54 | Tankless Water Heater | 0% | 0 | 0 | Residential_2020_Economic_MW_Before Competition Groups_Tankless Water Heater
Residential | Res ¦ Energy Star LED Specialty Bulbs | 2020 | SC A | MW | Before Competition Groups | 14.38 | 0 | 0 | 51.0249 | 0.28182 | 1 | Residential_2020_SC A_MW_Before Competition Groups_1 | Energy Star LED Specialty Bulbs | 28.18% | 0 | 14.38 | Residential_2020_SC A_MW_Before Competition Groups_Energy Star LED Specialty Bulbs
Residential | Res ¦ Ductless Mini-Split Heat Pump | 2020 | SC A | MW | Before Competition Groups | 6.7315 | 0 | 0 | 51.0249 | 0.13193 | 2 | Residential_2020_SC A_MW_Before Competition Groups_2 | Ductless Mini-Split Heat Pump | 13.19% | 0 | 6.7315 | Residential_2020_SC A_MW_Before Competition Groups_Ductless Mini-Split Heat Pump
Residential | Res ¦ Energy Star Clothes Washer | 2020 | SC A | MW | Before Competition Groups | 5.1503 | 0 | 0 | 51.0249 | 0.10094 | 3 | Residential_2020_SC A_MW_Before Competition Groups_3 | Energy Star Clothes Washer | 10.09% | 0 | 5.1503 | Residential_2020_SC A_MW_Before Competition Groups_Energy Star Clothes Washer
Residential | Res ¦ Building Recommissioning, Operations and Maintenance (O&M) Improvements | 2020 | SC A | MW | Before Competition Groups | 4.2885 | 0 | 0 | 51.0249 | 0.084047 | 4 | Residential_2020_SC A_MW_Before Competition Groups_4 | Building Recommissioning, Operations and Maintenance (O&M) Improvements | 8.405% | 0 | 4.2885 | Residential_2020_SC A_MW_Before Competition Groups_Building Recommissioning, Operations and Maintenance (O&M) Improvements
Residential | Res ¦ Adaptive Thermostat | 2020 | SC A | MW | Before Competition Groups | 3.3977 | 0 | 0 | 51.0249 | 0.06659 | 5 | Residential_2020_SC A_MW_Before Competition Groups_5 | Adaptive Thermostat | 6.659% | 0 | 3.3977 | Residential_2020_SC A_MW_Before Competition Groups_Adaptive Thermostat
Residential | Res ¦ Energy Star A Line, PAR, MR Lamps | 2020 | SC A | MW | Before Competition Groups | 2.9364 | 0 | 0 | 51.0249 | 0.057548 | 6 | Residential_2020_SC A_MW_Before Competition Groups_6 | Energy Star A Line, PAR, MR Lamps | 5.755% | 0 | 2.9364 | Residential_2020_SC A_MW_Before Competition Groups_Energy Star A Line, PAR, MR Lamps
Residential | Res ¦ Variable Speed Pool Pump Motor | 2020 | SC A | MW | Before Competition Groups | 2.2652 | 0 | 0 | 51.0249 | 0.044394 | 7 | Residential_2020_SC A_MW_Before Competition Groups_7 | Variable Speed Pool Pump Motor | 4.439% | 0 | 2.2652 | Residential_2020_SC A_MW_Before Competition Groups_Variable Speed Pool Pump Motor
Residential | Res ¦ Basement Wall Insulation | 2020 | SC A | MW | Before Competition Groups | 1.8477 | 0 | 0 | 51.0249 | 0.036211 | 8 | Residential_2020_SC A_MW_Before Competition Groups_8 | Basement Wall Insulation | 3.621% | 0 | 1.8477 | Residential_2020_SC A_MW_Before Competition Groups_Basement Wall Insulation
Residential | Res ¦ High Efficiency Chiller (avg of water and air cooled) | 2020 | SC A | MW | Before Competition Groups | 1.4101 | 0 | 0 | 51.0249 | 0.027635 | 9 | Residential_2020_SC A_MW_Before Competition Groups_9 | High Efficiency Chiller (avg of water and air cooled) | 2.764% | 0 | 1.4101 | Residential_2020_SC A_MW_Before Competition Groups_High Efficiency Chiller (avg of water and air cooled)
Residential | Res ¦ Energy Star Room Air Conditioner | 2020 | SC A | MW | Before Competition Groups | 1.0257 | 0 | 0 | 51.0249 | 0.020102 | 10 | Residential_2020_SC A_MW_Before Competition Groups_10 | Energy Star Room Air Conditioner | 2.01% | 0 | 1.0257 | Residential_2020_SC A_MW_Before Competition Groups_Energy Star Room Air Conditioner
Residential | Res ¦ Energy Star Air Source Heat Pump | 2020 | SC A | MW | Before Competition Groups | 0.92803 | 0 | 0 | 51.0249 | 0.018188 | 11 | Residential_2020_SC A_MW_Before Competition Groups_11 | Energy Star Air Source Heat Pump | 1.819% | 0 | 0.92803 | Residential_2020_SC A_MW_Before Competition Groups_Energy Star Air Source Heat Pump
Residential | Res ¦ LED Tube Re-Lamp | 2020 | SC A | MW | Before Competition Groups | 0.8417 | 0 | 0 | 51.0249 | 0.016496 | 12 | Residential_2020_SC A_MW_Before Competition Groups_12 | LED Tube Re-Lamp | 1.65% | 0 | 0.8417 | Residential_2020_SC A_MW_Before Competition Groups_LED Tube Re-Lamp
Residential | Res ¦ ENERGY STAR LED LAMPS (REFLECTOR LAMPs/MR16/PAR 16) | 2020 | SC A | MW | Before Competition Groups | 0.75546 | 0 | 0 | 51.0249 | 0.014806 | 13 | Residential_2020_SC A_MW_Before Competition Groups_13 | ENERGY STAR LED LAMPS (REFLECTOR LAMPs/MR16/PAR 16) | 1.481% | 0 | 0.75546 | Residential_2020_SC A_MW_Before Competition Groups_ENERGY STAR LED LAMPS (REFLECTOR LAMPs/MR16/PAR 16)
Residential | Res ¦ Attic Insulation | 2020 | SC A | MW | Before Competition Groups | 0.69635 | 0 | 0 | 51.0249 | 0.013647 | 14 | Residential_2020_SC A_MW_Before Competition Groups_14 | Attic Insulation | 1.365% | 0 | 0.69635 | Residential_2020_SC A_MW_Before Competition Groups_Attic Insulation
Residential | Res ¦ Occupancy Sensors MF | 2020 | SC A | MW | Before Competition Groups | 0.64959 | 0 | 0 | 51.0249 | 0.012731 | 15 | Residential_2020_SC A_MW_Before Competition Groups_15 | Occupancy Sensors MF | 1.273% | 0 | 0.64959 | Residential_2020_SC A_MW_Before Competition Groups_Occupancy Sensors MF
Residential | Res ¦ Energy Star Torchiere | 2020 | SC A | MW | Before Competition Groups | 0.52786 | 0 | 0 | 51.0249 | 0.010345 | 16 | Residential_2020_SC A_MW_Before Competition Groups_16 | Energy Star Torchiere | 1.035% | 0 | 0.52786 | Residential_2020_SC A_MW_Before Competition Groups_Energy Star Torchiere
Residential | Res ¦ Advanced BAS/Controllers | 2020 | SC A | MW | Before Competition Groups | 0.44144 | 0 | 0 | 51.0249 | 0.0086514 | 17 | Residential_2020_SC A_MW_Before Competition Groups_17 | Advanced BAS/Controllers | 0.8651% | 0 | 0.44144 | Residential_2020_SC A_MW_Before Competition Groups_Advanced BAS/Controllers
Residential | Res ¦ Minimize Hot and Warm Clothes Wash | 2020 | SC A | MW | Before Competition Groups | 0.40666 | 0 | 0 | 51.0249 | 0.0079699 | 18 | Residential_2020_SC A_MW_Before Competition Groups_18 | Minimize Hot and Warm Clothes Wash | 0.797% | 0 | 0.40666 | Residential_2020_SC A_MW_Before Competition Groups_Minimize Hot and Warm Clothes Wash
Residential | Res ¦ Refrigerator Recycling | 2020 | SC A | MW | Before Competition Groups | 0.37146 | 0 | 0 | 51.0249 | 0.00728 | 19 | Residential_2020_SC A_MW_Before Competition Groups_19 | Refrigerator Recycling | 0.728% | 0 | 0.37146 | Residential_2020_SC A_MW_Before Competition Groups_Refrigerator Recycling
Residential | Res ¦ Outside Air Economizer | 2020 | SC A | MW | Before Competition Groups | 0.29135 | 0 | 0 | 51.0249 | 0.00571 | 20 | Residential_2020_SC A_MW_Before Competition Groups_20 | Outside Air Economizer | 0.571% | 0 | 0.29135 | Residential_2020_SC A_MW_Before Competition Groups_Outside Air Economizer
Residential | Res ¦ Air Sealing | 2020 | SC A | MW | Before Competition Groups | 0.24066 | 0 | 0 | 51.0249 | 0.0047164 | 21 | Residential_2020_SC A_MW_Before Competition Groups_21 | Air Sealing | 0.4716% | 0 | 0.24066 | Residential_2020_SC A_MW_Before Competition Groups_Air Sealing
Residential | Res ¦ ENERGY STAR LED Lamps (General Service Lamps) | 2020 | SC A | MW | Before Competition Groups | 0.23462 | 0 | 0 | 51.0249 | 0.0045981 | 22 | Residential_2020_SC A_MW_Before Competition Groups_22 | ENERGY STAR LED Lamps (General Service Lamps) | 0.4598% | 0 | 0.23462 | Residential_2020_SC A_MW_Before Competition Groups_ENERGY STAR LED Lamps (General Service Lamps)
Residential | Res ¦ LED Parking Lot Fixture | 2020 | SC A | MW | Before Competition Groups | 0.2234 | 0 | 0 | 51.0249 | 0.0043783 | 23 | Residential_2020_SC A_MW_Before Competition Groups_23 | LED Parking Lot Fixture | 0.4378% | 0 | 0.2234 | Residential_2020_SC A_MW_Before Competition Groups_LED Parking Lot Fixture
Residential | Res ¦ Energy Star Light Fixture | 2020 | SC A | MW | Before Competition Groups | 0.20512 | 0 | 0 | 51.0249 | 0.0040199 | 24 | Residential_2020_SC A_MW_Before Competition Groups_24 | Energy Star Light Fixture | 0.402% | 0 | 0.20512 | Residential_2020_SC A_MW_Before Competition Groups_Energy Star Light Fixture
Residential | Res ¦ Furnace Whistle | 2020 | SC A | MW | Before Competition Groups | 0.106 | 0 | 0 | 51.0249 | 0.0020775 | 25 | Residential_2020_SC A_MW_Before Competition Groups_25 | Furnace Whistle | 0.2077% | 0 | 0.106 | Residential_2020_SC A_MW_Before Competition Groups_Furnace Whistle
Residential | Res ¦ LED Exterior Area Lights - LED Fixture (200W) | 2020 | SC A | MW | Before Competition Groups | 0.090529 | 0 | 0 | 51.0249 | 0.0017742 | 26 | Residential_2020_SC A_MW_Before Competition Groups_26 | LED Exterior Area Lights - LED Fixture (200W) | 0.1774% | 0 | 0.090529 | Residential_2020_SC A_MW_Before Competition Groups_LED Exterior Area Lights - LED Fixture (200W)
Residential | Res ¦ Comprehensive Draft Proofing | 2020 | SC A | MW | Before Competition Groups | 0.088367 | 0 | 0 | 51.0249 | 0.0017318 | 27 | Residential_2020_SC A_MW_Before Competition Groups_27 | Comprehensive Draft Proofing | 0.1732% | 0 | 0.088367 | Residential_2020_SC A_MW_Before Competition Groups_Comprehensive Draft Proofing
Residential | Res ¦ Variable Frequency Drive (VFD) | 2020 | SC A | MW | Before Competition Groups | 0.087368 | 0 | 0 | 51.0249 | 0.0017123 | 28 | Residential_2020_SC A_MW_Before Competition Groups_28 | Variable Frequency Drive (VFD) | 0.1712% | 0 | 0.087368 | Residential_2020_SC A_MW_Before Competition Groups_Variable Frequency Drive (VFD)
Residential | Res ¦ Demand Control Ventilation | 2020 | SC A | MW | Before Competition Groups | 0.069488 | 0 | 0 | 51.0249 | 0.0013619 | 29 | Residential_2020_SC A_MW_Before Competition Groups_29 | Demand Control Ventilation | 0.1362% | 0 | 0.069488 | Residential_2020_SC A_MW_Before Competition Groups_Demand Control Ventilation
Residential | Res ¦ CO Sensors for parking garage exhaust fans | 2020 | SC A | MW | Before Competition Groups | 0.06603 | 0 | 0 | 51.0249 | 0.0012941 | 30 | Residential_2020_SC A_MW_Before Competition Groups_30 | CO Sensors for parking garage exhaust fans | 0.1294% | 0 | 0.06603 | Residential_2020_SC A_MW_Before Competition Groups_CO Sensors for parking garage exhaust fans
Residential | Res ¦ Water Heater Temperature Setback | 2020 | SC A | MW | Before Competition Groups | 0.054897 | 0 | 0 | 51.0249 | 0.0010759 | 31 | Residential_2020_SC A_MW_Before Competition Groups_31 | Water Heater Temperature Setback | 0.1076% | 0 | 0.054897 | Residential_2020_SC A_MW_Before Competition Groups_Water Heater Temperature Setback
Residential | Res ¦ Floor Insulation | 2020 | SC A | MW | Before Competition Groups | 0.050146 | 0 | 0 | 51.0249 | 0.00098278 | 32 | Residential_2020_SC A_MW_Before Competition Groups_32 | Floor Insulation | 0.09828% | 0 | 0.050146 | Residential_2020_SC A_MW_Before Competition Groups_Floor Insulation
Residential | Res ¦ Clothes Drying Racks | 2020 | SC A | MW | Before Competition Groups | 0.042373 | 0 | 0 | 51.0249 | 0.00083044 | 33 | Residential_2020_SC A_MW_Before Competition Groups_33 | Clothes Drying Racks | 0.08304% | 0 | 0.042373 | Residential_2020_SC A_MW_Before Competition Groups_Clothes Drying Racks
Residential | Res ¦ Duct Insulation | 2020 | SC A | MW | Before Competition Groups | 0.033077 | 0 | 0 | 51.0249 | 0.00064826 | 34 | Residential_2020_SC A_MW_Before Competition Groups_34 | Duct Insulation | 0.06483% | 0 | 0.033077 | Residential_2020_SC A_MW_Before Competition Groups_Duct Insulation
Residential | Res ¦ VFD on Pumps | 2020 | SC A | MW | Before Competition Groups | 0.025122 | 0 | 0 | 51.0249 | 0.00049235 | 35 | Residential_2020_SC A_MW_Before Competition Groups_35 | VFD on Pumps | 0.04923% | 0 | 0.025122 | Residential_2020_SC A_MW_Before Competition Groups_VFD on Pumps
Residential | Res ¦ Duct Insulation MF | 2020 | SC A | MW | Before Competition Groups | 0.016963 | 0 | 0 | 51.0249 | 0.00033245 | 36 | Residential_2020_SC A_MW_Before Competition Groups_36 | Duct Insulation MF | 0.03324% | 0 | 0.016963 | Residential_2020_SC A_MW_Before Competition Groups_Duct Insulation MF
Residential | Res ¦ Condensing Make Up Air Unit | 2020 | SC A | MW | Before Competition Groups | 0.015172 | 0 | 0 | 51.0249 | 0.00029734 | 37 | Residential_2020_SC A_MW_Before Competition Groups_37 | Condensing Make Up Air Unit | 0.02973% | 0 | 0.015172 | Residential_2020_SC A_MW_Before Competition Groups_Condensing Make Up Air Unit
Residential | Res ¦ ECM MOTORS FOR HVAC APPLICATION (FAN-POWERED VAV BOX) | 2020 | SC A | MW | Before Competition Groups | 0.013368 | 0 | 0 | 51.0249 | 0.00026198 | 38 | Residential_2020_SC A_MW_Before Competition Groups_38 | ECM MOTORS FOR HVAC APPLICATION (FAN-POWERED VAV BOX) | 0.0262% | 0 | 0.013368 | Residential_2020_SC A_MW_Before Competition Groups_ECM MOTORS FOR HVAC APPLICATION (FAN-POWERED VAV BOX)
Residential | Res ¦ Chilled Water Optimization | 2020 | SC A | MW | Before Competition Groups | 0.0080852 | 0 | 0 | 51.0249 | 0.00015846 | 39 | Residential_2020_SC A_MW_Before Competition Groups_39 | Chilled Water Optimization | 0.01585% | 0 | 0.0080852 | Residential_2020_SC A_MW_Before Competition Groups_Chilled Water Optimization
Residential | Res ¦ Beverage Vending Machine Controls | 2020 | SC A | MW | Before Competition Groups | 0.0054874 | 0 | 0 | 51.0249 | 0.00010754 | 40 | Residential_2020_SC A_MW_Before Competition Groups_40 | Beverage Vending Machine Controls | 0.01075% | 0 | 0.0054874 | Residential_2020_SC A_MW_Before Competition Groups_Beverage Vending Machine Controls
Residential | Res ¦ Heat Recovery Ventilator | 2020 | SC A | MW | Before Competition Groups | 0.0038596 | 0 | 0 | 51.0249 | 7.5642e-05 | 41 | Residential_2020_SC A_MW_Before Competition Groups_41 | Heat Recovery Ventilator | 0.007564% | 0 | 0.0038596 | Residential_2020_SC A_MW_Before Competition Groups_Heat Recovery Ventilator
Residential | Res ¦ LED High Bay Fixture | 2020 | SC A | MW | Before Competition Groups | 0.00095965 | 0 | 0 | 51.0249 | 1.8807e-05 | 42 | Residential_2020_SC A_MW_Before Competition Groups_42 | LED High Bay Fixture | 0.001881% | 0 | 0.00095965 | Residential_2020_SC A_MW_Before Competition Groups_LED High Bay Fixture
Residential | Res ¦ Wall Insulation | 2020 | SC A | MW | Before Competition Groups | 0.00044623 | 0 | 0 | 51.0249 | 8.7453e-06 | 43 | Residential_2020_SC A_MW_Before Competition Groups_43 | Wall Insulation | 0.0008745% | 0 | 0.00044623 | Residential_2020_SC A_MW_Before Competition Groups_Wall Insulation
Residential | Res ¦ Wall Insulation MF | 2020 | SC A | MW | Before Competition Groups | 0.00032544 | 0 | 0 | 51.0249 | 6.3781e-06 | 44 | Residential_2020_SC A_MW_Before Competition Groups_44 | Wall Insulation MF | 0.0006378% | 0 | 0.00032544 | Residential_2020_SC A_MW_Before Competition Groups_Wall Insulation MF
Residential | Res ¦ Freezer Recycling | 2020 | SC A | MW | Before Competition Groups | 4.5109e-05 | 0 | 0 | 51.0249 | 8.8407e-07 | 45 | Residential_2020_SC A_MW_Before Competition Groups_45 | Freezer Recycling | 8.841e-05% | 0 | 4.5109e-05 | Residential_2020_SC A_MW_Before Competition Groups_Freezer Recycling
Residential | Res ¦ Energy Star LED Bulbs General Purpose LEDs | 2020 | SC A | MW | Before Competition Groups | 1.7491e-12 | 0 | 0 | 51.0249 | 3.4279e-14 | 46 | Residential_2020_SC A_MW_Before Competition Groups_46 | Energy Star LED Bulbs General Purpose LEDs | 3.428e-12% | 0 | 1.7491e-12 | Residential_2020_SC A_MW_Before Competition Groups_Energy Star LED Bulbs General Purpose LEDs
Residential | Res ¦ Energy Star Clothes Dryer | 2020 | SC A | MW | Before Competition Groups | 0 | 0 | 0 | 51.0249 | 0 | 47 | Residential_2020_SC A_MW_Before Competition Groups_47 | Energy Star Clothes Dryer | 0% | 0 | 0 | Residential_2020_SC A_MW_Before Competition Groups_Energy Star Clothes Dryer
Residential | Res ¦ Energy Star Dehumidifier | 2020 | SC A | MW | Before Competition Groups | 0 | 0 | 0 | 51.0249 | 0 | 48 | Residential_2020_SC A_MW_Before Competition Groups_48 | Energy Star Dehumidifier | 0% | 0 | 0 | Residential_2020_SC A_MW_Before Competition Groups_Energy Star Dehumidifier
Residential | Res ¦ Energy Star Freezer | 2020 | SC A | MW | Before Competition Groups | 0 | 0 | 0 | 51.0249 | 0 | 49 | Residential_2020_SC A_MW_Before Competition Groups_49 | Energy Star Freezer | 0% | 0 | 0 | Residential_2020_SC A_MW_Before Competition Groups_Energy Star Freezer
Residential | Res ¦ Home Energy Reports | 2020 | SC A | MW | Before Competition Groups | 0 | 0 | 0 | 51.0249 | 0 | 50 | Residential_2020_SC A_MW_Before Competition Groups_50 | Home Energy Reports | 0% | 0 | 0 | Residential_2020_SC A_MW_Before Competition Groups_Home Energy Reports
Residential | Res ¦ LED Downlight | 2020 | SC A | MW | Before Competition Groups | 0 | 0 | 0 | 51.0249 | 0 | 51 | Residential_2020_SC A_MW_Before Competition Groups_51 | LED Downlight | 0% | 0 | 0 | Residential_2020_SC A_MW_Before Competition Groups_LED Downlight
Residential | Res ¦ Smart Burners | 2020 | SC A | MW | Before Competition Groups | 0 | 0 | 0 | 51.0249 | 0 | 52 | Residential_2020_SC A_MW_Before Competition Groups_52 | Smart Burners | 0% | 0 | 0 | Residential_2020_SC A_MW_Before Competition Groups_Smart Burners
Residential | Res ¦ Smart Power Bar | 2020 | SC A | MW | Before Competition Groups | 0 | 0 | 0 | 51.0249 | 0 | 53 | Residential_2020_SC A_MW_Before Competition Groups_53 | Smart Power Bar | 0% | 0 | 0 | Residential_2020_SC A_MW_Before Competition Groups_Smart Power Bar
Residential | Res ¦ Tankless Water Heater | 2020 | SC A | MW | Before Competition Groups | 0 | 0 | 0 | 51.0249 | 0 | 54 | Residential_2020_SC A_MW_Before Competition Groups_54 | Tankless Water Heater | 0% | 0 | 0 | Residential_2020_SC A_MW_Before Competition Groups_Tankless Water Heater
Residential | Res ¦ Building Recommissioning, Operations and Maintenance (O&M) Improvements | 2020 | SC B | MW | Before Competition Groups | 11.4 | 0 | 0 | 81.5029 | 0.13987 | 1 | Residential_2020_SC B_MW_Before Competition Groups_1 | Building Recommissioning, Operations and Maintenance (O&M) Improvements | 13.99% | 0 | 11.4 | Residential_2020_SC B_MW_Before Competition Groups_Building Recommissioning, Operations and Maintenance (O&M) Improvements
Residential | Res ¦ Variable Speed Pool Pump Motor | 2020 | SC B | MW | Before Competition Groups | 8.1421 | 0 | 0 | 81.5029 | 0.0999 | 2 | Residential_2020_SC B_MW_Before Competition Groups_2 | Variable Speed Pool Pump Motor | 9.99% | 0 | 8.1421 | Residential_2020_SC B_MW_Before Competition Groups_Variable Speed Pool Pump Motor
Residential | Res ¦ Energy Star Clothes Washer | 2020 | SC B | MW | Before Competition Groups | 8.1296 | 0 | 0 | 81.5029 | 0.099747 | 3 | Residential_2020_SC B_MW_Before Competition Groups_3 | Energy Star Clothes Washer | 9.975% | 0 | 8.1296 | Residential_2020_SC B_MW_Before Competition Groups_Energy Star Clothes Washer
Residential | Res ¦ Energy Star LED Bulbs General Purpose LEDs | 2020 | SC B | MW | Before Competition Groups | 7.5284 | 0 | 0 | 81.5029 | 0.09237 | 4 | Residential_2020_SC B_MW_Before Competition Groups_4 | Energy Star LED Bulbs General Purpose LEDs | 9.237% | 0 | 7.5284 | Residential_2020_SC B_MW_Before Competition Groups_Energy Star LED Bulbs General Purpose LEDs
Residential | Res ¦ Adaptive Thermostat | 2020 | SC B | MW | Before Competition Groups | 7.2344 | 0 | 0 | 81.5029 | 0.088762 | 5 | Residential_2020_SC B_MW_Before Competition Groups_5 | Adaptive Thermostat | 8.876% | 0 | 7.2344 | Residential_2020_SC B_MW_Before Competition Groups_Adaptive Thermostat
Residential | Res ¦ Energy Star LED Specialty Bulbs | 2020 | SC B | MW | Before Competition Groups | 7.0683 | 0 | 0 | 81.5029 | 0.086724 | 6 | Residential_2020_SC B_MW_Before Competition Groups_6 | Energy Star LED Specialty Bulbs | 8.672% | 0 | 7.0683 | Residential_2020_SC B_MW_Before Competition Groups_Energy Star LED Specialty Bulbs
Residential | Res ¦ Ductless Mini-Split Heat Pump | 2020 | SC B | MW | Before Competition Groups | 7.0625 | 0 | 0 | 81.5029 | 0.086654 | 7 | Residential_2020_SC B_MW_Before Competition Groups_7 | Ductless Mini-Split Heat Pump | 8.665% | 0 | 7.0625 | Residential_2020_SC B_MW_Before Competition Groups_Ductless Mini-Split Heat Pump
Residential | Res ¦ Energy Star A Line, PAR, MR Lamps | 2020 | SC B | MW | Before Competition Groups | 3.2583 | 0 | 0 | 81.5029 | 0.039978 | 8 | Residential_2020_SC B_MW_Before Competition Groups_8 | Energy Star A Line, PAR, MR Lamps | 3.998% | 0 | 3.2583 | Residential_2020_SC B_MW_Before Competition Groups_Energy Star A Line, PAR, MR Lamps
Residential | Res ¦ Basement Wall Insulation | 2020 | SC B | MW | Before Competition Groups | 1.8474 | 0 | 0 | 81.5029 | 0.022667 | 9 | Residential_2020_SC B_MW_Before Competition Groups_9 | Basement Wall Insulation | 2.267% | 0 | 1.8474 | Residential_2020_SC B_MW_Before Competition Groups_Basement Wall Insulation
Residential | Res ¦ Energy Star Room Air Conditioner | 2020 | SC B | MW | Before Competition Groups | 1.8066 | 0 | 0 | 81.5029 | 0.022166 | 10 | Residential_2020_SC B_MW_Before Competition Groups_10 | Energy Star Room Air Conditioner | 2.217% | 0 | 1.8066 | Residential_2020_SC B_MW_Before Competition Groups_Energy Star Room Air Conditioner
Residential | Res ¦ Occupancy Sensors MF | 2020 | SC B | MW | Before Competition Groups | 1.7264 | 0 | 0 | 81.5029 | 0.021183 | 11 | Residential_2020_SC B_MW_Before Competition Groups_11 | Occupancy Sensors MF | 2.118% | 0 | 1.7264 | Residential_2020_SC B_MW_Before Competition Groups_Occupancy Sensors MF
Residential | Res ¦ Advanced BAS/Controllers | 2020 | SC B | MW | Before Competition Groups | 1.6683 | 0 | 0 | 81.5029 | 0.020469 | 12 | Residential_2020_SC B_MW_Before Competition Groups_12 | Advanced BAS/Controllers | 2.047% | 0 | 1.6683 | Residential_2020_SC B_MW_Before Competition Groups_Advanced BAS/Controllers
Residential | Res ¦ Clothes Drying Racks | 2020 | SC B | MW | Before Competition Groups | 1.5431 | 0 | 0 | 81.5029 | 0.018934 | 13 | Residential_2020_SC B_MW_Before Competition Groups_13 | Clothes Drying Racks | 1.893% | 0 | 1.5431 | Residential_2020_SC B_MW_Before Competition Groups_Clothes Drying Racks
Residential | Res ¦ Attic Insulation | 2020 | SC B | MW | Before Competition Groups | 1.425 | 0 | 0 | 81.5029 | 0.017483 | 14 | Residential_2020_SC B_MW_Before Competition Groups_14 | Attic Insulation | 1.748% | 0 | 1.425 | Residential_2020_SC B_MW_Before Competition Groups_Attic Insulation
Residential | Res ¦ High Efficiency Chiller (avg of water and air cooled) | 2020 | SC B | MW | Before Competition Groups | 1.4201 | 0 | 0 | 81.5029 | 0.017424 | 15 | Residential_2020_SC B_MW_Before Competition Groups_15 | High Efficiency Chiller (avg of water and air cooled) | 1.742% | 0 | 1.4201 | Residential_2020_SC B_MW_Before Competition Groups_High Efficiency Chiller (avg of water and air cooled)
Residential | Res ¦ Refrigerator Recycling | 2020 | SC B | MW | Before Competition Groups | 1.3083 | 0 | 0 | 81.5029 | 0.016053 | 16 | Residential_2020_SC B_MW_Before Competition Groups_16 | Refrigerator Recycling | 1.605% | 0 | 1.3083 | Residential_2020_SC B_MW_Before Competition Groups_Refrigerator Recycling
Residential | Res ¦ Freezer Recycling | 2020 | SC B | MW | Before Competition Groups | 1.2152 | 0 | 0 | 81.5029 | 0.014909 | 17 | Residential_2020_SC B_MW_Before Competition Groups_17 | Freezer Recycling | 1.491% | 0 | 1.2152 | Residential_2020_SC B_MW_Before Competition Groups_Freezer Recycling
Residential | Res ¦ Energy Star Air Source Heat Pump | 2020 | SC B | MW | Before Competition Groups | 0.98574 | 0 | 0 | 81.5029 | 0.012095 | 18 | Residential_2020_SC B_MW_Before Competition Groups_18 | Energy Star Air Source Heat Pump | 1.209% | 0 | 0.98574 | Residential_2020_SC B_MW_Before Competition Groups_Energy Star Air Source Heat Pump
Residential | Res ¦ LED Tube Re-Lamp | 2020 | SC B | MW | Before Competition Groups | 0.8417 | 0 | 0 | 81.5029 | 0.010327 | 19 | Residential_2020_SC B_MW_Before Competition Groups_19 | LED Tube Re-Lamp | 1.033% | 0 | 0.8417 | Residential_2020_SC B_MW_Before Competition Groups_LED Tube Re-Lamp
Residential | Res ¦ ENERGY STAR LED LAMPS (REFLECTOR LAMPs/MR16/PAR 16) | 2020 | SC B | MW | Before Competition Groups | 0.75546 | 0 | 0 | 81.5029 | 0.0092691 | 20 | Residential_2020_SC B_MW_Before Competition Groups_20 | ENERGY STAR LED LAMPS (REFLECTOR LAMPs/MR16/PAR 16) | 0.9269% | 0 | 0.75546 | Residential_2020_SC B_MW_Before Competition Groups_ENERGY STAR LED LAMPS (REFLECTOR LAMPs/MR16/PAR 16)
Residential | Res ¦ Energy Star Torchiere | 2020 | SC B | MW | Before Competition Groups | 0.5944 | 0 | 0 | 81.5029 | 0.007293 | 21 | Residential_2020_SC B_MW_Before Competition Groups_21 | Energy Star Torchiere | 0.7293% | 0 | 0.5944 | Residential_2020_SC B_MW_Before Competition Groups_Energy Star Torchiere
Residential | Res ¦ Outside Air Economizer | 2020 | SC B | MW | Before Competition Groups | 0.48508 | 0 | 0 | 81.5029 | 0.0059517 | 22 | Residential_2020_SC B_MW_Before Competition Groups_22 | Outside Air Economizer | 0.5952% | 0 | 0.48508 | Residential_2020_SC B_MW_Before Competition Groups_Outside Air Economizer
Residential | Res ¦ Minimize Hot and Warm Clothes Wash | 2020 | SC B | MW | Before Competition Groups | 0.40666 | 0 | 0 | 81.5029 | 0.0049895 | 23 | Residential_2020_SC B_MW_Before Competition Groups_23 | Minimize Hot and Warm Clothes Wash | 0.499% | 0 | 0.40666 | Residential_2020_SC B_MW_Before Competition Groups_Minimize Hot and Warm Clothes Wash
Residential | Res ¦ Air Sealing | 2020 | SC B | MW | Before Competition Groups | 0.39295 | 0 | 0 | 81.5029 | 0.0048213 | 24 | Residential_2020_SC B_MW_Before Competition Groups_24 | Air Sealing | 0.4821% | 0 | 0.39295 | Residential_2020_SC B_MW_Before Competition Groups_Air Sealing
Residential | Res ¦ Floor Insulation | 2020 | SC B | MW | Before Competition Groups | 0.37333 | 0 | 0 | 81.5029 | 0.0045806 | 25 | Residential_2020_SC B_MW_Before Competition Groups_25 | Floor Insulation | 0.4581% | 0 | 0.37333 | Residential_2020_SC B_MW_Before Competition Groups_Floor Insulation
Residential | Res ¦ Demand Control Ventilation | 2020 | SC B | MW | Before Competition Groups | 0.29317 | 0 | 0 | 81.5029 | 0.0035971 | 26 | Residential_2020_SC B_MW_Before Competition Groups_26 | Demand Control Ventilation | 0.3597% | 0 | 0.29317 | Residential_2020_SC B_MW_Before Competition Groups_Demand Control Ventilation
Residential | Res ¦ Duct Insulation | 2020 | SC B | MW | Before Competition Groups | 0.29277 | 0 | 0 | 81.5029 | 0.0035921 | 27 | Residential_2020_SC B_MW_Before Competition Groups_27 | Duct Insulation | 0.3592% | 0 | 0.29277 | Residential_2020_SC B_MW_Before Competition Groups_Duct Insulation
Residential | Res ¦ Furnace Whistle | 2020 | SC B | MW | Before Competition Groups | 0.28179 | 0 | 0 | 81.5029 | 0.0034574 | 28 | Residential_2020_SC B_MW_Before Competition Groups_28 | Furnace Whistle | 0.3457% | 0 | 0.28179 | Residential_2020_SC B_MW_Before Competition Groups_Furnace Whistle
Residential | Res ¦ Energy Star Light Fixture | 2020 | SC B | MW | Before Competition Groups | 0.26355 | 0 | 0 | 81.5029 | 0.0032336 | 29 | Residential_2020_SC B_MW_Before Competition Groups_29 | Energy Star Light Fixture | 0.3234% | 0 | 0.26355 | Residential_2020_SC B_MW_Before Competition Groups_Energy Star Light Fixture
Residential | Res ¦ LED Parking Lot Fixture | 2020 | SC B | MW | Before Competition Groups | 0.24311 | 0 | 0 | 81.5029 | 0.0029829 | 30 | Residential_2020_SC B_MW_Before Competition Groups_30 | LED Parking Lot Fixture | 0.2983% | 0 | 0.24311 | Residential_2020_SC B_MW_Before Competition Groups_LED Parking Lot Fixture
Residential | Res ¦ Comprehensive Draft Proofing | 2020 | SC B | MW | Before Competition Groups | 0.23945 | 0 | 0 | 81.5029 | 0.0029379 | 31 | Residential_2020_SC B_MW_Before Competition Groups_31 | Comprehensive Draft Proofing | 0.2938% | 0 | 0.23945 | Residential_2020_SC B_MW_Before Competition Groups_Comprehensive Draft Proofing
Residential | Res ¦ ENERGY STAR LED Lamps (General Service Lamps) | 2020 | SC B | MW | Before Competition Groups | 0.23462 | 0 | 0 | 81.5029 | 0.0028786 | 32 | Residential_2020_SC B_MW_Before Competition Groups_32 | ENERGY STAR LED Lamps (General Service Lamps) | 0.2879% | 0 | 0.23462 | Residential_2020_SC B_MW_Before Competition Groups_ENERGY STAR LED Lamps (General Service Lamps)
Residential | Res ¦ Variable Frequency Drive (VFD) | 2020 | SC B | MW | Before Competition Groups | 0.23223 | 0 | 0 | 81.5029 | 0.0028494 | 33 | Residential_2020_SC B_MW_Before Competition Groups_33 | Variable Frequency Drive (VFD) | 0.2849% | 0 | 0.23223 | Residential_2020_SC B_MW_Before Competition Groups_Variable Frequency Drive (VFD)
Residential | Res ¦ CO Sensors for parking garage exhaust fans | 2020 | SC B | MW | Before Competition Groups | 0.20846 | 0 | 0 | 81.5029 | 0.0025577 | 34 | Residential_2020_SC B_MW_Before Competition Groups_34 | CO Sensors for parking garage exhaust fans | 0.2558% | 0 | 0.20846 | Residential_2020_SC B_MW_Before Competition Groups_CO Sensors for parking garage exhaust fans
Residential | Res ¦ Water Heater Temperature Setback | 2020 | SC B | MW | Before Competition Groups | 0.14688 | 0 | 0 | 81.5029 | 0.0018022 | 35 | Residential_2020_SC B_MW_Before Competition Groups_35 | Water Heater Temperature Setback | 0.1802% | 0 | 0.14688 | Residential_2020_SC B_MW_Before Competition Groups_Water Heater Temperature Setback
Residential | Res ¦ Duct Insulation MF | 2020 | SC B | MW | Before Competition Groups | 0.14397 | 0 | 0 | 81.5029 | 0.0017665 | 36 | Residential_2020_SC B_MW_Before Competition Groups_36 | Duct Insulation MF | 0.1766% | 0 | 0.14397 | Residential_2020_SC B_MW_Before Competition Groups_Duct Insulation MF
Residential | Res ¦ LED Exterior Area Lights - LED Fixture (200W) | 2020 | SC B | MW | Before Competition Groups | 0.090529 | 0 | 0 | 81.5029 | 0.0011107 | 37 | Residential_2020_SC B_MW_Before Competition Groups_37 | LED Exterior Area Lights - LED Fixture (200W) | 0.1111% | 0 | 0.090529 | Residential_2020_SC B_MW_Before Competition Groups_LED Exterior Area Lights - LED Fixture (200W)
Residential | Res ¦ VFD on Pumps | 2020 | SC B | MW | Before Competition Groups | 0.071414 | 0 | 0 | 81.5029 | 0.00087621 | 38 | Residential_2020_SC B_MW_Before Competition Groups_38 | VFD on Pumps | 0.08762% | 0 | 0.071414 | Residential_2020_SC B_MW_Before Competition Groups_VFD on Pumps
Residential | Res ¦ Condensing Make Up Air Unit | 2020 | SC B | MW | Before Competition Groups | 0.057213 | 0 | 0 | 81.5029 | 0.00070198 | 39 | Residential_2020_SC B_MW_Before Competition Groups_39 | Condensing Make Up Air Unit | 0.0702% | 0 | 0.057213 | Residential_2020_SC B_MW_Before Competition Groups_Condensing Make Up Air Unit
Residential | Res ¦ ECM MOTORS FOR HVAC APPLICATION (FAN-POWERED VAV BOX) | 2020 | SC B | MW | Before Competition Groups | 0.033738 | 0 | 0 | 81.5029 | 0.00041395 | 40 | Residential_2020_SC B_MW_Before Competition Groups_40 | ECM MOTORS FOR HVAC APPLICATION (FAN-POWERED VAV BOX) | 0.0414% | 0 | 0.033738 | Residential_2020_SC B_MW_Before Competition Groups_ECM MOTORS FOR HVAC APPLICATION (FAN-POWERED VAV BOX)
Residential | Res ¦ Heat Recovery Ventilator | 2020 | SC B | MW | Before Competition Groups | 0.019021 | 0 | 0 | 81.5029 | 0.00023338 | 41 | Residential_2020_SC B_MW_Before Competition Groups_41 | Heat Recovery Ventilator | 0.02334% | 0 | 0.019021 | Residential_2020_SC B_MW_Before Competition Groups_Heat Recovery Ventilator
Residential | Res ¦ Beverage Vending Machine Controls | 2020 | SC B | MW | Before Competition Groups | 0.015148 | 0 | 0 | 81.5029 | 0.00018586 | 42 | Residential_2020_SC B_MW_Before Competition Groups_42 | Beverage Vending Machine Controls | 0.01859% | 0 | 0.015148 | Residential_2020_SC B_MW_Before Competition Groups_Beverage Vending Machine Controls
Residential | Res ¦ Chilled Water Optimization | 2020 | SC B | MW | Before Competition Groups | 0.008666 | 0 | 0 | 81.5029 | 0.00010633 | 43 | Residential_2020_SC B_MW_Before Competition Groups_43 | Chilled Water Optimization | 0.01063% | 0 | 0.008666 | Residential_2020_SC B_MW_Before Competition Groups_Chilled Water Optimization
Residential | Res ¦ Wall Insulation | 2020 | SC B | MW | Before Competition Groups | 0.0053662 | 0 | 0 | 81.5029 | 6.584e-05 | 44 | Residential_2020_SC B_MW_Before Competition Groups_44 | Wall Insulation | 0.006584% | 0 | 0.0053662 | Residential_2020_SC B_MW_Before Competition Groups_Wall Insulation
Residential | Res ¦ LED High Bay Fixture | 2020 | SC B | MW | Before Competition Groups | 0.0020135 | 0 | 0 | 81.5029 | 2.4704e-05 | 45 | Residential_2020_SC B_MW_Before Competition Groups_45 | LED High Bay Fixture | 0.00247% | 0 | 0.0020135 | Residential_2020_SC B_MW_Before Competition Groups_LED High Bay Fixture
Residential | Res ¦ Wall Insulation MF | 2020 | SC B | MW | Before Competition Groups | 0.00032542 | 0 | 0 | 81.5029 | 3.9928e-06 | 46 | Residential_2020_SC B_MW_Before Competition Groups_46 | Wall Insulation MF | 0.0003993% | 0 | 0.00032542 | Residential_2020_SC B_MW_Before Competition Groups_Wall Insulation MF
Residential | Res ¦ Energy Star Clothes Dryer | 2020 | SC B | MW | Before Competition Groups | 0 | 0 | 0 | 81.5029 | 0 | 47 | Residential_2020_SC B_MW_Before Competition Groups_47 | Energy Star Clothes Dryer | 0% | 0 | 0 | Residential_2020_SC B_MW_Before Competition Groups_Energy Star Clothes Dryer
Residential | Res ¦ Energy Star Dehumidifier | 2020 | SC B | MW | Before Competition Groups | 0 | 0 | 0 | 81.5029 | 0 | 48 | Residential_2020_SC B_MW_Before Competition Groups_48 | Energy Star Dehumidifier | 0% | 0 | 0 | Residential_2020_SC B_MW_Before Competition Groups_Energy Star Dehumidifier
Residential | Res ¦ Energy Star Freezer | 2020 | SC B | MW | Before Competition Groups | 0 | 0 | 0 | 81.5029 | 0 | 49 | Residential_2020_SC B_MW_Before Competition Groups_49 | Energy Star Freezer | 0% | 0 | 0 | Residential_2020_SC B_MW_Before Competition Groups_Energy Star Freezer
Residential | Res ¦ Home Energy Reports | 2020 | SC B | MW | Before Competition Groups | 0 | 0 | 0 | 81.5029 | 0 | 50 | Residential_2020_SC B_MW_Before Competition Groups_50 | Home Energy Reports | 0% | 0 | 0 | Residential_2020_SC B_MW_Before Competition Groups_Home Energy Reports
Residential | Res ¦ LED Downlight | 2020 | SC B | MW | Before Competition Groups | 0 | 0 | 0 | 81.5029 | 0 | 51 | Residential_2020_SC B_MW_Before Competition Groups_51 | LED Downlight | 0% | 0 | 0 | Residential_2020_SC B_MW_Before Competition Groups_LED Downlight
Residential | Res ¦ Smart Burners | 2020 | SC B | MW | Before Competition Groups | 0 | 0 | 0 | 81.5029 | 0 | 52 | Residential_2020_SC B_MW_Before Competition Groups_52 | Smart Burners | 0% | 0 | 0 | Residential_2020_SC B_MW_Before Competition Groups_Smart Burners
Residential | Res ¦ Smart Power Bar | 2020 | SC B | MW | Before Competition Groups | 0 | 0 | 0 | 81.5029 | 0 | 53 | Residential_2020_SC B_MW_Before Competition Groups_53 | Smart Power Bar | 0% | 0 | 0 | Residential_2020_SC B_MW_Before Competition Groups_Smart Power Bar
Residential | Res ¦ Tankless Water Heater | 2020 | SC B | MW | Before Competition Groups | 0 | 0 | 0 | 81.5029 | 0 | 54 | Residential_2020_SC B_MW_Before Competition Groups_54 | Tankless Water Heater | 0% | 0 | 0 | Residential_2020_SC B_MW_Before Competition Groups_Tankless Water Heater
Residential | Res ¦ Energy Star LED Specialty Bulbs | 2020 | SC C | MW | Before Competition Groups | 14.38 | 0 | 0 | 58.7931 | 0.24459 | 1 | Residential_2020_SC C_MW_Before Competition Groups_1 | Energy Star LED Specialty Bulbs | 24.46% | 0 | 14.38 | Residential_2020_SC C_MW_Before Competition Groups_Energy Star LED Specialty Bulbs
Residential | Res ¦ Energy Star Clothes Washer | 2020 | SC C | MW | Before Competition Groups | 7.866 | 0 | 0 | 58.7931 | 0.13379 | 2 | Residential_2020_SC C_MW_Before Competition Groups_2 | Energy Star Clothes Washer | 13.38% | 0 | 7.866 | Residential_2020_SC C_MW_Before Competition Groups_Energy Star Clothes Washer
Residential | Res ¦ Ductless Mini-Split Heat Pump | 2020 | SC C | MW | Before Competition Groups | 6.7315 | 0 | 0 | 58.7931 | 0.11449 | 3 | Residential_2020_SC C_MW_Before Competition Groups_3 | Ductless Mini-Split Heat Pump | 11.45% | 0 | 6.7315 | Residential_2020_SC C_MW_Before Competition Groups_Ductless Mini-Split Heat Pump
Residential | Res ¦ Adaptive Thermostat | 2020 | SC C | MW | Before Competition Groups | 5.2235 | 0 | 0 | 58.7931 | 0.088846 | 4 | Residential_2020_SC C_MW_Before Competition Groups_4 | Adaptive Thermostat | 8.885% | 0 | 5.2235 | Residential_2020_SC C_MW_Before Competition Groups_Adaptive Thermostat
Residential | Res ¦ Building Recommissioning, Operations and Maintenance (O&M) Improvements | 2020 | SC C | MW | Before Competition Groups | 4.2885 | 0 | 0 | 58.7931 | 0.072942 | 5 | Residential_2020_SC C_MW_Before Competition Groups_5 | Building Recommissioning, Operations and Maintenance (O&M) Improvements | 7.294% | 0 | 4.2885 | Residential_2020_SC C_MW_Before Competition Groups_Building Recommissioning, Operations and Maintenance (O&M) Improvements
Residential | Res ¦ Variable Speed Pool Pump Motor | 2020 | SC C | MW | Before Competition Groups | 3.0632 | 0 | 0 | 58.7931 | 0.052102 | 6 | Residential_2020_SC C_MW_Before Competition Groups_6 | Variable Speed Pool Pump Motor | 5.21% | 0 | 3.0632 | Residential_2020_SC C_MW_Before Competition Groups_Variable Speed Pool Pump Motor
Residential | Res ¦ Energy Star A Line, PAR, MR Lamps | 2020 | SC C | MW | Before Competition Groups | 2.9364 | 0 | 0 | 58.7931 | 0.049945 | 7 | Residential_2020_SC C_MW_Before Competition Groups_7 | Energy Star A Line, PAR, MR Lamps | 4.994% | 0 | 2.9364 | Residential_2020_SC C_MW_Before Competition Groups_Energy Star A Line, PAR, MR Lamps
Residential | Res ¦ Basement Wall Insulation | 2020 | SC C | MW | Before Competition Groups | 1.8477 | 0 | 0 | 58.7931 | 0.031427 | 8 | Residential_2020_SC C_MW_Before Competition Groups_8 | Basement Wall Insulation | 3.143% | 0 | 1.8477 | Residential_2020_SC C_MW_Before Competition Groups_Basement Wall Insulation
Residential | Res ¦ Energy Star Room Air Conditioner | 2020 | SC C | MW | Before Competition Groups | 1.7488 | 0 | 0 | 58.7931 | 0.029745 | 9 | Residential_2020_SC C_MW_Before Competition Groups_9 | Energy Star Room Air Conditioner | 2.975% | 0 | 1.7488 | Residential_2020_SC C_MW_Before Competition Groups_Energy Star Room Air Conditioner
Residential | Res ¦ High Efficiency Chiller (avg of water and air cooled) | 2020 | SC C | MW | Before Competition Groups | 1.4101 | 0 | 0 | 58.7931 | 0.023984 | 10 | Residential_2020_SC C_MW_Before Competition Groups_10 | High Efficiency Chiller (avg of water and air cooled) | 2.398% | 0 | 1.4101 | Residential_2020_SC C_MW_Before Competition Groups_High Efficiency Chiller (avg of water and air cooled)
Residential | Res ¦ Attic Insulation | 2020 | SC C | MW | Before Competition Groups | 1.397 | 0 | 0 | 58.7931 | 0.023762 | 11 | Residential_2020_SC C_MW_Before Competition Groups_11 | Attic Insulation | 2.376% | 0 | 1.397 | Residential_2020_SC C_MW_Before Competition Groups_Attic Insulation
Residential | Res ¦ Energy Star Air Source Heat Pump | 2020 | SC C | MW | Before Competition Groups | 0.92803 | 0 | 0 | 58.7931 | 0.015785 | 12 | Residential_2020_SC C_MW_Before Competition Groups_12 | Energy Star Air Source Heat Pump | 1.578% | 0 | 0.92803 | Residential_2020_SC C_MW_Before Competition Groups_Energy Star Air Source Heat Pump
Residential | Res ¦ LED Tube Re-Lamp | 2020 | SC C | MW | Before Competition Groups | 0.8417 | 0 | 0 | 58.7931 | 0.014316 | 13 | Residential_2020_SC C_MW_Before Competition Groups_13 | LED Tube Re-Lamp | 1.432% | 0 | 0.8417 | Residential_2020_SC C_MW_Before Competition Groups_LED Tube Re-Lamp
Residential | Res ¦ ENERGY STAR LED LAMPS (REFLECTOR LAMPs/MR16/PAR 16) | 2020 | SC C | MW | Before Competition Groups | 0.75546 | 0 | 0 | 58.7931 | 0.012849 | 14 | Residential_2020_SC C_MW_Before Competition Groups_14 | ENERGY STAR LED LAMPS (REFLECTOR LAMPs/MR16/PAR 16) | 1.285% | 0 | 0.75546 | Residential_2020_SC C_MW_Before Competition Groups_ENERGY STAR LED LAMPS (REFLECTOR LAMPs/MR16/PAR 16)
Residential | Res ¦ Occupancy Sensors MF | 2020 | SC C | MW | Before Competition Groups | 0.64959 | 0 | 0 | 58.7931 | 0.011049 | 15 | Residential_2020_SC C_MW_Before Competition Groups_15 | Occupancy Sensors MF | 1.105% | 0 | 0.64959 | Residential_2020_SC C_MW_Before Competition Groups_Occupancy Sensors MF
Residential | Res ¦ Advanced BAS/Controllers | 2020 | SC C | MW | Before Competition Groups | 0.62767 | 0 | 0 | 58.7931 | 0.010676 | 16 | Residential_2020_SC C_MW_Before Competition Groups_16 | Advanced BAS/Controllers | 1.068% | 0 | 0.62767 | Residential_2020_SC C_MW_Before Competition Groups_Advanced BAS/Controllers
Residential | Res ¦ Energy Star Torchiere | 2020 | SC C | MW | Before Competition Groups | 0.52786 | 0 | 0 | 58.7931 | 0.0089782 | 17 | Residential_2020_SC C_MW_Before Competition Groups_17 | Energy Star Torchiere | 0.8978% | 0 | 0.52786 | Residential_2020_SC C_MW_Before Competition Groups_Energy Star Torchiere
Residential | Res ¦ Refrigerator Recycling | 2020 | SC C | MW | Before Competition Groups | 0.49223 | 0 | 0 | 58.7931 | 0.0083722 | 18 | Residential_2020_SC C_MW_Before Competition Groups_18 | Refrigerator Recycling | 0.8372% | 0 | 0.49223 | Residential_2020_SC C_MW_Before Competition Groups_Refrigerator Recycling
Residential | Res ¦ Minimize Hot and Warm Clothes Wash | 2020 | SC C | MW | Before Competition Groups | 0.40666 | 0 | 0 | 58.7931 | 0.0069168 | 19 | Residential_2020_SC C_MW_Before Competition Groups_19 | Minimize Hot and Warm Clothes Wash | 0.6917% | 0 | 0.40666 | Residential_2020_SC C_MW_Before Competition Groups_Minimize Hot and Warm Clothes Wash
Residential | Res ¦ Air Sealing | 2020 | SC C | MW | Before Competition Groups | 0.36345 | 0 | 0 | 58.7931 | 0.0061819 | 20 | Residential_2020_SC C_MW_Before Competition Groups_20 | Air Sealing | 0.6182% | 0 | 0.36345 | Residential_2020_SC C_MW_Before Competition Groups_Air Sealing
Residential | Res ¦ Floor Insulation | 2020 | SC C | MW | Before Competition Groups | 0.29347 | 0 | 0 | 58.7931 | 0.0049916 | 21 | Residential_2020_SC C_MW_Before Competition Groups_21 | Floor Insulation | 0.4992% | 0 | 0.29347 | Residential_2020_SC C_MW_Before Competition Groups_Floor Insulation
Residential | Res ¦ Outside Air Economizer | 2020 | SC C | MW | Before Competition Groups | 0.29135 | 0 | 0 | 58.7931 | 0.0049555 | 22 | Residential_2020_SC C_MW_Before Competition Groups_22 | Outside Air Economizer | 0.4956% | 0 | 0.29135 | Residential_2020_SC C_MW_Before Competition Groups_Outside Air Economizer
Residential | Res ¦ Energy Star Light Fixture | 2020 | SC C | MW | Before Competition Groups | 0.25491 | 0 | 0 | 58.7931 | 0.0043358 | 23 | Residential_2020_SC C_MW_Before Competition Groups_23 | Energy Star Light Fixture | 0.4336% | 0 | 0.25491 | Residential_2020_SC C_MW_Before Competition Groups_Energy Star Light Fixture
Residential | Res ¦ ENERGY STAR LED Lamps (General Service Lamps) | 2020 | SC C | MW | Before Competition Groups | 0.23462 | 0 | 0 | 58.7931 | 0.0039905 | 24 | Residential_2020_SC C_MW_Before Competition Groups_24 | ENERGY STAR LED Lamps (General Service Lamps) | 0.3991% | 0 | 0.23462 | Residential_2020_SC C_MW_Before Competition Groups_ENERGY STAR LED Lamps (General Service Lamps)
Residential | Res ¦ LED Parking Lot Fixture | 2020 | SC C | MW | Before Competition Groups | 0.2234 | 0 | 0 | 58.7931 | 0.0037998 | 25 | Residential_2020_SC C_MW_Before Competition Groups_25 | LED Parking Lot Fixture | 0.38% | 0 | 0.2234 | Residential_2020_SC C_MW_Before Competition Groups_LED Parking Lot Fixture
Residential | Res ¦ Duct Insulation MF | 2020 | SC C | MW | Before Competition Groups | 0.13279 | 0 | 0 | 58.7931 | 0.0022585 | 26 | Residential_2020_SC C_MW_Before Competition Groups_26 | Duct Insulation MF | 0.2259% | 0 | 0.13279 | Residential_2020_SC C_MW_Before Competition Groups_Duct Insulation MF
Residential | Res ¦ Demand Control Ventilation | 2020 | SC C | MW | Before Competition Groups | 0.11031 | 0 | 0 | 58.7931 | 0.0018763 | 27 | Residential_2020_SC C_MW_Before Competition Groups_27 | Demand Control Ventilation | 0.1876% | 0 | 0.11031 | Residential_2020_SC C_MW_Before Competition Groups_Demand Control Ventilation
Residential | Res ¦ Furnace Whistle | 2020 | SC C | MW | Before Competition Groups | 0.106 | 0 | 0 | 58.7931 | 0.001803 | 28 | Residential_2020_SC C_MW_Before Competition Groups_28 | Furnace Whistle | 0.1803% | 0 | 0.106 | Residential_2020_SC C_MW_Before Competition Groups_Furnace Whistle
Residential | Res ¦ Duct Insulation | 2020 | SC C | MW | Before Competition Groups | 0.091214 | 0 | 0 | 58.7931 | 0.0015514 | 29 | Residential_2020_SC C_MW_Before Competition Groups_29 | Duct Insulation | 0.1551% | 0 | 0.091214 | Residential_2020_SC C_MW_Before Competition Groups_Duct Insulation
Residential | Res ¦ LED Exterior Area Lights - LED Fixture (200W) | 2020 | SC C | MW | Before Competition Groups | 0.090529 | 0 | 0 | 58.7931 | 0.0015398 | 30 | Residential_2020_SC C_MW_Before Competition Groups_30 | LED Exterior Area Lights - LED Fixture (200W) | 0.154% | 0 | 0.090529 | Residential_2020_SC C_MW_Before Competition Groups_LED Exterior Area Lights - LED Fixture (200W)
Residential | Res ¦ Comprehensive Draft Proofing | 2020 | SC C | MW | Before Competition Groups | 0.090077 | 0 | 0 | 58.7931 | 0.0015321 | 31 | Residential_2020_SC C_MW_Before Competition Groups_31 | Comprehensive Draft Proofing | 0.1532% | 0 | 0.090077 | Residential_2020_SC C_MW_Before Competition Groups_Comprehensive Draft Proofing
Residential | Res ¦ Variable Frequency Drive (VFD) | 2020 | SC C | MW | Before Competition Groups | 0.087368 | 0 | 0 | 58.7931 | 0.001486 | 32 | Residential_2020_SC C_MW_Before Competition Groups_32 | Variable Frequency Drive (VFD) | 0.1486% | 0 | 0.087368 | Residential_2020_SC C_MW_Before Competition Groups_Variable Frequency Drive (VFD)
Residential | Res ¦ CO Sensors for parking garage exhaust fans | 2020 | SC C | MW | Before Competition Groups | 0.086246 | 0 | 0 | 58.7931 | 0.0014669 | 33 | Residential_2020_SC C_MW_Before Competition Groups_33 | CO Sensors for parking garage exhaust fans | 0.1467% | 0 | 0.086246 | Residential_2020_SC C_MW_Before Competition Groups_CO Sensors for parking garage exhaust fans
Residential | Res ¦ Water Heater Temperature Setback | 2020 | SC C | MW | Before Competition Groups | 0.055256 | 0 | 0 | 58.7931 | 0.00093983 | 34 | Residential_2020_SC C_MW_Before Competition Groups_34 | Water Heater Temperature Setback | 0.09398% | 0 | 0.055256 | Residential_2020_SC C_MW_Before Competition Groups_Water Heater Temperature Setback
Residential | Res ¦ Condensing Make Up Air Unit | 2020 | SC C | MW | Before Competition Groups | 0.053182 | 0 | 0 | 58.7931 | 0.00090457 | 35 | Residential_2020_SC C_MW_Before Competition Groups_35 | Condensing Make Up Air Unit | 0.09046% | 0 | 0.053182 | Residential_2020_SC C_MW_Before Competition Groups_Condensing Make Up Air Unit
Residential | Res ¦ Clothes Drying Racks | 2020 | SC C | MW | Before Competition Groups | 0.042373 | 0 | 0 | 58.7931 | 0.00072071 | 36 | Residential_2020_SC C_MW_Before Competition Groups_36 | Clothes Drying Racks | 0.07207% | 0 | 0.042373 | Residential_2020_SC C_MW_Before Competition Groups_Clothes Drying Racks
Residential | Res ¦ VFD on Pumps | 2020 | SC C | MW | Before Competition Groups | 0.026867 | 0 | 0 | 58.7931 | 0.00045697 | 37 | Residential_2020_SC C_MW_Before Competition Groups_37 | VFD on Pumps | 0.0457% | 0 | 0.026867 | Residential_2020_SC C_MW_Before Competition Groups_VFD on Pumps
Residential | Res ¦ ECM MOTORS FOR HVAC APPLICATION (FAN-POWERED VAV BOX) | 2020 | SC C | MW | Before Competition Groups | 0.013397 | 0 | 0 | 58.7931 | 0.00022786 | 38 | Residential_2020_SC C_MW_Before Competition Groups_38 | ECM MOTORS FOR HVAC APPLICATION (FAN-POWERED VAV BOX) | 0.02279% | 0 | 0.013397 | Residential_2020_SC C_MW_Before Competition Groups_ECM MOTORS FOR HVAC APPLICATION (FAN-POWERED VAV BOX)
Residential | Res ¦ Chilled Water Optimization | 2020 | SC C | MW | Before Competition Groups | 0.0080852 | 0 | 0 | 58.7931 | 0.00013752 | 39 | Residential_2020_SC C_MW_Before Competition Groups_39 | Chilled Water Optimization | 0.01375% | 0 | 0.0080852 | Residential_2020_SC C_MW_Before Competition Groups_Chilled Water Optimization
Residential | Res ¦ Heat Recovery Ventilator | 2020 | SC C | MW | Before Competition Groups | 0.0074186 | 0 | 0 | 58.7931 | 0.00012618 | 40 | Residential_2020_SC C_MW_Before Competition Groups_40 | Heat Recovery Ventilator | 0.01262% | 0 | 0.0074186 | Residential_2020_SC C_MW_Before Competition Groups_Heat Recovery Ventilator
Residential | Res ¦ Beverage Vending Machine Controls | 2020 | SC C | MW | Before Competition Groups | 0.0060519 | 0 | 0 | 58.7931 | 0.00010294 | 41 | Residential_2020_SC C_MW_Before Competition Groups_41 | Beverage Vending Machine Controls | 0.01029% | 0 | 0.0060519 | Residential_2020_SC C_MW_Before Competition Groups_Beverage Vending Machine Controls
Residential | Res ¦ LED High Bay Fixture | 2020 | SC C | MW | Before Competition Groups | 0.0020135 | 0 | 0 | 58.7931 | 3.4247e-05 | 42 | Residential_2020_SC C_MW_Before Competition Groups_42 | LED High Bay Fixture | 0.003425% | 0 | 0.0020135 | Residential_2020_SC C_MW_Before Competition Groups_LED High Bay Fixture
Residential | Res ¦ Wall Insulation | 2020 | SC C | MW | Before Competition Groups | 0.00044623 | 0 | 0 | 58.7931 | 7.5898e-06 | 43 | Residential_2020_SC C_MW_Before Competition Groups_43 | Wall Insulation | 0.000759% | 0 | 0.00044623 | Residential_2020_SC C_MW_Before Competition Groups_Wall Insulation
Residential | Res ¦ Wall Insulation MF | 2020 | SC C | MW | Before Competition Groups | 0.00032544 | 0 | 0 | 58.7931 | 5.5354e-06 | 44 | Residential_2020_SC C_MW_Before Competition Groups_44 | Wall Insulation MF | 0.0005535% | 0 | 0.00032544 | Residential_2020_SC C_MW_Before Competition Groups_Wall Insulation MF
Residential | Res ¦ Freezer Recycling | 2020 | SC C | MW | Before Competition Groups | 4.5109e-05 | 0 | 0 | 58.7931 | 7.6726e-07 | 45 | Residential_2020_SC C_MW_Before Competition Groups_45 | Freezer Recycling | 7.673e-05% | 0 | 4.5109e-05 | Residential_2020_SC C_MW_Before Competition Groups_Freezer Recycling
Residential | Res ¦ Energy Star LED Bulbs General Purpose LEDs | 2020 | SC C | MW | Before Competition Groups | 1.7491e-12 | 0 | 0 | 58.7931 | 2.975e-14 | 46 | Residential_2020_SC C_MW_Before Competition Groups_46 | Energy Star LED Bulbs General Purpose LEDs | 2.975e-12% | 0 | 1.7491e-12 | Residential_2020_SC C_MW_Before Competition Groups_Energy Star LED Bulbs General Purpose LEDs
Residential | Res ¦ Energy Star Clothes Dryer | 2020 | SC C | MW | Before Competition Groups | 0 | 0 | 0 | 58.7931 | 0 | 47 | Residential_2020_SC C_MW_Before Competition Groups_47 | Energy Star Clothes Dryer | 0% | 0 | 0 | Residential_2020_SC C_MW_Before Competition Groups_Energy Star Clothes Dryer
Residential | Res ¦ Energy Star Dehumidifier | 2020 | SC C | MW | Before Competition Groups | 0 | 0 | 0 | 58.7931 | 0 | 48 | Residential_2020_SC C_MW_Before Competition Groups_48 | Energy Star Dehumidifier | 0% | 0 | 0 | Residential_2020_SC C_MW_Before Competition Groups_Energy Star Dehumidifier
Residential | Res ¦ Energy Star Freezer | 2020 | SC C | MW | Before Competition Groups | 0 | 0 | 0 | 58.7931 | 0 | 49 | Residential_2020_SC C_MW_Before Competition Groups_49 | Energy Star Freezer | 0% | 0 | 0 | Residential_2020_SC C_MW_Before Competition Groups_Energy Star Freezer
Residential | Res ¦ Home Energy Reports | 2020 | SC C | MW | Before Competition Groups | 0 | 0 | 0 | 58.7931 | 0 | 50 | Residential_2020_SC C_MW_Before Competition Groups_50 | Home Energy Reports | 0% | 0 | 0 | Residential_2020_SC C_MW_Before Competition Groups_Home Energy Reports
Residential | Res ¦ LED Downlight | 2020 | SC C | MW | Before Competition Groups | 0 | 0 | 0 | 58.7931 | 0 | 51 | Residential_2020_SC C_MW_Before Competition Groups_51 | LED Downlight | 0% | 0 | 0 | Residential_2020_SC C_MW_Before Competition Groups_LED Downlight
Residential | Res ¦ Smart Burners | 2020 | SC C | MW | Before Competition Groups | 0 | 0 | 0 | 58.7931 | 0 | 52 | Residential_2020_SC C_MW_Before Competition Groups_52 | Smart Burners | 0% | 0 | 0 | Residential_2020_SC C_MW_Before Competition Groups_Smart Burners
Residential | Res ¦ Smart Power Bar | 2020 | SC C | MW | Before Competition Groups | 0 | 0 | 0 | 58.7931 | 0 | 53 | Residential_2020_SC C_MW_Before Competition Groups_53 | Smart Power Bar | 0% | 0 | 0 | Residential_2020_SC C_MW_Before Competition Groups_Smart Power Bar
Residential | Res ¦ Tankless Water Heater | 2020 | SC C | MW | Before Competition Groups | 0 | 0 | 0 | 58.7931 | 0 | 54 | Residential_2020_SC C_MW_Before Competition Groups_54 | Tankless Water Heater | 0% | 0 | 0 | Residential_2020_SC C_MW_Before Competition Groups_Tankless Water Heater
Residential | Res ¦ Energy Star LED Bulbs General Purpose LEDs | 2020 | SC D | MW | Before Competition Groups | 10.3531 | 0 | 0 | 51.4058 | 0.2014 | 1 | Residential_2020_SC D_MW_Before Competition Groups_1 | Energy Star LED Bulbs General Purpose LEDs | 20.14% | 0 | 10.3531 | Residential_2020_SC D_MW_Before Competition Groups_Energy Star LED Bulbs General Purpose LEDs
Residential | Res ¦ Ductless Mini-Split Heat Pump | 2020 | SC D | MW | Before Competition Groups | 6.7315 | 0 | 0 | 51.4058 | 0.13095 | 2 | Residential_2020_SC D_MW_Before Competition Groups_2 | Ductless Mini-Split Heat Pump | 13.09% | 0 | 6.7315 | Residential_2020_SC D_MW_Before Competition Groups_Ductless Mini-Split Heat Pump
Residential | Res ¦ Energy Star LED Specialty Bulbs | 2020 | SC D | MW | Before Competition Groups | 4.7116 | 0 | 0 | 51.4058 | 0.091656 | 3 | Residential_2020_SC D_MW_Before Competition Groups_3 | Energy Star LED Specialty Bulbs | 9.166% | 0 | 4.7116 | Residential_2020_SC D_MW_Before Competition Groups_Energy Star LED Specialty Bulbs
Residential | Res ¦ Energy Star Clothes Washer | 2020 | SC D | MW | Before Competition Groups | 4.6337 | 0 | 0 | 51.4058 | 0.09014 | 4 | Residential_2020_SC D_MW_Before Competition Groups_4 | Energy Star Clothes Washer | 9.014% | 0 | 4.6337 | Residential_2020_SC D_MW_Before Competition Groups_Energy Star Clothes Washer
Residential | Res ¦ Building Recommissioning, Operations and Maintenance (O&M) Improvements | 2020 | SC D | MW | Before Competition Groups | 4.2885 | 0 | 0 | 51.4058 | 0.083425 | 5 | Residential_2020_SC D_MW_Before Competition Groups_5 | Building Recommissioning, Operations and Maintenance (O&M) Improvements | 8.342% | 0 | 4.2885 | Residential_2020_SC D_MW_Before Competition Groups_Building Recommissioning, Operations and Maintenance (O&M) Improvements
Residential | Res ¦ Adaptive Thermostat | 2020 | SC D | MW | Before Competition Groups | 3.1121 | 0 | 0 | 51.4058 | 0.060539 | 6 | Residential_2020_SC D_MW_Before Competition Groups_6 | Adaptive Thermostat | 6.054% | 0 | 3.1121 | Residential_2020_SC D_MW_Before Competition Groups_Adaptive Thermostat
Residential | Res ¦ Energy Star A Line, PAR, MR Lamps | 2020 | SC D | MW | Before Competition Groups | 2.9472 | 0 | 0 | 51.4058 | 0.057332 | 7 | Residential_2020_SC D_MW_Before Competition Groups_7 | Energy Star A Line, PAR, MR Lamps | 5.733% | 0 | 2.9472 | Residential_2020_SC D_MW_Before Competition Groups_Energy Star A Line, PAR, MR Lamps
Residential | Res ¦ Variable Speed Pool Pump Motor | 2020 | SC D | MW | Before Competition Groups | 2.1034 | 0 | 0 | 51.4058 | 0.040917 | 8 | Residential_2020_SC D_MW_Before Competition Groups_8 | Variable Speed Pool Pump Motor | 4.092% | 0 | 2.1034 | Residential_2020_SC D_MW_Before Competition Groups_Variable Speed Pool Pump Motor
Residential | Res ¦ Basement Wall Insulation | 2020 | SC D | MW | Before Competition Groups | 1.7836 | 0 | 0 | 51.4058 | 0.034697 | 9 | Residential_2020_SC D_MW_Before Competition Groups_9 | Basement Wall Insulation | 3.47% | 0 | 1.7836 | Residential_2020_SC D_MW_Before Competition Groups_Basement Wall Insulation
Residential | Res ¦ Energy Star Room Air Conditioner | 2020 | SC D | MW | Before Competition Groups | 1.7489 | 0 | 0 | 51.4058 | 0.034022 | 10 | Residential_2020_SC D_MW_Before Competition Groups_10 | Energy Star Room Air Conditioner | 3.402% | 0 | 1.7489 | Residential_2020_SC D_MW_Before Competition Groups_Energy Star Room Air Conditioner
Residential | Res ¦ High Efficiency Chiller (avg of water and air cooled) | 2020 | SC D | MW | Before Competition Groups | 1.4101 | 0 | 0 | 51.4058 | 0.027431 | 11 | Residential_2020_SC D_MW_Before Competition Groups_11 | High Efficiency Chiller (avg of water and air cooled) | 2.743% | 0 | 1.4101 | Residential_2020_SC D_MW_Before Competition Groups_High Efficiency Chiller (avg of water and air cooled)
Residential | Res ¦ Energy Star Air Source Heat Pump | 2020 | SC D | MW | Before Competition Groups | 0.92803 | 0 | 0 | 51.4058 | 0.018053 | 12 | Residential_2020_SC D_MW_Before Competition Groups_12 | Energy Star Air Source Heat Pump | 1.805% | 0 | 0.92803 | Residential_2020_SC D_MW_Before Competition Groups_Energy Star Air Source Heat Pump
Residential | Res ¦ Attic Insulation | 2020 | SC D | MW | Before Competition Groups | 0.83569 | 0 | 0 | 51.4058 | 0.016257 | 13 | Residential_2020_SC D_MW_Before Competition Groups_13 | Attic Insulation | 1.626% | 0 | 0.83569 | Residential_2020_SC D_MW_Before Competition Groups_Attic Insulation
Residential | Res ¦ LED Tube Re-Lamp | 2020 | SC D | MW | Before Competition Groups | 0.83317 | 0 | 0 | 51.4058 | 0.016208 | 14 | Residential_2020_SC D_MW_Before Competition Groups_14 | LED Tube Re-Lamp | 1.621% | 0 | 0.83317 | Residential_2020_SC D_MW_Before Competition Groups_LED Tube Re-Lamp
Residential | Res ¦ ENERGY STAR LED LAMPS (REFLECTOR LAMPs/MR16/PAR 16) | 2020 | SC D | MW | Before Competition Groups | 0.75546 | 0 | 0 | 51.4058 | 0.014696 | 15 | Residential_2020_SC D_MW_Before Competition Groups_15 | ENERGY STAR LED LAMPS (REFLECTOR LAMPs/MR16/PAR 16) | 1.47% | 0 | 0.75546 | Residential_2020_SC D_MW_Before Competition Groups_ENERGY STAR LED LAMPS (REFLECTOR LAMPs/MR16/PAR 16)
Residential | Res ¦ Occupancy Sensors MF | 2020 | SC D | MW | Before Competition Groups | 0.64959 | 0 | 0 | 51.4058 | 0.012637 | 16 | Residential_2020_SC D_MW_Before Competition Groups_16 | Occupancy Sensors MF | 1.264% | 0 | 0.64959 | Residential_2020_SC D_MW_Before Competition Groups_Occupancy Sensors MF
Residential | Res ¦ Advanced BAS/Controllers | 2020 | SC D | MW | Before Competition Groups | 0.62767 | 0 | 0 | 51.4058 | 0.01221 | 17 | Residential_2020_SC D_MW_Before Competition Groups_17 | Advanced BAS/Controllers | 1.221% | 0 | 0.62767 | Residential_2020_SC D_MW_Before Competition Groups_Advanced BAS/Controllers
Residential | Res ¦ Energy Star Torchiere | 2020 | SC D | MW | Before Competition Groups | 0.46434 | 0 | 0 | 51.4058 | 0.0090329 | 18 | Residential_2020_SC D_MW_Before Competition Groups_18 | Energy Star Torchiere | 0.9033% | 0 | 0.46434 | Residential_2020_SC D_MW_Before Competition Groups_Energy Star Torchiere
Residential | Res ¦ Minimize Hot and Warm Clothes Wash | 2020 | SC D | MW | Before Competition Groups | 0.40666 | 0 | 0 | 51.4058 | 0.0079108 | 19 | Residential_2020_SC D_MW_Before Competition Groups_19 | Minimize Hot and Warm Clothes Wash | 0.7911% | 0 | 0.40666 | Residential_2020_SC D_MW_Before Competition Groups_Minimize Hot and Warm Clothes Wash
Residential | Res ¦ Refrigerator Recycling | 2020 | SC D | MW | Before Competition Groups | 0.3132 | 0 | 0 | 51.4058 | 0.0060928 | 20 | Residential_2020_SC D_MW_Before Competition Groups_20 | Refrigerator Recycling | 0.6093% | 0 | 0.3132 | Residential_2020_SC D_MW_Before Competition Groups_Refrigerator Recycling
Residential | Res ¦ Outside Air Economizer | 2020 | SC D | MW | Before Competition Groups | 0.29135 | 0 | 0 | 51.4058 | 0.0056677 | 21 | Residential_2020_SC D_MW_Before Competition Groups_21 | Outside Air Economizer | 0.5668% | 0 | 0.29135 | Residential_2020_SC D_MW_Before Competition Groups_Outside Air Economizer
Residential | Res ¦ ENERGY STAR LED Lamps (General Service Lamps) | 2020 | SC D | MW | Before Competition Groups | 0.23462 | 0 | 0 | 51.4058 | 0.004564 | 22 | Residential_2020_SC D_MW_Before Competition Groups_22 | ENERGY STAR LED Lamps (General Service Lamps) | 0.4564% | 0 | 0.23462 | Residential_2020_SC D_MW_Before Competition Groups_ENERGY STAR LED Lamps (General Service Lamps)
Residential | Res ¦ LED Parking Lot Fixture | 2020 | SC D | MW | Before Competition Groups | 0.2234 | 0 | 0 | 51.4058 | 0.0043459 | 23 | Residential_2020_SC D_MW_Before Competition Groups_23 | LED Parking Lot Fixture | 0.4346% | 0 | 0.2234 | Residential_2020_SC D_MW_Before Competition Groups_LED Parking Lot Fixture
Residential | Res ¦ Energy Star Light Fixture | 2020 | SC D | MW | Before Competition Groups | 0.16069 | 0 | 0 | 51.4058 | 0.0031259 | 24 | Residential_2020_SC D_MW_Before Competition Groups_24 | Energy Star Light Fixture | 0.3126% | 0 | 0.16069 | Residential_2020_SC D_MW_Before Competition Groups_Energy Star Light Fixture
Residential | Res ¦ Air Sealing | 2020 | SC D | MW | Before Competition Groups | 0.15962 | 0 | 0 | 51.4058 | 0.0031052 | 25 | Residential_2020_SC D_MW_Before Competition Groups_25 | Air Sealing | 0.3105% | 0 | 0.15962 | Residential_2020_SC D_MW_Before Competition Groups_Air Sealing
Residential | Res ¦ Furnace Whistle | 2020 | SC D | MW | Before Competition Groups | 0.106 | 0 | 0 | 51.4058 | 0.0020621 | 26 | Residential_2020_SC D_MW_Before Competition Groups_26 | Furnace Whistle | 0.2062% | 0 | 0.106 | Residential_2020_SC D_MW_Before Competition Groups_Furnace Whistle
Residential | Res ¦ LED Exterior Area Lights - LED Fixture (200W) | 2020 | SC D | MW | Before Competition Groups | 0.083431 | 0 | 0 | 51.4058 | 0.001623 | 27 | Residential_2020_SC D_MW_Before Competition Groups_27 | LED Exterior Area Lights - LED Fixture (200W) | 0.1623% | 0 | 0.083431 | Residential_2020_SC D_MW_Before Competition Groups_LED Exterior Area Lights - LED Fixture (200W)
Residential | Res ¦ Comprehensive Draft Proofing | 2020 | SC D | MW | Before Competition Groups | 0.081415 | 0 | 0 | 51.4058 | 0.0015838 | 28 | Residential_2020_SC D_MW_Before Competition Groups_28 | Comprehensive Draft Proofing | 0.1584% | 0 | 0.081415 | Residential_2020_SC D_MW_Before Competition Groups_Comprehensive Draft Proofing
Residential | Res ¦ Variable Frequency Drive (VFD) | 2020 | SC D | MW | Before Competition Groups | 0.067667 | 0 | 0 | 51.4058 | 0.0013163 | 29 | Residential_2020_SC D_MW_Before Competition Groups_29 | Variable Frequency Drive (VFD) | 0.1316% | 0 | 0.067667 | Residential_2020_SC D_MW_Before Competition Groups_Variable Frequency Drive (VFD)
Residential | Res ¦ Floor Insulation | 2020 | SC D | MW | Before Competition Groups | 0.059115 | 0 | 0 | 51.4058 | 0.00115 | 30 | Residential_2020_SC D_MW_Before Competition Groups_30 | Floor Insulation | 0.115% | 0 | 0.059115 | Residential_2020_SC D_MW_Before Competition Groups_Floor Insulation
Residential | Res ¦ CO Sensors for parking garage exhaust fans | 2020 | SC D | MW | Before Competition Groups | 0.055422 | 0 | 0 | 51.4058 | 0.0010781 | 31 | Residential_2020_SC D_MW_Before Competition Groups_31 | CO Sensors for parking garage exhaust fans | 0.1078% | 0 | 0.055422 | Residential_2020_SC D_MW_Before Competition Groups_CO Sensors for parking garage exhaust fans
Residential | Res ¦ Water Heater Temperature Setback | 2020 | SC D | MW | Before Competition Groups | 0.049913 | 0 | 0 | 51.4058 | 0.00097096 | 32 | Residential_2020_SC D_MW_Before Competition Groups_32 | Water Heater Temperature Setback | 0.0971% | 0 | 0.049913 | Residential_2020_SC D_MW_Before Competition Groups_Water Heater Temperature Setback
Residential | Res ¦ Demand Control Ventilation | 2020 | SC D | MW | Before Competition Groups | 0.04726 | 0 | 0 | 51.4058 | 0.00091935 | 33 | Residential_2020_SC D_MW_Before Competition Groups_33 | Demand Control Ventilation | 0.09194% | 0 | 0.04726 | Residential_2020_SC D_MW_Before Competition Groups_Demand Control Ventilation
Residential | Res ¦ Clothes Drying Racks | 2020 | SC D | MW | Before Competition Groups | 0.042373 | 0 | 0 | 51.4058 | 0.00082428 | 34 | Residential_2020_SC D_MW_Before Competition Groups_34 | Clothes Drying Racks | 0.08243% | 0 | 0.042373 | Residential_2020_SC D_MW_Before Competition Groups_Clothes Drying Racks
Residential | Res ¦ Duct Insulation | 2020 | SC D | MW | Before Competition Groups | 0.028256 | 0 | 0 | 51.4058 | 0.00054967 | 35 | Residential_2020_SC D_MW_Before Competition Groups_35 | Duct Insulation | 0.05497% | 0 | 0.028256 | Residential_2020_SC D_MW_Before Competition Groups_Duct Insulation
Residential | Res ¦ VFD on Pumps | 2020 | SC D | MW | Before Competition Groups | 0.01919 | 0 | 0 | 51.4058 | 0.0003733 | 36 | Residential_2020_SC D_MW_Before Competition Groups_36 | VFD on Pumps | 0.03733% | 0 | 0.01919 | Residential_2020_SC D_MW_Before Competition Groups_VFD on Pumps
Residential | Res ¦ Duct Insulation MF | 2020 | SC D | MW | Before Competition Groups | 0.017966 | 0 | 0 | 51.4058 | 0.00034949 | 37 | Residential_2020_SC D_MW_Before Competition Groups_37 | Duct Insulation MF | 0.03495% | 0 | 0.017966 | Residential_2020_SC D_MW_Before Competition Groups_Duct Insulation MF
Residential | Res ¦ Condensing Make Up Air Unit | 2020 | SC D | MW | Before Competition Groups | 0.013721 | 0 | 0 | 51.4058 | 0.00026691 | 38 | Residential_2020_SC D_MW_Before Competition Groups_38 | Condensing Make Up Air Unit | 0.02669% | 0 | 0.013721 | Residential_2020_SC D_MW_Before Competition Groups_Condensing Make Up Air Unit
Residential | Res ¦ ECM MOTORS FOR HVAC APPLICATION (FAN-POWERED VAV BOX) | 2020 | SC D | MW | Before Competition Groups | 0.010512 | 0 | 0 | 51.4058 | 0.0002045 | 39 | Residential_2020_SC D_MW_Before Competition Groups_39 | ECM MOTORS FOR HVAC APPLICATION (FAN-POWERED VAV BOX) | 0.02045% | 0 | 0.010512 | Residential_2020_SC D_MW_Before Competition Groups_ECM MOTORS FOR HVAC APPLICATION (FAN-POWERED VAV BOX)
Residential | Res ¦ Chilled Water Optimization | 2020 | SC D | MW | Before Competition Groups | 0.0080852 | 0 | 0 | 51.4058 | 0.00015728 | 40 | Residential_2020_SC D_MW_Before Competition Groups_40 | Chilled Water Optimization | 0.01573% | 0 | 0.0080852 | Residential_2020_SC D_MW_Before Competition Groups_Chilled Water Optimization
Residential | Res ¦ Beverage Vending Machine Controls | 2020 | SC D | MW | Before Competition Groups | 0.004762 | 0 | 0 | 51.4058 | 9.2636e-05 | 41 | Residential_2020_SC D_MW_Before Competition Groups_41 | Beverage Vending Machine Controls | 0.009264% | 0 | 0.004762 | Residential_2020_SC D_MW_Before Competition Groups_Beverage Vending Machine Controls
Residential | Res ¦ Heat Recovery Ventilator | 2020 | SC D | MW | Before Competition Groups | 0.0023702 | 0 | 0 | 51.4058 | 4.6107e-05 | 42 | Residential_2020_SC D_MW_Before Competition Groups_42 | Heat Recovery Ventilator | 0.004611% | 0 | 0.0023702 | Residential_2020_SC D_MW_Before Competition Groups_Heat Recovery Ventilator
Residential | Res ¦ LED High Bay Fixture | 2020 | SC D | MW | Before Competition Groups | 0.00060864 | 0 | 0 | 51.4058 | 1.184e-05 | 43 | Residential_2020_SC D_MW_Before Competition Groups_43 | LED High Bay Fixture | 0.001184% | 0 | 0.00060864 | Residential_2020_SC D_MW_Before Competition Groups_LED High Bay Fixture
Residential | Res ¦ Wall Insulation MF | 2020 | SC D | MW | Before Competition Groups | 0.0002246 | 0 | 0 | 51.4058 | 4.3692e-06 | 44 | Residential_2020_SC D_MW_Before Competition Groups_44 | Wall Insulation MF | 0.0004369% | 0 | 0.0002246 | Residential_2020_SC D_MW_Before Competition Groups_Wall Insulation MF
Residential | Res ¦ Wall Insulation | 2020 | SC D | MW | Before Competition Groups | 0.00020888 | 0 | 0 | 51.4058 | 4.0633e-06 | 45 | Residential_2020_SC D_MW_Before Competition Groups_45 | Wall Insulation | 0.0004063% | 0 | 0.00020888 | Residential_2020_SC D_MW_Before Competition Groups_Wall Insulation
Residential | Res ¦ Freezer Recycling | 2020 | SC D | MW | Before Competition Groups | 4.5109e-05 | 0 | 0 | 51.4058 | 8.7752e-07 | 46 | Residential_2020_SC D_MW_Before Competition Groups_46 | Freezer Recycling | 8.775e-05% | 0 | 4.5109e-05 | Residential_2020_SC D_MW_Before Competition Groups_Freezer Recycling
Residential | Res ¦ Energy Star Clothes Dryer | 2020 | SC D | MW | Before Competition Groups | 0 | 0 | 0 | 51.4058 | 0 | 47 | Residential_2020_SC D_MW_Before Competition Groups_47 | Energy Star Clothes Dryer | 0% | 0 | 0 | Residential_2020_SC D_MW_Before Competition Groups_Energy Star Clothes Dryer
Residential | Res ¦ Energy Star Dehumidifier | 2020 | SC D | MW | Before Competition Groups | 0 | 0 | 0 | 51.4058 | 0 | 48 | Residential_2020_SC D_MW_Before Competition Groups_48 | Energy Star Dehumidifier | 0% | 0 | 0 | Residential_2020_SC D_MW_Before Competition Groups_Energy Star Dehumidifier
Residential | Res ¦ Energy Star Freezer | 2020 | SC D | MW | Before Competition Groups | 0 | 0 | 0 | 51.4058 | 0 | 49 | Residential_2020_SC D_MW_Before Competition Groups_49 | Energy Star Freezer | 0% | 0 | 0 | Residential_2020_SC D_MW_Before Competition Groups_Energy Star Freezer
Residential | Res ¦ Home Energy Reports | 2020 | SC D | MW | Before Competition Groups | 0 | 0 | 0 | 51.4058 | 0 | 50 | Residential_2020_SC D_MW_Before Competition Groups_50 | Home Energy Reports | 0% | 0 | 0 | Residential_2020_SC D_MW_Before Competition Groups_Home Energy Reports
Residential | Res ¦ LED Downlight | 2020 | SC D | MW | Before Competition Groups | 0 | 0 | 0 | 51.4058 | 0 | 51 | Residential_2020_SC D_MW_Before Competition Groups_51 | LED Downlight | 0% | 0 | 0 | Residential_2020_SC D_MW_Before Competition Groups_LED Downlight
Residential | Res ¦ Smart Burners | 2020 | SC D | MW | Before Competition Groups | 0 | 0 | 0 | 51.4058 | 0 | 52 | Residential_2020_SC D_MW_Before Competition Groups_52 | Smart Burners | 0% | 0 | 0 | Residential_2020_SC D_MW_Before Competition Groups_Smart Burners
Residential | Res ¦ Smart Power Bar | 2020 | SC D | MW | Before Competition Groups | 0 | 0 | 0 | 51.4058 | 0 | 53 | Residential_2020_SC D_MW_Before Competition Groups_53 | Smart Power Bar | 0% | 0 | 0 | Residential_2020_SC D_MW_Before Competition Groups_Smart Power Bar
Residential | Res ¦ Tankless Water Heater | 2020 | SC D | MW | Before Competition Groups | 0 | 0 | 0 | 51.4058 | 0 | 54 | Residential_2020_SC D_MW_Before Competition Groups_54 | Tankless Water Heater | 0% | 0 | 0 | Residential_2020_SC D_MW_Before Competition Groups_Tankless Water Heater
Residential | Res ¦ Energy Star Central Air Conditioner | 2020 | Technical | MW | Before Competition Groups | 219.4703 | 0 | 0 | 1709.3226 | 0.1284 | 1 | Residential_2020_Technical_MW_Before Competition Groups_1 | Energy Star Central Air Conditioner | 12.84% | 0 | 219.4703 | Residential_2020_Technical_MW_Before Competition Groups_Energy Star Central Air Conditioner
Residential | Res ¦ Adaptive Thermostat | 2020 | Technical | MW | Before Competition Groups | 184.4517 | 0 | 0 | 1709.3226 | 0.10791 | 2 | Residential_2020_Technical_MW_Before Competition Groups_2 | Adaptive Thermostat | 10.79% | 0 | 184.4517 | Residential_2020_Technical_MW_Before Competition Groups_Adaptive Thermostat
Residential | Res ¦ Building Recommissioning, Operations and Maintenance (O&M) Improvements | 2020 | Technical | MW | Before Competition Groups | 95.4766 | 0 | 0 | 1709.3226 | 0.055856 | 3 | Residential_2020_Technical_MW_Before Competition Groups_3 | Building Recommissioning, Operations and Maintenance (O&M) Improvements | 5.586% | 0 | 95.4766 | Residential_2020_Technical_MW_Before Competition Groups_Building Recommissioning, Operations and Maintenance (O&M) Improvements
Residential | Res ¦ Basement Wall Insulation | 2020 | Technical | MW | Before Competition Groups | 88.0635 | 0 | 0 | 1709.3226 | 0.05152 | 4 | Residential_2020_Technical_MW_Before Competition Groups_4 | Basement Wall Insulation | 5.152% | 0 | 88.0635 | Residential_2020_Technical_MW_Before Competition Groups_Basement Wall Insulation
Residential | Res ¦ Basement or Crawlspace Insulation | 2020 | Technical | MW | Before Competition Groups | 73.1304 | 0 | 0 | 1709.3226 | 0.042783 | 5 | Residential_2020_Technical_MW_Before Competition Groups_5 | Basement or Crawlspace Insulation | 4.278% | 0 | 73.1304 | Residential_2020_Technical_MW_Before Competition Groups_Basement or Crawlspace Insulation
Residential | Res ¦ Smart Power Bar | 2020 | Technical | MW | Before Competition Groups | 70.8 | 0 | 0 | 1709.3226 | 0.04142 | 6 | Residential_2020_Technical_MW_Before Competition Groups_6 | Smart Power Bar | 4.142% | 0 | 70.8 | Residential_2020_Technical_MW_Before Competition Groups_Smart Power Bar
Residential | Res ¦ Variable Speed Pool Pump Motor | 2020 | Technical | MW | Before Competition Groups | 68.198 | 0 | 0 | 1709.3226 | 0.039898 | 7 | Residential_2020_Technical_MW_Before Competition Groups_7 | Variable Speed Pool Pump Motor | 3.99% | 0 | 68.198 | Residential_2020_Technical_MW_Before Competition Groups_Variable Speed Pool Pump Motor
Residential | Res ¦ Attic Insulation | 2020 | Technical | MW | Before Competition Groups | 67.9353 | 0 | 0 | 1709.3226 | 0.039744 | 8 | Residential_2020_Technical_MW_Before Competition Groups_8 | Attic Insulation | 3.974% | 0 | 67.9353 | Residential_2020_Technical_MW_Before Competition Groups_Attic Insulation
Residential | Res ¦ Energy Star LED Bulbs General Purpose LEDs | 2020 | Technical | MW | Before Competition Groups | 61.4876 | 0 | 0 | 1709.3226 | 0.035972 | 9 | Residential_2020_Technical_MW_Before Competition Groups_9 | Energy Star LED Bulbs General Purpose LEDs | 3.597% | 0 | 61.4876 | Residential_2020_Technical_MW_Before Competition Groups_Energy Star LED Bulbs General Purpose LEDs
Residential | Res ¦ Energy Star LED Specialty Bulbs | 2020 | Technical | MW | Before Competition Groups | 57.72 | 0 | 0 | 1709.3226 | 0.033768 | 10 | Residential_2020_Technical_MW_Before Competition Groups_10 | Energy Star LED Specialty Bulbs | 3.377% | 0 | 57.72 | Residential_2020_Technical_MW_Before Competition Groups_Energy Star LED Specialty Bulbs
Residential | Res ¦ Energy Star A Line, PAR, MR Lamps | 2020 | Technical | MW | Before Competition Groups | 57.6909 | 0 | 0 | 1709.3226 | 0.033751 | 11 | Residential_2020_Technical_MW_Before Competition Groups_11 | Energy Star A Line, PAR, MR Lamps | 3.375% | 0 | 57.6909 | Residential_2020_Technical_MW_Before Competition Groups_Energy Star A Line, PAR, MR Lamps
Residential | Res ¦ Wall Insulation | 2020 | Technical | MW | Before Competition Groups | 53.0783 | 0 | 0 | 1709.3226 | 0.031052 | 12 | Residential_2020_Technical_MW_Before Competition Groups_12 | Wall Insulation | 3.105% | 0 | 53.0783 | Residential_2020_Technical_MW_Before Competition Groups_Wall Insulation
Residential | Res ¦ Ductless Mini-Split Air Conditioner | 2020 | Technical | MW | Before Competition Groups | 38.7953 | 0 | 0 | 1709.3226 | 0.022696 | 13 | Residential_2020_Technical_MW_Before Competition Groups_13 | Ductless Mini-Split Air Conditioner | 2.27% | 0 | 38.7953 | Residential_2020_Technical_MW_Before Competition Groups_Ductless Mini-Split Air Conditioner
Residential | Res ¦ Networked/ Connected - Indoor LED Lamp | 2020 | Technical | MW | Before Competition Groups | 36.2763 | 0 | 0 | 1709.3226 | 0.021223 | 14 | Residential_2020_Technical_MW_Before Competition Groups_14 | Networked/ Connected - Indoor LED Lamp | 2.122% | 0 | 36.2763 | Residential_2020_Technical_MW_Before Competition Groups_Networked/ Connected - Indoor LED Lamp
Residential | Res ¦ Energy Star Ground Source Heat Pump | 2020 | Technical | MW | Before Competition Groups | 33.7957 | 0 | 0 | 1709.3226 | 0.019771 | 15 | Residential_2020_Technical_MW_Before Competition Groups_15 | Energy Star Ground Source Heat Pump | 1.977% | 0 | 33.7957 | Residential_2020_Technical_MW_Before Competition Groups_Energy Star Ground Source Heat Pump
Residential | Res ¦ Ductless Mini-Split Heat Pump | 2020 | Technical | MW | Before Competition Groups | 33.4847 | 0 | 0 | 1709.3226 | 0.019589 | 16 | Residential_2020_Technical_MW_Before Competition Groups_16 | Ductless Mini-Split Heat Pump | 1.959% | 0 | 33.4847 | Residential_2020_Technical_MW_Before Competition Groups_Ductless Mini-Split Heat Pump
Residential | Res ¦ Ceiling Insulation | 2020 | Technical | MW | Before Competition Groups | 26.6067 | 0 | 0 | 1709.3226 | 0.015566 | 17 | Residential_2020_Technical_MW_Before Competition Groups_17 | Ceiling Insulation | 1.557% | 0 | 26.6067 | Residential_2020_Technical_MW_Before Competition Groups_Ceiling Insulation
Residential | Res ¦ Smart Burners | 2020 | Technical | MW | Before Competition Groups | 21.9873 | 0 | 0 | 1709.3226 | 0.012863 | 18 | Residential_2020_Technical_MW_Before Competition Groups_18 | Smart Burners | 1.286% | 0 | 21.9873 | Residential_2020_Technical_MW_Before Competition Groups_Smart Burners
Residential | Res ¦ Duct Insulation | 2020 | Technical | MW | Before Competition Groups | 21.8728 | 0 | 0 | 1709.3226 | 0.012796 | 19 | Residential_2020_Technical_MW_Before Competition Groups_19 | Duct Insulation | 1.28% | 0 | 21.8728 | Residential_2020_Technical_MW_Before Competition Groups_Duct Insulation
Residential | Res ¦ Variable Refrigerant Flow Heat Pump | 2020 | Technical | MW | Before Competition Groups | 20.3567 | 0 | 0 | 1709.3226 | 0.011909 | 20 | Residential_2020_Technical_MW_Before Competition Groups_20 | Variable Refrigerant Flow Heat Pump | 1.191% | 0 | 20.3567 | Residential_2020_Technical_MW_Before Competition Groups_Variable Refrigerant Flow Heat Pump
Residential | Res ¦ Energy Star Refrigerator | 2020 | Technical | MW | Before Competition Groups | 19.9369 | 0 | 0 | 1709.3226 | 0.011664 | 21 | Residential_2020_Technical_MW_Before Competition Groups_21 | Energy Star Refrigerator | 1.166% | 0 | 19.9369 | Residential_2020_Technical_MW_Before Competition Groups_Energy Star Refrigerator
Residential | Res ¦ Energy Star Air Source Heat Pump | 2020 | Technical | MW | Before Competition Groups | 19.1217 | 0 | 0 | 1709.3226 | 0.011187 | 22 | Residential_2020_Technical_MW_Before Competition Groups_22 | Energy Star Air Source Heat Pump | 1.119% | 0 | 19.1217 | Residential_2020_Technical_MW_Before Competition Groups_Energy Star Air Source Heat Pump
Residential | Res ¦ Air Sealing | 2020 | Technical | MW | Before Competition Groups | 18.7321 | 0 | 0 | 1709.3226 | 0.010959 | 23 | Residential_2020_Technical_MW_Before Competition Groups_23 | Air Sealing | 1.096% | 0 | 18.7321 | Residential_2020_Technical_MW_Before Competition Groups_Air Sealing
Residential | Res ¦ Heat Pump Clothes Dryer | 2020 | Technical | MW | Before Competition Groups | 18.6814 | 0 | 0 | 1709.3226 | 0.010929 | 24 | Residential_2020_Technical_MW_Before Competition Groups_24 | Heat Pump Clothes Dryer | 1.093% | 0 | 18.6814 | Residential_2020_Technical_MW_Before Competition Groups_Heat Pump Clothes Dryer
Residential | Res ¦ Energy Star Clothes Washer | 2020 | Technical | MW | Before Competition Groups | 17.9021 | 0 | 0 | 1709.3226 | 0.010473 | 25 | Residential_2020_Technical_MW_Before Competition Groups_25 | Energy Star Clothes Washer | 1.047% | 0 | 17.9021 | Residential_2020_Technical_MW_Before Competition Groups_Energy Star Clothes Washer
Residential | Res ¦ Central Air Conditioner Maintenance | 2020 | Technical | MW | Before Competition Groups | 17.8049 | 0 | 0 | 1709.3226 | 0.010416 | 26 | Residential_2020_Technical_MW_Before Competition Groups_26 | Central Air Conditioner Maintenance | 1.042% | 0 | 17.8049 | Residential_2020_Technical_MW_Before Competition Groups_Central Air Conditioner Maintenance
Residential | Res ¦ Floor Insulation | 2020 | Technical | MW | Before Competition Groups | 17.8049 | 0 | 0 | 1709.3226 | 0.010416 | 27 | Residential_2020_Technical_MW_Before Competition Groups_27 | Floor Insulation | 1.042% | 0 | 17.8049 | Residential_2020_Technical_MW_Before Competition Groups_Floor Insulation
Residential | Res ¦ Dehumidifier Recycling | 2020 | Technical | MW | Before Competition Groups | 16.4233 | 0 | 0 | 1709.3226 | 0.0096081 | 28 | Residential_2020_Technical_MW_Before Competition Groups_28 | Dehumidifier Recycling | 0.9608% | 0 | 16.4233 | Residential_2020_Technical_MW_Before Competition Groups_Dehumidifier Recycling
Residential | Res ¦ Energy Star Room Air Conditioner | 2020 | Technical | MW | Before Competition Groups | 15.002 | 0 | 0 | 1709.3226 | 0.0087766 | 29 | Residential_2020_Technical_MW_Before Competition Groups_29 | Energy Star Room Air Conditioner | 0.8777% | 0 | 15.002 | Residential_2020_Technical_MW_Before Competition Groups_Energy Star Room Air Conditioner
Residential | Res ¦ Occupancy Sensors MF | 2020 | Technical | MW | Before Competition Groups | 14.2549 | 0 | 0 | 1709.3226 | 0.0083395 | 30 | Residential_2020_Technical_MW_Before Competition Groups_30 | Occupancy Sensors MF | 0.8339% | 0 | 14.2549 | Residential_2020_Technical_MW_Before Competition Groups_Occupancy Sensors MF
Residential | Res ¦ Advanced BAS/Controllers | 2020 | Technical | MW | Before Competition Groups | 13.9741 | 0 | 0 | 1709.3226 | 0.0081753 | 31 | Residential_2020_Technical_MW_Before Competition Groups_31 | Advanced BAS/Controllers | 0.8175% | 0 | 13.9741 | Residential_2020_Technical_MW_Before Competition Groups_Advanced BAS/Controllers
Residential | Res ¦ Induction Cooking Stove Top | 2020 | Technical | MW | Before Competition Groups | 13.5442 | 0 | 0 | 1709.3226 | 0.0079237 | 32 | Residential_2020_Technical_MW_Before Competition Groups_32 | Induction Cooking Stove Top | 0.7924% | 0 | 13.5442 | Residential_2020_Technical_MW_Before Competition Groups_Induction Cooking Stove Top
Residential | Res ¦ Clothes Drying Racks | 2020 | Technical | MW | Before Competition Groups | 12.9316 | 0 | 0 | 1709.3226 | 0.0075653 | 33 | Residential_2020_Technical_MW_Before Competition Groups_33 | Clothes Drying Racks | 0.7565% | 0 | 12.9316 | Residential_2020_Technical_MW_Before Competition Groups_Clothes Drying Racks
Residential | Res ¦ Refrigerator Recycling | 2020 | Technical | MW | Before Competition Groups | 10.9586 | 0 | 0 | 1709.3226 | 0.0064111 | 34 | Residential_2020_Technical_MW_Before Competition Groups_34 | Refrigerator Recycling | 0.6411% | 0 | 10.9586 | Residential_2020_Technical_MW_Before Competition Groups_Refrigerator Recycling
Residential | Res ¦ Energy Star Clothes Dryer | 2020 | Technical | MW | Before Competition Groups | 10.6702 | 0 | 0 | 1709.3226 | 0.0062424 | 35 | Residential_2020_Technical_MW_Before Competition Groups_35 | Energy Star Clothes Dryer | 0.6242% | 0 | 10.6702 | Residential_2020_Technical_MW_Before Competition Groups_Energy Star Clothes Dryer
Residential | Res ¦ Freezer Recycling | 2020 | Technical | MW | Before Competition Groups | 10.2089 | 0 | 0 | 1709.3226 | 0.0059725 | 36 | Residential_2020_Technical_MW_Before Competition Groups_36 | Freezer Recycling | 0.5972% | 0 | 10.2089 | Residential_2020_Technical_MW_Before Competition Groups_Freezer Recycling
Residential | Res ¦ Energy Star Dehumidifier | 2020 | Technical | MW | Before Competition Groups | 9.6497 | 0 | 0 | 1709.3226 | 0.0056454 | 37 | Residential_2020_Technical_MW_Before Competition Groups_37 | Energy Star Dehumidifier | 0.5645% | 0 | 9.6497 | Residential_2020_Technical_MW_Before Competition Groups_Energy Star Dehumidifier
Residential | Res ¦ Duct Insulation MF | 2020 | Technical | MW | Before Competition Groups | 9.6493 | 0 | 0 | 1709.3226 | 0.0056451 | 38 | Residential_2020_Technical_MW_Before Competition Groups_38 | Duct Insulation MF | 0.5645% | 0 | 9.6493 | Residential_2020_Technical_MW_Before Competition Groups_Duct Insulation MF
Residential | Res ¦ Lighting Motion Sensors, Timers, Dimmers | 2020 | Technical | MW | Before Competition Groups | 9.0402 | 0 | 0 | 1709.3226 | 0.0052887 | 39 | Residential_2020_Technical_MW_Before Competition Groups_39 | Lighting Motion Sensors, Timers, Dimmers | 0.5289% | 0 | 9.0402 | Residential_2020_Technical_MW_Before Competition Groups_Lighting Motion Sensors, Timers, Dimmers
Residential | Res ¦ INTEGRAL LED TROFFERS | 2020 | Technical | MW | Before Competition Groups | 7.7992 | 0 | 0 | 1709.3226 | 0.0045628 | 40 | Residential_2020_Technical_MW_Before Competition Groups_40 | INTEGRAL LED TROFFERS | 0.4563% | 0 | 7.7992 | Residential_2020_Technical_MW_Before Competition Groups_INTEGRAL LED TROFFERS
Residential | Res ¦ Energy Star Windows | 2020 | Technical | MW | Before Competition Groups | 7.5779 | 0 | 0 | 1709.3226 | 0.0044333 | 41 | Residential_2020_Technical_MW_Before Competition Groups_41 | Energy Star Windows | 0.4433% | 0 | 7.5779 | Residential_2020_Technical_MW_Before Competition Groups_Energy Star Windows
Residential | Res ¦ Furnace with ECM | 2020 | Technical | MW | Before Competition Groups | 7.1761 | 0 | 0 | 1709.3226 | 0.0041982 | 42 | Residential_2020_Technical_MW_Before Competition Groups_42 | Furnace with ECM | 0.4198% | 0 | 7.1761 | Residential_2020_Technical_MW_Before Competition Groups_Furnace with ECM
Residential | Res ¦ Energy Star Light Fixture | 2020 | Technical | MW | Before Competition Groups | 7.1633 | 0 | 0 | 1709.3226 | 0.0041907 | 43 | Residential_2020_Technical_MW_Before Competition Groups_43 | Energy Star Light Fixture | 0.4191% | 0 | 7.1633 | Residential_2020_Technical_MW_Before Competition Groups_Energy Star Light Fixture
Residential | Res ¦ Minimize Hot and Warm Clothes Wash | 2020 | Technical | MW | Before Competition Groups | 5.4167 | 0 | 0 | 1709.3226 | 0.0031689 | 44 | Residential_2020_Technical_MW_Before Competition Groups_44 | Minimize Hot and Warm Clothes Wash | 0.3169% | 0 | 5.4167 | Residential_2020_Technical_MW_Before Competition Groups_Minimize Hot and Warm Clothes Wash
Residential | Res ¦ Air Source Heat Pump | 2020 | Technical | MW | Before Competition Groups | 4.9041 | 0 | 0 | 1709.3226 | 0.002869 | 45 | Residential_2020_Technical_MW_Before Competition Groups_45 | Air Source Heat Pump | 0.2869% | 0 | 4.9041 | Residential_2020_Technical_MW_Before Competition Groups_Air Source Heat Pump
Residential | Res ¦ Passive Attic Ventilation | 2020 | Technical | MW | Before Competition Groups | 4.6333 | 0 | 0 | 1709.3226 | 0.0027106 | 46 | Residential_2020_Technical_MW_Before Competition Groups_46 | Passive Attic Ventilation | 0.2711% | 0 | 4.6333 | Residential_2020_Technical_MW_Before Competition Groups_Passive Attic Ventilation
Residential | Res ¦ Energy Star Torchiere | 2020 | Technical | MW | Before Competition Groups | 4.1891 | 0 | 0 | 1709.3226 | 0.0024508 | 47 | Residential_2020_Technical_MW_Before Competition Groups_47 | Energy Star Torchiere | 0.2451% | 0 | 4.1891 | Residential_2020_Technical_MW_Before Competition Groups_Energy Star Torchiere
Residential | Res ¦ Home Energy Reports | 2020 | Technical | MW | Before Competition Groups | 3.9307 | 0 | 0 | 1709.3226 | 0.0022996 | 48 | Residential_2020_Technical_MW_Before Competition Groups_48 | Home Energy Reports | 0.23% | 0 | 3.9307 | Residential_2020_Technical_MW_Before Competition Groups_Home Energy Reports
Residential | Res ¦ Early Hot Water Heater Replacement | 2020 | Technical | MW | Before Competition Groups | 3.5153 | 0 | 0 | 1709.3226 | 0.0020565 | 49 | Residential_2020_Technical_MW_Before Competition Groups_49 | Early Hot Water Heater Replacement | 0.2057% | 0 | 3.5153 | Residential_2020_Technical_MW_Before Competition Groups_Early Hot Water Heater Replacement
Residential | Res ¦ Air Source Heat Pump Maintenance | 2020 | Technical | MW | Before Competition Groups | 3.1145 | 0 | 0 | 1709.3226 | 0.001822 | 50 | Residential_2020_Technical_MW_Before Competition Groups_50 | Air Source Heat Pump Maintenance | 0.1822% | 0 | 3.1145 | Residential_2020_Technical_MW_Before Competition Groups_Air Source Heat Pump Maintenance
Residential | Res ¦ Outside Air Economizer | 2020 | Technical | MW | Before Competition Groups | 2.7921 | 0 | 0 | 1709.3226 | 0.0016335 | 51 | Residential_2020_Technical_MW_Before Competition Groups_51 | Outside Air Economizer | 0.1633% | 0 | 2.7921 | Residential_2020_Technical_MW_Before Competition Groups_Outside Air Economizer
Residential | Res ¦ LED Downlight | 2020 | Technical | MW | Before Competition Groups | 2.7808 | 0 | 0 | 1709.3226 | 0.0016268 | 52 | Residential_2020_Technical_MW_Before Competition Groups_52 | LED Downlight | 0.1627% | 0 | 2.7808 | Residential_2020_Technical_MW_Before Competition Groups_LED Downlight
Residential | Res ¦ Demand Control Ventilation | 2020 | Technical | MW | Before Competition Groups | 2.4559 | 0 | 0 | 1709.3226 | 0.0014368 | 53 | Residential_2020_Technical_MW_Before Competition Groups_53 | Demand Control Ventilation | 0.1437% | 0 | 2.4559 | Residential_2020_Technical_MW_Before Competition Groups_Demand Control Ventilation
Residential | Res ¦ Drain Water Heat Recovery | 2020 | Technical | MW | Before Competition Groups | 2.3611 | 0 | 0 | 1709.3226 | 0.0013813 | 54 | Residential_2020_Technical_MW_Before Competition Groups_54 | Drain Water Heat Recovery | 0.1381% | 0 | 2.3611 | Residential_2020_Technical_MW_Before Competition Groups_Drain Water Heat Recovery
Residential | Res ¦ Furnace Whistle | 2020 | Technical | MW | Before Competition Groups | 2.36 | 0 | 0 | 1709.3226 | 0.0013807 | 55 | Residential_2020_Technical_MW_Before Competition Groups_55 | Furnace Whistle | 0.1381% | 0 | 2.36 | Residential_2020_Technical_MW_Before Competition Groups_Furnace Whistle
Residential | Res ¦ Window Film | 2020 | Technical | MW | Before Competition Groups | 2.1717 | 0 | 0 | 1709.3226 | 0.0012705 | 56 | Residential_2020_Technical_MW_Before Competition Groups_56 | Window Film | 0.127% | 0 | 2.1717 | Residential_2020_Technical_MW_Before Competition Groups_Window Film
Residential | Res ¦ Energy Star Freezer | 2020 | Technical | MW | Before Competition Groups | 2.1207 | 0 | 0 | 1709.3226 | 0.0012407 | 57 | Residential_2020_Technical_MW_Before Competition Groups_57 | Energy Star Freezer | 0.1241% | 0 | 2.1207 | Residential_2020_Technical_MW_Before Competition Groups_Energy Star Freezer
Residential | Res ¦ Comprehensive Draft Proofing | 2020 | Technical | MW | Before Competition Groups | 2.0054 | 0 | 0 | 1709.3226 | 0.0011732 | 58 | Residential_2020_Technical_MW_Before Competition Groups_58 | Comprehensive Draft Proofing | 0.1173% | 0 | 2.0054 | Residential_2020_Technical_MW_Before Competition Groups_Comprehensive Draft Proofing
Residential | Res ¦ Variable Frequency Drive (VFD) | 2020 | Technical | MW | Before Competition Groups | 1.9451 | 0 | 0 | 1709.3226 | 0.0011379 | 59 | Residential_2020_Technical_MW_Before Competition Groups_59 | Variable Frequency Drive (VFD) | 0.1138% | 0 | 1.9451 | Residential_2020_Technical_MW_Before Competition Groups_Variable Frequency Drive (VFD)
Residential | Res ¦ Networked/ Connected - Indoor LED Luminaire | 2020 | Technical | MW | Before Competition Groups | 1.9347 | 0 | 0 | 1709.3226 | 0.0011318 | 60 | Residential_2020_Technical_MW_Before Competition Groups_60 | Networked/ Connected - Indoor LED Luminaire | 0.1132% | 0 | 1.9347 | Residential_2020_Technical_MW_Before Competition Groups_Networked/ Connected - Indoor LED Luminaire
Residential | Res ¦ High Efficiency Chiller (avg of water and air cooled) | 2020 | Technical | MW | Before Competition Groups | 1.7964 | 0 | 0 | 1709.3226 | 0.0010509 | 61 | Residential_2020_Technical_MW_Before Competition Groups_61 | High Efficiency Chiller (avg of water and air cooled) | 0.1051% | 0 | 1.7964 | Residential_2020_Technical_MW_Before Competition Groups_High Efficiency Chiller (avg of water and air cooled)
Residential | Res ¦ ENERGY STAR LED LAMPS (REFLECTOR LAMPs/MR16/PAR 16) | 2020 | Technical | MW | Before Competition Groups | 1.7812 | 0 | 0 | 1709.3226 | 0.0010421 | 62 | Residential_2020_Technical_MW_Before Competition Groups_62 | ENERGY STAR LED LAMPS (REFLECTOR LAMPs/MR16/PAR 16) | 0.1042% | 0 | 1.7812 | Residential_2020_Technical_MW_Before Competition Groups_ENERGY STAR LED LAMPS (REFLECTOR LAMPs/MR16/PAR 16)
Residential | Res ¦ CO Sensors for parking garage exhaust fans | 2020 | Technical | MW | Before Competition Groups | 1.7616 | 0 | 0 | 1709.3226 | 0.0010306 | 63 | Residential_2020_Technical_MW_Before Competition Groups_63 | CO Sensors for parking garage exhaust fans | 0.1031% | 0 | 1.7616 | Residential_2020_Technical_MW_Before Competition Groups_CO Sensors for parking garage exhaust fans
Residential | Res ¦ DHW Recirculation Systems | 2020 | Technical | MW | Before Competition Groups | 1.5271 | 0 | 0 | 1709.3226 | 0.00089342 | 64 | Residential_2020_Technical_MW_Before Competition Groups_64 | DHW Recirculation Systems | 0.08934% | 0 | 1.5271 | Residential_2020_Technical_MW_Before Competition Groups_DHW Recirculation Systems
Residential | Res ¦ Central Lighting Control System | 2020 | Technical | MW | Before Competition Groups | 1.3603 | 0 | 0 | 1709.3226 | 0.00079582 | 65 | Residential_2020_Technical_MW_Before Competition Groups_65 | Central Lighting Control System | 0.07958% | 0 | 1.3603 | Residential_2020_Technical_MW_Before Competition Groups_Central Lighting Control System
Residential | Res ¦ Water Heater Temperature Setback | 2020 | Technical | MW | Before Competition Groups | 1.2302 | 0 | 0 | 1709.3226 | 0.00071969 | 66 | Residential_2020_Technical_MW_Before Competition Groups_66 | Water Heater Temperature Setback | 0.07197% | 0 | 1.2302 | Residential_2020_Technical_MW_Before Competition Groups_Water Heater Temperature Setback
Residential | Res ¦ Heat Pump Water Heater | 2020 | Technical | MW | Before Competition Groups | 1.1374 | 0 | 0 | 1709.3226 | 0.0006654 | 67 | Residential_2020_Technical_MW_Before Competition Groups_67 | Heat Pump Water Heater | 0.06654% | 0 | 1.1374 | Residential_2020_Technical_MW_Before Competition Groups_Heat Pump Water Heater
Residential | Res ¦ LED Tube Re-Lamp | 2020 | Technical | MW | Before Competition Groups | 1.1017 | 0 | 0 | 1709.3226 | 0.00064455 | 68 | Residential_2020_Technical_MW_Before Competition Groups_68 | LED Tube Re-Lamp | 0.06446% | 0 | 1.1017 | Residential_2020_Technical_MW_Before Competition Groups_LED Tube Re-Lamp
Residential | Res ¦ Tankless Water Heater | 2020 | Technical | MW | Before Competition Groups | 1.0269 | 0 | 0 | 1709.3226 | 0.00060076 | 69 | Residential_2020_Technical_MW_Before Competition Groups_69 | Tankless Water Heater | 0.06008% | 0 | 1.0269 | Residential_2020_Technical_MW_Before Competition Groups_Tankless Water Heater
Residential | Res ¦ Energy Star Ceiling Fan/Lighting | 2020 | Technical | MW | Before Competition Groups | 0.94716 | 0 | 0 | 1709.3226 | 0.00055411 | 70 | Residential_2020_Technical_MW_Before Competition Groups_70 | Energy Star Ceiling Fan/Lighting | 0.05541% | 0 | 0.94716 | Residential_2020_Technical_MW_Before Competition Groups_Energy Star Ceiling Fan/Lighting
Residential | Res ¦ Heat Recovery Ventilator | 2020 | Technical | MW | Before Competition Groups | 0.80197 | 0 | 0 | 1709.3226 | 0.00046918 | 71 | Residential_2020_Technical_MW_Before Competition Groups_71 | Heat Recovery Ventilator | 0.04692% | 0 | 0.80197 | Residential_2020_Technical_MW_Before Competition Groups_Heat Recovery Ventilator
Residential | Res ¦ LED Parking Lot Fixture | 2020 | Technical | MW | Before Competition Groups | 0.70153 | 0 | 0 | 1709.3226 | 0.00041041 | 72 | Residential_2020_Technical_MW_Before Competition Groups_72 | LED Parking Lot Fixture | 0.04104% | 0 | 0.70153 | Residential_2020_Technical_MW_Before Competition Groups_LED Parking Lot Fixture
Residential | Res ¦ VFD on Pumps | 2020 | Technical | MW | Before Competition Groups | 0.59814 | 0 | 0 | 1709.3226 | 0.00034993 | 73 | Residential_2020_Technical_MW_Before Competition Groups_73 | VFD on Pumps | 0.03499% | 0 | 0.59814 | Residential_2020_Technical_MW_Before Competition Groups_VFD on Pumps
Residential | Res ¦ Solar Water Heating System | 2020 | Technical | MW | Before Competition Groups | 0.56012 | 0 | 0 | 1709.3226 | 0.00032769 | 74 | Residential_2020_Technical_MW_Before Competition Groups_74 | Solar Water Heating System | 0.03277% | 0 | 0.56012 | Residential_2020_Technical_MW_Before Competition Groups_Solar Water Heating System
Residential | Res ¦ ENERGY STAR LED Lamps (General Service Lamps) | 2020 | Technical | MW | Before Competition Groups | 0.55639 | 0 | 0 | 1709.3226 | 0.0003255 | 75 | Residential_2020_Technical_MW_Before Competition Groups_75 | ENERGY STAR LED Lamps (General Service Lamps) | 0.03255% | 0 | 0.55639 | Residential_2020_Technical_MW_Before Competition Groups_ENERGY STAR LED Lamps (General Service Lamps)
Residential | Res ¦ Energy Star Dishwasher | 2020 | Technical | MW | Before Competition Groups | 0.54198 | 0 | 0 | 1709.3226 | 0.00031707 | 76 | Residential_2020_Technical_MW_Before Competition Groups_76 | Energy Star Dishwasher | 0.03171% | 0 | 0.54198 | Residential_2020_Technical_MW_Before Competition Groups_Energy Star Dishwasher
Residential | Res ¦ High Efficiency Storage Water Heater | 2020 | Technical | MW | Before Competition Groups | 0.49685 | 0 | 0 | 1709.3226 | 0.00029067 | 77 | Residential_2020_Technical_MW_Before Competition Groups_77 | High Efficiency Storage Water Heater | 0.02907% | 0 | 0.49685 | Residential_2020_Technical_MW_Before Competition Groups_High Efficiency Storage Water Heater
Residential | Res ¦ HVAC Optimization | 2020 | Technical | MW | Before Competition Groups | 0.38573 | 0 | 0 | 1709.3226 | 0.00022566 | 78 | Residential_2020_Technical_MW_Before Competition Groups_78 | HVAC Optimization | 0.02257% | 0 | 0.38573 | Residential_2020_Technical_MW_Before Competition Groups_HVAC Optimization
Residential | Res ¦ Condensing Make Up Air Unit | 2020 | Technical | MW | Before Competition Groups | 0.33235 | 0 | 0 | 1709.3226 | 0.00019444 | 79 | Residential_2020_Technical_MW_Before Competition Groups_79 | Condensing Make Up Air Unit | 0.01944% | 0 | 0.33235 | Residential_2020_Technical_MW_Before Competition Groups_Condensing Make Up Air Unit
Residential | Res ¦ LED Exterior Area Lights - LED Fixture (200W) | 2020 | Technical | MW | Before Competition Groups | 0.31952 | 0 | 0 | 1709.3226 | 0.00018693 | 80 | Residential_2020_Technical_MW_Before Competition Groups_80 | LED Exterior Area Lights - LED Fixture (200W) | 0.01869% | 0 | 0.31952 | Residential_2020_Technical_MW_Before Competition Groups_LED Exterior Area Lights - LED Fixture (200W)
Residential | Res ¦ ECM MOTORS FOR HVAC APPLICATION (FAN-POWERED VAV BOX) | 2020 | Technical | MW | Before Competition Groups | 0.29304 | 0 | 0 | 1709.3226 | 0.00017144 | 81 | Residential_2020_Technical_MW_Before Competition Groups_81 | ECM MOTORS FOR HVAC APPLICATION (FAN-POWERED VAV BOX) | 0.01714% | 0 | 0.29304 | Residential_2020_Technical_MW_Before Competition Groups_ECM MOTORS FOR HVAC APPLICATION (FAN-POWERED VAV BOX)
Residential | Res ¦ Solar Powered Attic Fan | 2020 | Technical | MW | Before Competition Groups | 0.25201 | 0 | 0 | 1709.3226 | 0.00014743 | 82 | Residential_2020_Technical_MW_Before Competition Groups_82 | Solar Powered Attic Fan | 0.01474% | 0 | 0.25201 | Residential_2020_Technical_MW_Before Competition Groups_Solar Powered Attic Fan
Residential | Res ¦ Wall Insulation MF | 2020 | Technical | MW | Before Competition Groups | 0.1938 | 0 | 0 | 1709.3226 | 0.00011338 | 83 | Residential_2020_Technical_MW_Before Competition Groups_83 | Wall Insulation MF | 0.01134% | 0 | 0.1938 | Residential_2020_Technical_MW_Before Competition Groups_Wall Insulation MF
Residential | Res ¦ Beverage Vending Machine Controls | 2020 | Technical | MW | Before Competition Groups | 0.16012 | 0 | 0 | 1709.3226 | 9.3672e-05 | 84 | Residential_2020_Technical_MW_Before Competition Groups_84 | Beverage Vending Machine Controls | 0.009367% | 0 | 0.16012 | Residential_2020_Technical_MW_Before Competition Groups_Beverage Vending Machine Controls
Residential | Res ¦ Chilled Water Optimization | 2020 | Technical | MW | Before Competition Groups | 0.047185 | 0 | 0 | 1709.3226 | 2.7604e-05 | 85 | Residential_2020_Technical_MW_Before Competition Groups_85 | Chilled Water Optimization | 0.00276% | 0 | 0.047185 | Residential_2020_Technical_MW_Before Competition Groups_Chilled Water Optimization
Residential | Res ¦ LED Recessed Downlights | 2020 | Technical | MW | Before Competition Groups | 0.042097 | 0 | 0 | 1709.3226 | 2.4628e-05 | 86 | Residential_2020_Technical_MW_Before Competition Groups_86 | LED Recessed Downlights | 0.002463% | 0 | 0.042097 | Residential_2020_Technical_MW_Before Competition Groups_LED Recessed Downlights
Residential | Res ¦ LED High Bay Fixture | 2020 | Technical | MW | Before Competition Groups | 0.035974 | 0 | 0 | 1709.3226 | 2.1046e-05 | 87 | Residential_2020_Technical_MW_Before Competition Groups_87 | LED High Bay Fixture | 0.002105% | 0 | 0.035974 | Residential_2020_Technical_MW_Before Competition Groups_LED High Bay Fixture
Residential | Res ¦ Radiant Barrier | 2020 | Technical | MW | Before Competition Groups | 0.014961 | 0 | 0 | 1709.3226 | 8.7528e-06 | 88 | Residential_2020_Technical_MW_Before Competition Groups_88 | Radiant Barrier | 0.0008753% | 0 | 0.014961 | Residential_2020_Technical_MW_Before Competition Groups_Radiant Barrier
Residential | Res ¦ Solar Water Preheat (Pools/DHW) | 2020 | Technical | MW | Before Competition Groups | 0.0016158 | 0 | 0 | 1709.3226 | 9.4531e-07 | 89 | Residential_2020_Technical_MW_Before Competition Groups_89 | Solar Water Preheat (Pools/DHW) | 9.453e-05% | 0 | 0.0016158 | Residential_2020_Technical_MW_Before Competition Groups_Solar Water Preheat (Pools/DHW)
Residential | Res ¦ Photocell Controls (Outdoor) | 2020 | Technical | MW | Before Competition Groups | 8.4329e-05 | 0 | 0 | 1709.3226 | 4.9335e-08 | 90 | Residential_2020_Technical_MW_Before Competition Groups_90 | Photocell Controls (Outdoor) | 4.933e-06% | 0 | 8.4329e-05 | Residential_2020_Technical_MW_Before Competition Groups_Photocell Controls (Outdoor)
Residential | Res ¦ Adaptive Thermostat | 2021 | Economic | MW | Before Competition Groups | 185.967 | 0 | 0 | 990.3582 | 0.18778 | 1 | Residential_2021_Economic_MW_Before Competition Groups_1 | Adaptive Thermostat | 18.78% | 0 | 185.967 | Residential_2021_Economic_MW_Before Competition Groups_Adaptive Thermostat
Residential | Res ¦ Building Recommissioning, Operations and Maintenance (O&M) Improvements | 2021 | Economic | MW | Before Competition Groups | 93.9681 | 0 | 0 | 990.3582 | 0.094883 | 2 | Residential_2021_Economic_MW_Before Competition Groups_2 | Building Recommissioning, Operations and Maintenance (O&M) Improvements | 9.488% | 0 | 93.9681 | Residential_2021_Economic_MW_Before Competition Groups_Building Recommissioning, Operations and Maintenance (O&M) Improvements
Residential | Res ¦ Basement Wall Insulation | 2021 | Economic | MW | Before Competition Groups | 86.6721 | 0 | 0 | 990.3582 | 0.087516 | 3 | Residential_2021_Economic_MW_Before Competition Groups_3 | Basement Wall Insulation | 8.752% | 0 | 86.6721 | Residential_2021_Economic_MW_Before Competition Groups_Basement Wall Insulation
Residential | Res ¦ Energy Star LED Bulbs General Purpose LEDs | 2021 | Economic | MW | Before Competition Groups | 69.9596 | 0 | 0 | 990.3582 | 0.070641 | 4 | Residential_2021_Economic_MW_Before Competition Groups_4 | Energy Star LED Bulbs General Purpose LEDs | 7.064% | 0 | 69.9596 | Residential_2021_Economic_MW_Before Competition Groups_Energy Star LED Bulbs General Purpose LEDs
Residential | Res ¦ Energy Star A Line, PAR, MR Lamps | 2021 | Economic | MW | Before Competition Groups | 67.7233 | 0 | 0 | 990.3582 | 0.068383 | 5 | Residential_2021_Economic_MW_Before Competition Groups_5 | Energy Star A Line, PAR, MR Lamps | 6.838% | 0 | 67.7233 | Residential_2021_Economic_MW_Before Competition Groups_Energy Star A Line, PAR, MR Lamps
Residential | Res ¦ Variable Speed Pool Pump Motor | 2021 | Economic | MW | Before Competition Groups | 67.1205 | 0 | 0 | 990.3582 | 0.067774 | 6 | Residential_2021_Economic_MW_Before Competition Groups_6 | Variable Speed Pool Pump Motor | 6.777% | 0 | 67.1205 | Residential_2021_Economic_MW_Before Competition Groups_Variable Speed Pool Pump Motor
Residential | Res ¦ Attic Insulation | 2021 | Economic | MW | Before Competition Groups | 66.862 | 0 | 0 | 990.3582 | 0.067513 | 7 | Residential_2021_Economic_MW_Before Competition Groups_7 | Attic Insulation | 6.751% | 0 | 66.862 | Residential_2021_Economic_MW_Before Competition Groups_Attic Insulation
Residential | Res ¦ Energy Star LED Specialty Bulbs | 2021 | Economic | MW | Before Competition Groups | 64.9947 | 0 | 0 | 990.3582 | 0.065628 | 8 | Residential_2021_Economic_MW_Before Competition Groups_8 | Energy Star LED Specialty Bulbs | 6.563% | 0 | 64.9947 | Residential_2021_Economic_MW_Before Competition Groups_Energy Star LED Specialty Bulbs
Residential | Res ¦ Ductless Mini-Split Heat Pump | 2021 | Economic | MW | Before Competition Groups | 49.1725 | 0 | 0 | 990.3582 | 0.049651 | 9 | Residential_2021_Economic_MW_Before Competition Groups_9 | Ductless Mini-Split Heat Pump | 4.965% | 0 | 49.1725 | Residential_2021_Economic_MW_Before Competition Groups_Ductless Mini-Split Heat Pump
Residential | Res ¦ Energy Star Air Source Heat Pump | 2021 | Economic | MW | Before Competition Groups | 28.0706 | 0 | 0 | 990.3582 | 0.028344 | 10 | Residential_2021_Economic_MW_Before Competition Groups_10 | Energy Star Air Source Heat Pump | 2.834% | 0 | 28.0706 | Residential_2021_Economic_MW_Before Competition Groups_Energy Star Air Source Heat Pump
Residential | Res ¦ Energy Star Clothes Washer | 2021 | Economic | MW | Before Competition Groups | 25.9111 | 0 | 0 | 990.3582 | 0.026163 | 11 | Residential_2021_Economic_MW_Before Competition Groups_11 | Energy Star Clothes Washer | 2.616% | 0 | 25.9111 | Residential_2021_Economic_MW_Before Competition Groups_Energy Star Clothes Washer
Residential | Res ¦ Energy Star Room Air Conditioner | 2021 | Economic | MW | Before Competition Groups | 21.3174 | 0 | 0 | 990.3582 | 0.021525 | 12 | Residential_2021_Economic_MW_Before Competition Groups_12 | Energy Star Room Air Conditioner | 2.152% | 0 | 21.3174 | Residential_2021_Economic_MW_Before Competition Groups_Energy Star Room Air Conditioner
Residential | Res ¦ Air Sealing | 2021 | Economic | MW | Before Competition Groups | 18.4362 | 0 | 0 | 990.3582 | 0.018616 | 13 | Residential_2021_Economic_MW_Before Competition Groups_13 | Air Sealing | 1.862% | 0 | 18.4362 | Residential_2021_Economic_MW_Before Competition Groups_Air Sealing
Residential | Res ¦ Floor Insulation | 2021 | Economic | MW | Before Competition Groups | 17.5235 | 0 | 0 | 990.3582 | 0.017694 | 14 | Residential_2021_Economic_MW_Before Competition Groups_14 | Floor Insulation | 1.769% | 0 | 17.5235 | Residential_2021_Economic_MW_Before Competition Groups_Floor Insulation
Residential | Res ¦ Duct Insulation | 2021 | Economic | MW | Before Competition Groups | 16.1097 | 0 | 0 | 990.3582 | 0.016267 | 15 | Residential_2021_Economic_MW_Before Competition Groups_15 | Duct Insulation | 1.627% | 0 | 16.1097 | Residential_2021_Economic_MW_Before Competition Groups_Duct Insulation
Residential | Res ¦ Advanced BAS/Controllers | 2021 | Economic | MW | Before Competition Groups | 13.7533 | 0 | 0 | 990.3582 | 0.013887 | 16 | Residential_2021_Economic_MW_Before Competition Groups_16 | Advanced BAS/Controllers | 1.389% | 0 | 13.7533 | Residential_2021_Economic_MW_Before Competition Groups_Advanced BAS/Controllers
Residential | Res ¦ Occupancy Sensors MF | 2021 | Economic | MW | Before Competition Groups | 13.6296 | 0 | 0 | 990.3582 | 0.013762 | 17 | Residential_2021_Economic_MW_Before Competition Groups_17 | Occupancy Sensors MF | 1.376% | 0 | 13.6296 | Residential_2021_Economic_MW_Before Competition Groups_Occupancy Sensors MF
Residential | Res ¦ Clothes Drying Racks | 2021 | Economic | MW | Before Competition Groups | 12.7273 | 0 | 0 | 990.3582 | 0.012851 | 18 | Residential_2021_Economic_MW_Before Competition Groups_18 | Clothes Drying Racks | 1.285% | 0 | 12.7273 | Residential_2021_Economic_MW_Before Competition Groups_Clothes Drying Racks
Residential | Res ¦ Refrigerator Recycling | 2021 | Economic | MW | Before Competition Groups | 10.7855 | 0 | 0 | 990.3582 | 0.01089 | 19 | Residential_2021_Economic_MW_Before Competition Groups_19 | Refrigerator Recycling | 1.089% | 0 | 10.7855 | Residential_2021_Economic_MW_Before Competition Groups_Refrigerator Recycling
Residential | Res ¦ Freezer Recycling | 2021 | Economic | MW | Before Competition Groups | 10.0476 | 0 | 0 | 990.3582 | 0.010145 | 20 | Residential_2021_Economic_MW_Before Competition Groups_20 | Freezer Recycling | 1.015% | 0 | 10.0476 | Residential_2021_Economic_MW_Before Competition Groups_Freezer Recycling
Residential | Res ¦ Duct Insulation MF | 2021 | Economic | MW | Before Competition Groups | 6.7582 | 0 | 0 | 990.3582 | 0.006824 | 21 | Residential_2021_Economic_MW_Before Competition Groups_21 | Duct Insulation MF | 0.6824% | 0 | 6.7582 | Residential_2021_Economic_MW_Before Competition Groups_Duct Insulation MF
Residential | Res ¦ Energy Star Torchiere | 2021 | Economic | MW | Before Competition Groups | 5.8914 | 0 | 0 | 990.3582 | 0.0059487 | 22 | Residential_2021_Economic_MW_Before Competition Groups_22 | Energy Star Torchiere | 0.5949% | 0 | 5.8914 | Residential_2021_Economic_MW_Before Competition Groups_Energy Star Torchiere
Residential | Res ¦ Minimize Hot and Warm Clothes Wash | 2021 | Economic | MW | Before Competition Groups | 5.3311 | 0 | 0 | 990.3582 | 0.005383 | 23 | Residential_2021_Economic_MW_Before Competition Groups_23 | Minimize Hot and Warm Clothes Wash | 0.5383% | 0 | 5.3311 | Residential_2021_Economic_MW_Before Competition Groups_Minimize Hot and Warm Clothes Wash
Residential | Res ¦ Energy Star Clothes Dryer | 2021 | Economic | MW | Before Competition Groups | 3.8774 | 0 | 0 | 990.3582 | 0.0039151 | 24 | Residential_2021_Economic_MW_Before Competition Groups_24 | Energy Star Clothes Dryer | 0.3915% | 0 | 3.8774 | Residential_2021_Economic_MW_Before Competition Groups_Energy Star Clothes Dryer
Residential | Res ¦ Outside Air Economizer | 2021 | Economic | MW | Before Competition Groups | 2.843 | 0 | 0 | 990.3582 | 0.0028707 | 25 | Residential_2021_Economic_MW_Before Competition Groups_25 | Outside Air Economizer | 0.2871% | 0 | 2.843 | Residential_2021_Economic_MW_Before Competition Groups_Outside Air Economizer
Residential | Res ¦ High Efficiency Chiller (avg of water and air cooled) | 2021 | Economic | MW | Before Competition Groups | 2.648 | 0 | 0 | 990.3582 | 0.0026738 | 26 | Residential_2021_Economic_MW_Before Competition Groups_26 | High Efficiency Chiller (avg of water and air cooled) | 0.2674% | 0 | 2.648 | Residential_2021_Economic_MW_Before Competition Groups_High Efficiency Chiller (avg of water and air cooled)
Residential | Res ¦ Energy Star Light Fixture | 2021 | Economic | MW | Before Competition Groups | 2.4654 | 0 | 0 | 990.3582 | 0.0024894 | 27 | Residential_2021_Economic_MW_Before Competition Groups_27 | Energy Star Light Fixture | 0.2489% | 0 | 2.4654 | Residential_2021_Economic_MW_Before Competition Groups_Energy Star Light Fixture
Residential | Res ¦ Demand Control Ventilation | 2021 | Economic | MW | Before Competition Groups | 2.4171 | 0 | 0 | 990.3582 | 0.0024406 | 28 | Residential_2021_Economic_MW_Before Competition Groups_28 | Demand Control Ventilation | 0.2441% | 0 | 2.4171 | Residential_2021_Economic_MW_Before Competition Groups_Demand Control Ventilation
Residential | Res ¦ Furnace Whistle | 2021 | Economic | MW | Before Competition Groups | 2.3227 | 0 | 0 | 990.3582 | 0.0023453 | 29 | Residential_2021_Economic_MW_Before Competition Groups_29 | Furnace Whistle | 0.2345% | 0 | 2.3227 | Residential_2021_Economic_MW_Before Competition Groups_Furnace Whistle
Residential | Res ¦ Comprehensive Draft Proofing | 2021 | Economic | MW | Before Competition Groups | 1.9737 | 0 | 0 | 990.3582 | 0.001993 | 30 | Residential_2021_Economic_MW_Before Competition Groups_30 | Comprehensive Draft Proofing | 0.1993% | 0 | 1.9737 | Residential_2021_Economic_MW_Before Competition Groups_Comprehensive Draft Proofing
Residential | Res ¦ Variable Frequency Drive (VFD) | 2021 | Economic | MW | Before Competition Groups | 1.9144 | 0 | 0 | 990.3582 | 0.001933 | 31 | Residential_2021_Economic_MW_Before Competition Groups_31 | Variable Frequency Drive (VFD) | 0.1933% | 0 | 1.9144 | Residential_2021_Economic_MW_Before Competition Groups_Variable Frequency Drive (VFD)
Residential | Res ¦ ENERGY STAR LED LAMPS (REFLECTOR LAMPs/MR16/PAR 16) | 2021 | Economic | MW | Before Competition Groups | 1.8926 | 0 | 0 | 990.3582 | 0.001911 | 32 | Residential_2021_Economic_MW_Before Competition Groups_32 | ENERGY STAR LED LAMPS (REFLECTOR LAMPs/MR16/PAR 16) | 0.1911% | 0 | 1.8926 | Residential_2021_Economic_MW_Before Competition Groups_ENERGY STAR LED LAMPS (REFLECTOR LAMPs/MR16/PAR 16)
Residential | Res ¦ CO Sensors for parking garage exhaust fans | 2021 | Economic | MW | Before Competition Groups | 1.7937 | 0 | 0 | 990.3582 | 0.0018112 | 33 | Residential_2021_Economic_MW_Before Competition Groups_33 | CO Sensors for parking garage exhaust fans | 0.1811% | 0 | 1.7937 | Residential_2021_Economic_MW_Before Competition Groups_CO Sensors for parking garage exhaust fans
Residential | Res ¦ LED Tube Re-Lamp | 2021 | Economic | MW | Before Competition Groups | 1.5507 | 0 | 0 | 990.3582 | 0.0015658 | 34 | Residential_2021_Economic_MW_Before Competition Groups_34 | LED Tube Re-Lamp | 0.1566% | 0 | 1.5507 | Residential_2021_Economic_MW_Before Competition Groups_LED Tube Re-Lamp
Residential | Res ¦ Water Heater Temperature Setback | 2021 | Economic | MW | Before Competition Groups | 1.2107 | 0 | 0 | 990.3582 | 0.0012225 | 35 | Residential_2021_Economic_MW_Before Competition Groups_35 | Water Heater Temperature Setback | 0.1223% | 0 | 1.2107 | Residential_2021_Economic_MW_Before Competition Groups_Water Heater Temperature Setback
Residential | Res ¦ Heat Recovery Ventilator | 2021 | Economic | MW | Before Competition Groups | 1.154 | 0 | 0 | 990.3582 | 0.0011652 | 36 | Residential_2021_Economic_MW_Before Competition Groups_36 | Heat Recovery Ventilator | 0.1165% | 0 | 1.154 | Residential_2021_Economic_MW_Before Competition Groups_Heat Recovery Ventilator
Residential | Res ¦ LED Parking Lot Fixture | 2021 | Economic | MW | Before Competition Groups | 0.76093 | 0 | 0 | 990.3582 | 0.00076834 | 37 | Residential_2021_Economic_MW_Before Competition Groups_37 | LED Parking Lot Fixture | 0.07683% | 0 | 0.76093 | Residential_2021_Economic_MW_Before Competition Groups_LED Parking Lot Fixture
Residential | Res ¦ VFD on Pumps | 2021 | Economic | MW | Before Competition Groups | 0.58869 | 0 | 0 | 990.3582 | 0.00059442 | 38 | Residential_2021_Economic_MW_Before Competition Groups_38 | VFD on Pumps | 0.05944% | 0 | 0.58869 | Residential_2021_Economic_MW_Before Competition Groups_VFD on Pumps
Residential | Res ¦ Condensing Make Up Air Unit | 2021 | Economic | MW | Before Competition Groups | 0.4889 | 0 | 0 | 990.3582 | 0.00049366 | 39 | Residential_2021_Economic_MW_Before Competition Groups_39 | Condensing Make Up Air Unit | 0.04937% | 0 | 0.4889 | Residential_2021_Economic_MW_Before Competition Groups_Condensing Make Up Air Unit
Residential | Res ¦ ENERGY STAR LED Lamps (General Service Lamps) | 2021 | Economic | MW | Before Competition Groups | 0.41974 | 0 | 0 | 990.3582 | 0.00042382 | 40 | Residential_2021_Economic_MW_Before Competition Groups_40 | ENERGY STAR LED Lamps (General Service Lamps) | 0.04238% | 0 | 0.41974 | Residential_2021_Economic_MW_Before Competition Groups_ENERGY STAR LED Lamps (General Service Lamps)
Residential | Res ¦ LED Exterior Area Lights - LED Fixture (200W) | 2021 | Economic | MW | Before Competition Groups | 0.34553 | 0 | 0 | 990.3582 | 0.00034889 | 41 | Residential_2021_Economic_MW_Before Competition Groups_41 | LED Exterior Area Lights - LED Fixture (200W) | 0.03489% | 0 | 0.34553 | Residential_2021_Economic_MW_Before Competition Groups_LED Exterior Area Lights - LED Fixture (200W)
Residential | Res ¦ ECM MOTORS FOR HVAC APPLICATION (FAN-POWERED VAV BOX) | 2021 | Economic | MW | Before Competition Groups | 0.29831 | 0 | 0 | 990.3582 | 0.00030122 | 42 | Residential_2021_Economic_MW_Before Competition Groups_42 | ECM MOTORS FOR HVAC APPLICATION (FAN-POWERED VAV BOX) | 0.03012% | 0 | 0.29831 | Residential_2021_Economic_MW_Before Competition Groups_ECM MOTORS FOR HVAC APPLICATION (FAN-POWERED VAV BOX)
Residential | Res ¦ Wall Insulation | 2021 | Economic | MW | Before Competition Groups | 0.25189 | 0 | 0 | 990.3582 | 0.00025435 | 43 | Residential_2021_Economic_MW_Before Competition Groups_43 | Wall Insulation | 0.02543% | 0 | 0.25189 | Residential_2021_Economic_MW_Before Competition Groups_Wall Insulation
Residential | Res ¦ Beverage Vending Machine Controls | 2021 | Economic | MW | Before Competition Groups | 0.17676 | 0 | 0 | 990.3582 | 0.00017848 | 44 | Residential_2021_Economic_MW_Before Competition Groups_44 | Beverage Vending Machine Controls | 0.01785% | 0 | 0.17676 | Residential_2021_Economic_MW_Before Competition Groups_Beverage Vending Machine Controls
Residential | Res ¦ Home Energy Reports | 2021 | Economic | MW | Before Competition Groups | 0.11275 | 0 | 0 | 990.3582 | 0.00011385 | 45 | Residential_2021_Economic_MW_Before Competition Groups_45 | Home Energy Reports | 0.01138% | 0 | 0.11275 | Residential_2021_Economic_MW_Before Competition Groups_Home Energy Reports
Residential | Res ¦ Chilled Water Optimization | 2021 | Economic | MW | Before Competition Groups | 0.069263 | 0 | 0 | 990.3582 | 6.9937e-05 | 46 | Residential_2021_Economic_MW_Before Competition Groups_46 | Chilled Water Optimization | 0.006994% | 0 | 0.069263 | Residential_2021_Economic_MW_Before Competition Groups_Chilled Water Optimization
Residential | Res ¦ LED High Bay Fixture | 2021 | Economic | MW | Before Competition Groups | 0.034396 | 0 | 0 | 990.3582 | 3.4731e-05 | 47 | Residential_2021_Economic_MW_Before Competition Groups_47 | LED High Bay Fixture | 0.003473% | 0 | 0.034396 | Residential_2021_Economic_MW_Before Competition Groups_LED High Bay Fixture
Residential | Res ¦ Wall Insulation MF | 2021 | Economic | MW | Before Competition Groups | 0.015266 | 0 | 0 | 990.3582 | 1.5415e-05 | 48 | Residential_2021_Economic_MW_Before Competition Groups_48 | Wall Insulation MF | 0.001541% | 0 | 0.015266 | Residential_2021_Economic_MW_Before Competition Groups_Wall Insulation MF
Residential | Res ¦ Energy Star Dehumidifier | 2021 | Economic | MW | Before Competition Groups | 0 | 0 | 0 | 990.3582 | 0 | 49 | Residential_2021_Economic_MW_Before Competition Groups_49 | Energy Star Dehumidifier | 0% | 0 | 0 | Residential_2021_Economic_MW_Before Competition Groups_Energy Star Dehumidifier
Residential | Res ¦ Energy Star Freezer | 2021 | Economic | MW | Before Competition Groups | 0 | 0 | 0 | 990.3582 | 0 | 50 | Residential_2021_Economic_MW_Before Competition Groups_50 | Energy Star Freezer | 0% | 0 | 0 | Residential_2021_Economic_MW_Before Competition Groups_Energy Star Freezer
Residential | Res ¦ LED Downlight | 2021 | Economic | MW | Before Competition Groups | 0 | 0 | 0 | 990.3582 | 0 | 51 | Residential_2021_Economic_MW_Before Competition Groups_51 | LED Downlight | 0% | 0 | 0 | Residential_2021_Economic_MW_Before Competition Groups_LED Downlight
Residential | Res ¦ Smart Burners | 2021 | Economic | MW | Before Competition Groups | 0 | 0 | 0 | 990.3582 | 0 | 52 | Residential_2021_Economic_MW_Before Competition Groups_52 | Smart Burners | 0% | 0 | 0 | Residential_2021_Economic_MW_Before Competition Groups_Smart Burners
Residential | Res ¦ Smart Power Bar | 2021 | Economic | MW | Before Competition Groups | 0 | 0 | 0 | 990.3582 | 0 | 53 | Residential_2021_Economic_MW_Before Competition Groups_53 | Smart Power Bar | 0% | 0 | 0 | Residential_2021_Economic_MW_Before Competition Groups_Smart Power Bar
Residential | Res ¦ Tankless Water Heater | 2021 | Economic | MW | Before Competition Groups | 0 | 0 | 0 | 990.3582 | 0 | 54 | Residential_2021_Economic_MW_Before Competition Groups_54 | Tankless Water Heater | 0% | 0 | 0 | Residential_2021_Economic_MW_Before Competition Groups_Tankless Water Heater
Residential | Res ¦ Energy Star LED Specialty Bulbs | 2021 | SC A | MW | Before Competition Groups | 16.8881 | 0 | 0 | 73.7004 | 0.22915 | 1 | Residential_2021_SC A_MW_Before Competition Groups_1 | Energy Star LED Specialty Bulbs | 22.91% | 0 | 16.8881 | Residential_2021_SC A_MW_Before Competition Groups_Energy Star LED Specialty Bulbs
Residential | Res ¦ Ductless Mini-Split Heat Pump | 2021 | SC A | MW | Before Competition Groups | 10.8013 | 0 | 0 | 73.7004 | 0.14656 | 2 | Residential_2021_SC A_MW_Before Competition Groups_2 | Ductless Mini-Split Heat Pump | 14.66% | 0 | 10.8013 | Residential_2021_SC A_MW_Before Competition Groups_Ductless Mini-Split Heat Pump
Residential | Res ¦ Energy Star Clothes Washer | 2021 | SC A | MW | Before Competition Groups | 7.954 | 0 | 0 | 73.7004 | 0.10792 | 3 | Residential_2021_SC A_MW_Before Competition Groups_3 | Energy Star Clothes Washer | 10.79% | 0 | 7.954 | Residential_2021_SC A_MW_Before Competition Groups_Energy Star Clothes Washer
Residential | Res ¦ Building Recommissioning, Operations and Maintenance (O&M) Improvements | 2021 | SC A | MW | Before Competition Groups | 6.8706 | 0 | 0 | 73.7004 | 0.093224 | 4 | Residential_2021_SC A_MW_Before Competition Groups_4 | Building Recommissioning, Operations and Maintenance (O&M) Improvements | 9.322% | 0 | 6.8706 | Residential_2021_SC A_MW_Before Competition Groups_Building Recommissioning, Operations and Maintenance (O&M) Improvements
Residential | Res ¦ Adaptive Thermostat | 2021 | SC A | MW | Before Competition Groups | 5.1548 | 0 | 0 | 73.7004 | 0.069942 | 5 | Residential_2021_SC A_MW_Before Competition Groups_5 | Adaptive Thermostat | 6.994% | 0 | 5.1548 | Residential_2021_SC A_MW_Before Competition Groups_Adaptive Thermostat
Residential | Res ¦ Energy Star A Line, PAR, MR Lamps | 2021 | SC A | MW | Before Competition Groups | 3.9327 | 0 | 0 | 73.7004 | 0.053361 | 6 | Residential_2021_SC A_MW_Before Competition Groups_6 | Energy Star A Line, PAR, MR Lamps | 5.336% | 0 | 3.9327 | Residential_2021_SC A_MW_Before Competition Groups_Energy Star A Line, PAR, MR Lamps
Residential | Res ¦ Variable Speed Pool Pump Motor | 2021 | SC A | MW | Before Competition Groups | 3.557 | 0 | 0 | 73.7004 | 0.048262 | 7 | Residential_2021_SC A_MW_Before Competition Groups_7 | Variable Speed Pool Pump Motor | 4.826% | 0 | 3.557 | Residential_2021_SC A_MW_Before Competition Groups_Variable Speed Pool Pump Motor
Residential | Res ¦ Basement Wall Insulation | 2021 | SC A | MW | Before Competition Groups | 2.9039 | 0 | 0 | 73.7004 | 0.039402 | 8 | Residential_2021_SC A_MW_Before Competition Groups_8 | Basement Wall Insulation | 3.94% | 0 | 2.9039 | Residential_2021_SC A_MW_Before Competition Groups_Basement Wall Insulation
Residential | Res ¦ High Efficiency Chiller (avg of water and air cooled) | 2021 | SC A | MW | Before Competition Groups | 2.112 | 0 | 0 | 73.7004 | 0.028657 | 9 | Residential_2021_SC A_MW_Before Competition Groups_9 | High Efficiency Chiller (avg of water and air cooled) | 2.866% | 0 | 2.112 | Residential_2021_SC A_MW_Before Competition Groups_High Efficiency Chiller (avg of water and air cooled)
Residential | Res ¦ Energy Star Room Air Conditioner | 2021 | SC A | MW | Before Competition Groups | 1.6489 | 0 | 0 | 73.7004 | 0.022373 | 10 | Residential_2021_SC A_MW_Before Competition Groups_10 | Energy Star Room Air Conditioner | 2.237% | 0 | 1.6489 | Residential_2021_SC A_MW_Before Competition Groups_Energy Star Room Air Conditioner
Residential | Res ¦ Energy Star Air Source Heat Pump | 2021 | SC A | MW | Before Competition Groups | 1.5825 | 0 | 0 | 73.7004 | 0.021472 | 11 | Residential_2021_SC A_MW_Before Competition Groups_11 | Energy Star Air Source Heat Pump | 2.147% | 0 | 1.5825 | Residential_2021_SC A_MW_Before Competition Groups_Energy Star Air Source Heat Pump
Residential | Res ¦ LED Tube Re-Lamp | 2021 | SC A | MW | Before Competition Groups | 1.2187 | 0 | 0 | 73.7004 | 0.016535 | 12 | Residential_2021_SC A_MW_Before Competition Groups_12 | LED Tube Re-Lamp | 1.654% | 0 | 1.2187 | Residential_2021_SC A_MW_Before Competition Groups_LED Tube Re-Lamp
Residential | Res ¦ Attic Insulation | 2021 | SC A | MW | Before Competition Groups | 1.0649 | 0 | 0 | 73.7004 | 0.014448 | 13 | Residential_2021_SC A_MW_Before Competition Groups_13 | Attic Insulation | 1.445% | 0 | 1.0649 | Residential_2021_SC A_MW_Before Competition Groups_Attic Insulation
Residential | Res ¦ Occupancy Sensors MF | 2021 | SC A | MW | Before Competition Groups | 1.0241 | 0 | 0 | 73.7004 | 0.013896 | 14 | Residential_2021_SC A_MW_Before Competition Groups_14 | Occupancy Sensors MF | 1.39% | 0 | 1.0241 | Residential_2021_SC A_MW_Before Competition Groups_Occupancy Sensors MF
Residential | Res ¦ ENERGY STAR LED LAMPS (REFLECTOR LAMPs/MR16/PAR 16) | 2021 | SC A | MW | Before Competition Groups | 0.97964 | 0 | 0 | 73.7004 | 0.013292 | 15 | Residential_2021_SC A_MW_Before Competition Groups_15 | ENERGY STAR LED LAMPS (REFLECTOR LAMPs/MR16/PAR 16) | 1.329% | 0 | 0.97964 | Residential_2021_SC A_MW_Before Competition Groups_ENERGY STAR LED LAMPS (REFLECTOR LAMPs/MR16/PAR 16)
Residential | Res ¦ Energy Star Torchiere | 2021 | SC A | MW | Before Competition Groups | 0.86133 | 0 | 0 | 73.7004 | 0.011687 | 16 | Residential_2021_SC A_MW_Before Competition Groups_16 | Energy Star Torchiere | 1.169% | 0 | 0.86133 | Residential_2021_SC A_MW_Before Competition Groups_Energy Star Torchiere
Residential | Res ¦ Advanced BAS/Controllers | 2021 | SC A | MW | Before Competition Groups | 0.69403 | 0 | 0 | 73.7004 | 0.0094169 | 17 | Residential_2021_SC A_MW_Before Competition Groups_17 | Advanced BAS/Controllers | 0.9417% | 0 | 0.69403 | Residential_2021_SC A_MW_Before Competition Groups_Advanced BAS/Controllers
Residential | Res ¦ Minimize Hot and Warm Clothes Wash | 2021 | SC A | MW | Before Competition Groups | 0.60999 | 0 | 0 | 73.7004 | 0.0082767 | 18 | Residential_2021_SC A_MW_Before Competition Groups_18 | Minimize Hot and Warm Clothes Wash | 0.8277% | 0 | 0.60999 | Residential_2021_SC A_MW_Before Competition Groups_Minimize Hot and Warm Clothes Wash
Residential | Res ¦ Refrigerator Recycling | 2021 | SC A | MW | Before Competition Groups | 0.5863 | 0 | 0 | 73.7004 | 0.0079552 | 19 | Residential_2021_SC A_MW_Before Competition Groups_19 | Refrigerator Recycling | 0.7955% | 0 | 0.5863 | Residential_2021_SC A_MW_Before Competition Groups_Refrigerator Recycling
Residential | Res ¦ Outside Air Economizer | 2021 | SC A | MW | Before Competition Groups | 0.44731 | 0 | 0 | 73.7004 | 0.0060693 | 20 | Residential_2021_SC A_MW_Before Competition Groups_20 | Outside Air Economizer | 0.6069% | 0 | 0.44731 | Residential_2021_SC A_MW_Before Competition Groups_Outside Air Economizer
Residential | Res ¦ Energy Star Light Fixture | 2021 | SC A | MW | Before Competition Groups | 0.39034 | 0 | 0 | 73.7004 | 0.0052963 | 21 | Residential_2021_SC A_MW_Before Competition Groups_21 | Energy Star Light Fixture | 0.5296% | 0 | 0.39034 | Residential_2021_SC A_MW_Before Competition Groups_Energy Star Light Fixture
Residential | Res ¦ Air Sealing | 2021 | SC A | MW | Before Competition Groups | 0.37131 | 0 | 0 | 73.7004 | 0.0050381 | 22 | Residential_2021_SC A_MW_Before Competition Groups_22 | Air Sealing | 0.5038% | 0 | 0.37131 | Residential_2021_SC A_MW_Before Competition Groups_Air Sealing
Residential | Res ¦ LED Parking Lot Fixture | 2021 | SC A | MW | Before Competition Groups | 0.31425 | 0 | 0 | 73.7004 | 0.0042639 | 23 | Residential_2021_SC A_MW_Before Competition Groups_23 | LED Parking Lot Fixture | 0.4264% | 0 | 0.31425 | Residential_2021_SC A_MW_Before Competition Groups_LED Parking Lot Fixture
Residential | Res ¦ ENERGY STAR LED Lamps (General Service Lamps) | 2021 | SC A | MW | Before Competition Groups | 0.2693 | 0 | 0 | 73.7004 | 0.0036539 | 24 | Residential_2021_SC A_MW_Before Competition Groups_24 | ENERGY STAR LED Lamps (General Service Lamps) | 0.3654% | 0 | 0.2693 | Residential_2021_SC A_MW_Before Competition Groups_ENERGY STAR LED Lamps (General Service Lamps)
Residential | Res ¦ Energy Star Clothes Dryer | 2021 | SC A | MW | Before Competition Groups | 0.23446 | 0 | 0 | 73.7004 | 0.0031812 | 25 | Residential_2021_SC A_MW_Before Competition Groups_25 | Energy Star Clothes Dryer | 0.3181% | 0 | 0.23446 | Residential_2021_SC A_MW_Before Competition Groups_Energy Star Clothes Dryer
Residential | Res ¦ Furnace Whistle | 2021 | SC A | MW | Before Competition Groups | 0.16983 | 0 | 0 | 73.7004 | 0.0023043 | 26 | Residential_2021_SC A_MW_Before Competition Groups_26 | Furnace Whistle | 0.2304% | 0 | 0.16983 | Residential_2021_SC A_MW_Before Competition Groups_Furnace Whistle
Residential | Res ¦ Comprehensive Draft Proofing | 2021 | SC A | MW | Before Competition Groups | 0.14059 | 0 | 0 | 73.7004 | 0.0019076 | 27 | Residential_2021_SC A_MW_Before Competition Groups_27 | Comprehensive Draft Proofing | 0.1908% | 0 | 0.14059 | Residential_2021_SC A_MW_Before Competition Groups_Comprehensive Draft Proofing
Residential | Res ¦ Variable Frequency Drive (VFD) | 2021 | SC A | MW | Before Competition Groups | 0.13997 | 0 | 0 | 73.7004 | 0.0018992 | 28 | Residential_2021_SC A_MW_Before Competition Groups_28 | Variable Frequency Drive (VFD) | 0.1899% | 0 | 0.13997 | Residential_2021_SC A_MW_Before Competition Groups_Variable Frequency Drive (VFD)
Residential | Res ¦ LED Exterior Area Lights - LED Fixture (200W) | 2021 | SC A | MW | Before Competition Groups | 0.1366 | 0 | 0 | 73.7004 | 0.0018535 | 29 | Residential_2021_SC A_MW_Before Competition Groups_29 | LED Exterior Area Lights - LED Fixture (200W) | 0.1854% | 0 | 0.1366 | Residential_2021_SC A_MW_Before Competition Groups_LED Exterior Area Lights - LED Fixture (200W)
Residential | Res ¦ Demand Control Ventilation | 2021 | SC A | MW | Before Competition Groups | 0.10734 | 0 | 0 | 73.7004 | 0.0014564 | 30 | Residential_2021_SC A_MW_Before Competition Groups_30 | Demand Control Ventilation | 0.1456% | 0 | 0.10734 | Residential_2021_SC A_MW_Before Competition Groups_Demand Control Ventilation
Residential | Res ¦ CO Sensors for parking garage exhaust fans | 2021 | SC A | MW | Before Competition Groups | 0.10549 | 0 | 0 | 73.7004 | 0.0014313 | 31 | Residential_2021_SC A_MW_Before Competition Groups_31 | CO Sensors for parking garage exhaust fans | 0.1431% | 0 | 0.10549 | Residential_2021_SC A_MW_Before Competition Groups_CO Sensors for parking garage exhaust fans
Residential | Res ¦ Water Heater Temperature Setback | 2021 | SC A | MW | Before Competition Groups | 0.087918 | 0 | 0 | 73.7004 | 0.0011929 | 32 | Residential_2021_SC A_MW_Before Competition Groups_32 | Water Heater Temperature Setback | 0.1193% | 0 | 0.087918 | Residential_2021_SC A_MW_Before Competition Groups_Water Heater Temperature Setback
Residential | Res ¦ Floor Insulation | 2021 | SC A | MW | Before Competition Groups | 0.074699 | 0 | 0 | 73.7004 | 0.0010136 | 33 | Residential_2021_SC A_MW_Before Competition Groups_33 | Floor Insulation | 0.1014% | 0 | 0.074699 | Residential_2021_SC A_MW_Before Competition Groups_Floor Insulation
Residential | Res ¦ Clothes Drying Racks | 2021 | SC A | MW | Before Competition Groups | 0.064388 | 0 | 0 | 73.7004 | 0.00087364 | 34 | Residential_2021_SC A_MW_Before Competition Groups_34 | Clothes Drying Racks | 0.08736% | 0 | 0.064388 | Residential_2021_SC A_MW_Before Competition Groups_Clothes Drying Racks
Residential | Res ¦ Duct Insulation | 2021 | SC A | MW | Before Competition Groups | 0.048349 | 0 | 0 | 73.7004 | 0.00065603 | 35 | Residential_2021_SC A_MW_Before Competition Groups_35 | Duct Insulation | 0.0656% | 0 | 0.048349 | Residential_2021_SC A_MW_Before Competition Groups_Duct Insulation
Residential | Res ¦ VFD on Pumps | 2021 | SC A | MW | Before Competition Groups | 0.040102 | 0 | 0 | 73.7004 | 0.00054412 | 36 | Residential_2021_SC A_MW_Before Competition Groups_36 | VFD on Pumps | 0.05441% | 0 | 0.040102 | Residential_2021_SC A_MW_Before Competition Groups_VFD on Pumps
Residential | Res ¦ Duct Insulation MF | 2021 | SC A | MW | Before Competition Groups | 0.025724 | 0 | 0 | 73.7004 | 0.00034904 | 37 | Residential_2021_SC A_MW_Before Competition Groups_37 | Duct Insulation MF | 0.0349% | 0 | 0.025724 | Residential_2021_SC A_MW_Before Competition Groups_Duct Insulation MF
Residential | Res ¦ Condensing Make Up Air Unit | 2021 | SC A | MW | Before Competition Groups | 0.02527 | 0 | 0 | 73.7004 | 0.00034288 | 38 | Residential_2021_SC A_MW_Before Competition Groups_38 | Condensing Make Up Air Unit | 0.03429% | 0 | 0.02527 | Residential_2021_SC A_MW_Before Competition Groups_Condensing Make Up Air Unit
Residential | Res ¦ ECM MOTORS FOR HVAC APPLICATION (FAN-POWERED VAV BOX) | 2021 | SC A | MW | Before Competition Groups | 0.021646 | 0 | 0 | 73.7004 | 0.0002937 | 39 | Residential_2021_SC A_MW_Before Competition Groups_39 | ECM MOTORS FOR HVAC APPLICATION (FAN-POWERED VAV BOX) | 0.02937% | 0 | 0.021646 | Residential_2021_SC A_MW_Before Competition Groups_ECM MOTORS FOR HVAC APPLICATION (FAN-POWERED VAV BOX)
Residential | Res ¦ Chilled Water Optimization | 2021 | SC A | MW | Before Competition Groups | 0.013295 | 0 | 0 | 73.7004 | 0.0001804 | 40 | Residential_2021_SC A_MW_Before Competition Groups_40 | Chilled Water Optimization | 0.01804% | 0 | 0.013295 | Residential_2021_SC A_MW_Before Competition Groups_Chilled Water Optimization
Residential | Res ¦ Beverage Vending Machine Controls | 2021 | SC A | MW | Before Competition Groups | 0.0094126 | 0 | 0 | 73.7004 | 0.00012771 | 41 | Residential_2021_SC A_MW_Before Competition Groups_41 | Beverage Vending Machine Controls | 0.01277% | 0 | 0.0094126 | Residential_2021_SC A_MW_Before Competition Groups_Beverage Vending Machine Controls
Residential | Res ¦ Heat Recovery Ventilator | 2021 | SC A | MW | Before Competition Groups | 0.0078108 | 0 | 0 | 73.7004 | 0.00010598 | 42 | Residential_2021_SC A_MW_Before Competition Groups_42 | Heat Recovery Ventilator | 0.0106% | 0 | 0.0078108 | Residential_2021_SC A_MW_Before Competition Groups_Heat Recovery Ventilator
Residential | Res ¦ Home Energy Reports | 2021 | SC A | MW | Before Competition Groups | 0.0072025 | 0 | 0 | 73.7004 | 9.7727e-05 | 43 | Residential_2021_SC A_MW_Before Competition Groups_43 | Home Energy Reports | 0.009773% | 0 | 0.0072025 | Residential_2021_SC A_MW_Before Competition Groups_Home Energy Reports
Residential | Res ¦ LED High Bay Fixture | 2021 | SC A | MW | Before Competition Groups | 0.0019425 | 0 | 0 | 73.7004 | 2.6356e-05 | 44 | Residential_2021_SC A_MW_Before Competition Groups_44 | LED High Bay Fixture | 0.002636% | 0 | 0.0019425 | Residential_2021_SC A_MW_Before Competition Groups_LED High Bay Fixture
Residential | Res ¦ Wall Insulation | 2021 | SC A | MW | Before Competition Groups | 0.00057584 | 0 | 0 | 73.7004 | 7.8132e-06 | 45 | Residential_2021_SC A_MW_Before Competition Groups_45 | Wall Insulation | 0.0007813% | 0 | 0.00057584 | Residential_2021_SC A_MW_Before Competition Groups_Wall Insulation
Residential | Res ¦ Wall Insulation MF | 2021 | SC A | MW | Before Competition Groups | 0.00051203 | 0 | 0 | 73.7004 | 6.9474e-06 | 46 | Residential_2021_SC A_MW_Before Competition Groups_46 | Wall Insulation MF | 0.0006947% | 0 | 0.00051203 | Residential_2021_SC A_MW_Before Competition Groups_Wall Insulation MF
Residential | Res ¦ Freezer Recycling | 2021 | SC A | MW | Before Competition Groups | 6.7132e-05 | 0 | 0 | 73.7004 | 9.1087e-07 | 47 | Residential_2021_SC A_MW_Before Competition Groups_47 | Freezer Recycling | 9.109e-05% | 0 | 6.7132e-05 | Residential_2021_SC A_MW_Before Competition Groups_Freezer Recycling
Residential | Res ¦ Energy Star LED Bulbs General Purpose LEDs | 2021 | SC A | MW | Before Competition Groups | 6.4599e-09 | 0 | 0 | 73.7004 | 8.7651e-11 | 48 | Residential_2021_SC A_MW_Before Competition Groups_48 | Energy Star LED Bulbs General Purpose LEDs | 8.765e-09% | 0 | 6.4599e-09 | Residential_2021_SC A_MW_Before Competition Groups_Energy Star LED Bulbs General Purpose LEDs
Residential | Res ¦ Energy Star Dehumidifier | 2021 | SC A | MW | Before Competition Groups | 0 | 0 | 0 | 73.7004 | 0 | 49 | Residential_2021_SC A_MW_Before Competition Groups_49 | Energy Star Dehumidifier | 0% | 0 | 0 | Residential_2021_SC A_MW_Before Competition Groups_Energy Star Dehumidifier
Residential | Res ¦ Energy Star Freezer | 2021 | SC A | MW | Before Competition Groups | 0 | 0 | 0 | 73.7004 | 0 | 50 | Residential_2021_SC A_MW_Before Competition Groups_50 | Energy Star Freezer | 0% | 0 | 0 | Residential_2021_SC A_MW_Before Competition Groups_Energy Star Freezer
Residential | Res ¦ LED Downlight | 2021 | SC A | MW | Before Competition Groups | 0 | 0 | 0 | 73.7004 | 0 | 51 | Residential_2021_SC A_MW_Before Competition Groups_51 | LED Downlight | 0% | 0 | 0 | Residential_2021_SC A_MW_Before Competition Groups_LED Downlight
Residential | Res ¦ Smart Burners | 2021 | SC A | MW | Before Competition Groups | 0 | 0 | 0 | 73.7004 | 0 | 52 | Residential_2021_SC A_MW_Before Competition Groups_52 | Smart Burners | 0% | 0 | 0 | Residential_2021_SC A_MW_Before Competition Groups_Smart Burners
Residential | Res ¦ Smart Power Bar | 2021 | SC A | MW | Before Competition Groups | 0 | 0 | 0 | 73.7004 | 0 | 53 | Residential_2021_SC A_MW_Before Competition Groups_53 | Smart Power Bar | 0% | 0 | 0 | Residential_2021_SC A_MW_Before Competition Groups_Smart Power Bar
Residential | Res ¦ Tankless Water Heater | 2021 | SC A | MW | Before Competition Groups | 0 | 0 | 0 | 73.7004 | 0 | 54 | Residential_2021_SC A_MW_Before Competition Groups_54 | Tankless Water Heater | 0% | 0 | 0 | Residential_2021_SC A_MW_Before Competition Groups_Tankless Water Heater
Residential | Res ¦ Building Recommissioning, Operations and Maintenance (O&M) Improvements | 2021 | SC B | MW | Before Competition Groups | 18.4112 | 0 | 0 | 124.7558 | 0.14758 | 1 | Residential_2021_SC B_MW_Before Competition Groups_1 | Building Recommissioning, Operations and Maintenance (O&M) Improvements | 14.76% | 0 | 18.4112 | Residential_2021_SC B_MW_Before Competition Groups_Building Recommissioning, Operations and Maintenance (O&M) Improvements
Residential | Res ¦ Variable Speed Pool Pump Motor | 2021 | SC B | MW | Before Competition Groups | 13.1497 | 0 | 0 | 124.7558 | 0.1054 | 2 | Residential_2021_SC B_MW_Before Competition Groups_2 | Variable Speed Pool Pump Motor | 10.54% | 0 | 13.1497 | Residential_2021_SC B_MW_Before Competition Groups_Variable Speed Pool Pump Motor
Residential | Res ¦ Energy Star Clothes Washer | 2021 | SC B | MW | Before Competition Groups | 12.9374 | 0 | 0 | 124.7558 | 0.1037 | 3 | Residential_2021_SC B_MW_Before Competition Groups_3 | Energy Star Clothes Washer | 10.37% | 0 | 12.9374 | Residential_2021_SC B_MW_Before Competition Groups_Energy Star Clothes Washer
Residential | Res ¦ Ductless Mini-Split Heat Pump | 2021 | SC B | MW | Before Competition Groups | 12.0466 | 0 | 0 | 124.7558 | 0.096562 | 4 | Residential_2021_SC B_MW_Before Competition Groups_4 | Ductless Mini-Split Heat Pump | 9.656% | 0 | 12.0466 | Residential_2021_SC B_MW_Before Competition Groups_Ductless Mini-Split Heat Pump
Residential | Res ¦ Adaptive Thermostat | 2021 | SC B | MW | Before Competition Groups | 11.2413 | 0 | 0 | 124.7558 | 0.090107 | 5 | Residential_2021_SC B_MW_Before Competition Groups_5 | Adaptive Thermostat | 9.011% | 0 | 11.2413 | Residential_2021_SC B_MW_Before Competition Groups_Adaptive Thermostat
Residential | Res ¦ Energy Star LED Bulbs General Purpose LEDs | 2021 | SC B | MW | Before Competition Groups | 8.8546 | 0 | 0 | 124.7558 | 0.070976 | 6 | Residential_2021_SC B_MW_Before Competition Groups_6 | Energy Star LED Bulbs General Purpose LEDs | 7.098% | 0 | 8.8546 | Residential_2021_SC B_MW_Before Competition Groups_Energy Star LED Bulbs General Purpose LEDs
Residential | Res ¦ Energy Star LED Specialty Bulbs | 2021 | SC B | MW | Before Competition Groups | 8.207 | 0 | 0 | 124.7558 | 0.065785 | 7 | Residential_2021_SC B_MW_Before Competition Groups_7 | Energy Star LED Specialty Bulbs | 6.578% | 0 | 8.207 | Residential_2021_SC B_MW_Before Competition Groups_Energy Star LED Specialty Bulbs
Residential | Res ¦ Energy Star A Line, PAR, MR Lamps | 2021 | SC B | MW | Before Competition Groups | 4.6786 | 0 | 0 | 124.7558 | 0.037502 | 8 | Residential_2021_SC B_MW_Before Competition Groups_8 | Energy Star A Line, PAR, MR Lamps | 3.75% | 0 | 4.6786 | Residential_2021_SC B_MW_Before Competition Groups_Energy Star A Line, PAR, MR Lamps
Residential | Res ¦ Energy Star Room Air Conditioner | 2021 | SC B | MW | Before Competition Groups | 3.0531 | 0 | 0 | 124.7558 | 0.024473 | 9 | Residential_2021_SC B_MW_Before Competition Groups_9 | Energy Star Room Air Conditioner | 2.447% | 0 | 3.0531 | Residential_2021_SC B_MW_Before Competition Groups_Energy Star Room Air Conditioner
Residential | Res ¦ Basement Wall Insulation | 2021 | SC B | MW | Before Competition Groups | 2.9066 | 0 | 0 | 124.7558 | 0.023299 | 10 | Residential_2021_SC B_MW_Before Competition Groups_10 | Basement Wall Insulation | 2.33% | 0 | 2.9066 | Residential_2021_SC B_MW_Before Competition Groups_Basement Wall Insulation
Residential | Res ¦ Occupancy Sensors MF | 2021 | SC B | MW | Before Competition Groups | 2.7434 | 0 | 0 | 124.7558 | 0.02199 | 11 | Residential_2021_SC B_MW_Before Competition Groups_11 | Occupancy Sensors MF | 2.199% | 0 | 2.7434 | Residential_2021_SC B_MW_Before Competition Groups_Occupancy Sensors MF
Residential | Res ¦ Advanced BAS/Controllers | 2021 | SC B | MW | Before Competition Groups | 2.6943 | 0 | 0 | 124.7558 | 0.021597 | 12 | Residential_2021_SC B_MW_Before Competition Groups_12 | Advanced BAS/Controllers | 2.16% | 0 | 2.6943 | Residential_2021_SC B_MW_Before Competition Groups_Advanced BAS/Controllers
Residential | Res ¦ Clothes Drying Racks | 2021 | SC B | MW | Before Competition Groups | 2.4921 | 0 | 0 | 124.7558 | 0.019976 | 13 | Residential_2021_SC B_MW_Before Competition Groups_13 | Clothes Drying Racks | 1.998% | 0 | 2.4921 | Residential_2021_SC B_MW_Before Competition Groups_Clothes Drying Racks
Residential | Res ¦ Attic Insulation | 2021 | SC B | MW | Before Competition Groups | 2.2419 | 0 | 0 | 124.7558 | 0.01797 | 14 | Residential_2021_SC B_MW_Before Competition Groups_14 | Attic Insulation | 1.797% | 0 | 2.2419 | Residential_2021_SC B_MW_Before Competition Groups_Attic Insulation
Residential | Res ¦ High Efficiency Chiller (avg of water and air cooled) | 2021 | SC B | MW | Before Competition Groups | 2.1459 | 0 | 0 | 124.7558 | 0.017201 | 15 | Residential_2021_SC B_MW_Before Competition Groups_15 | High Efficiency Chiller (avg of water and air cooled) | 1.72% | 0 | 2.1459 | Residential_2021_SC B_MW_Before Competition Groups_High Efficiency Chiller (avg of water and air cooled)
Residential | Res ¦ Refrigerator Recycling | 2021 | SC B | MW | Before Competition Groups | 2.113 | 0 | 0 | 124.7558 | 0.016937 | 16 | Residential_2021_SC B_MW_Before Competition Groups_16 | Refrigerator Recycling | 1.694% | 0 | 2.113 | Residential_2021_SC B_MW_Before Competition Groups_Refrigerator Recycling
Residential | Res ¦ Freezer Recycling | 2021 | SC B | MW | Before Competition Groups | 1.9622 | 0 | 0 | 124.7558 | 0.015728 | 17 | Residential_2021_SC B_MW_Before Competition Groups_17 | Freezer Recycling | 1.573% | 0 | 1.9622 | Residential_2021_SC B_MW_Before Competition Groups_Freezer Recycling
Residential | Res ¦ Energy Star Air Source Heat Pump | 2021 | SC B | MW | Before Competition Groups | 1.8959 | 0 | 0 | 124.7558 | 0.015197 | 18 | Residential_2021_SC B_MW_Before Competition Groups_18 | Energy Star Air Source Heat Pump | 1.52% | 0 | 1.8959 | Residential_2021_SC B_MW_Before Competition Groups_Energy Star Air Source Heat Pump
Residential | Res ¦ LED Tube Re-Lamp | 2021 | SC B | MW | Before Competition Groups | 1.2187 | 0 | 0 | 124.7558 | 0.0097684 | 19 | Residential_2021_SC B_MW_Before Competition Groups_19 | LED Tube Re-Lamp | 0.9768% | 0 | 1.2187 | Residential_2021_SC B_MW_Before Competition Groups_LED Tube Re-Lamp
Residential | Res ¦ Energy Star Torchiere | 2021 | SC B | MW | Before Competition Groups | 1.0756 | 0 | 0 | 124.7558 | 0.0086214 | 20 | Residential_2021_SC B_MW_Before Competition Groups_20 | Energy Star Torchiere | 0.8621% | 0 | 1.0756 | Residential_2021_SC B_MW_Before Competition Groups_Energy Star Torchiere
Residential | Res ¦ ENERGY STAR LED LAMPS (REFLECTOR LAMPs/MR16/PAR 16) | 2021 | SC B | MW | Before Competition Groups | 0.97964 | 0 | 0 | 124.7558 | 0.0078525 | 21 | Residential_2021_SC B_MW_Before Competition Groups_21 | ENERGY STAR LED LAMPS (REFLECTOR LAMPs/MR16/PAR 16) | 0.7852% | 0 | 0.97964 | Residential_2021_SC B_MW_Before Competition Groups_ENERGY STAR LED LAMPS (REFLECTOR LAMPs/MR16/PAR 16)
Residential | Res ¦ Outside Air Economizer | 2021 | SC B | MW | Before Competition Groups | 0.76256 | 0 | 0 | 124.7558 | 0.0061124 | 22 | Residential_2021_SC B_MW_Before Competition Groups_22 | Outside Air Economizer | 0.6112% | 0 | 0.76256 | Residential_2021_SC B_MW_Before Competition Groups_Outside Air Economizer
Residential | Res ¦ Air Sealing | 2021 | SC B | MW | Before Competition Groups | 0.61824 | 0 | 0 | 124.7558 | 0.0049556 | 23 | Residential_2021_SC B_MW_Before Competition Groups_23 | Air Sealing | 0.4956% | 0 | 0.61824 | Residential_2021_SC B_MW_Before Competition Groups_Air Sealing
Residential | Res ¦ Minimize Hot and Warm Clothes Wash | 2021 | SC B | MW | Before Competition Groups | 0.60999 | 0 | 0 | 124.7558 | 0.0048895 | 24 | Residential_2021_SC B_MW_Before Competition Groups_24 | Minimize Hot and Warm Clothes Wash | 0.4889% | 0 | 0.60999 | Residential_2021_SC B_MW_Before Competition Groups_Minimize Hot and Warm Clothes Wash
Residential | Res ¦ Floor Insulation | 2021 | SC B | MW | Before Competition Groups | 0.58736 | 0 | 0 | 124.7558 | 0.0047081 | 25 | Residential_2021_SC B_MW_Before Competition Groups_25 | Floor Insulation | 0.4708% | 0 | 0.58736 | Residential_2021_SC B_MW_Before Competition Groups_Floor Insulation
Residential | Res ¦ Energy Star Light Fixture | 2021 | SC B | MW | Before Competition Groups | 0.52143 | 0 | 0 | 124.7558 | 0.0041796 | 26 | Residential_2021_SC B_MW_Before Competition Groups_26 | Energy Star Light Fixture | 0.418% | 0 | 0.52143 | Residential_2021_SC B_MW_Before Competition Groups_Energy Star Light Fixture
Residential | Res ¦ Energy Star Clothes Dryer | 2021 | SC B | MW | Before Competition Groups | 0.48789 | 0 | 0 | 124.7558 | 0.0039107 | 27 | Residential_2021_SC B_MW_Before Competition Groups_27 | Energy Star Clothes Dryer | 0.3911% | 0 | 0.48789 | Residential_2021_SC B_MW_Before Competition Groups_Energy Star Clothes Dryer
Residential | Res ¦ Duct Insulation | 2021 | SC B | MW | Before Competition Groups | 0.48427 | 0 | 0 | 124.7558 | 0.0038817 | 28 | Residential_2021_SC B_MW_Before Competition Groups_28 | Duct Insulation | 0.3882% | 0 | 0.48427 | Residential_2021_SC B_MW_Before Competition Groups_Duct Insulation
Residential | Res ¦ Demand Control Ventilation | 2021 | SC B | MW | Before Competition Groups | 0.47348 | 0 | 0 | 124.7558 | 0.0037952 | 29 | Residential_2021_SC B_MW_Before Competition Groups_29 | Demand Control Ventilation | 0.3795% | 0 | 0.47348 | Residential_2021_SC B_MW_Before Competition Groups_Demand Control Ventilation
Residential | Res ¦ Furnace Whistle | 2021 | SC B | MW | Before Competition Groups | 0.4551 | 0 | 0 | 124.7558 | 0.0036479 | 30 | Residential_2021_SC B_MW_Before Competition Groups_30 | Furnace Whistle | 0.3648% | 0 | 0.4551 | Residential_2021_SC B_MW_Before Competition Groups_Furnace Whistle
Residential | Res ¦ Comprehensive Draft Proofing | 2021 | SC B | MW | Before Competition Groups | 0.38672 | 0 | 0 | 124.7558 | 0.0030998 | 31 | Residential_2021_SC B_MW_Before Competition Groups_31 | Comprehensive Draft Proofing | 0.31% | 0 | 0.38672 | Residential_2021_SC B_MW_Before Competition Groups_Comprehensive Draft Proofing
Residential | Res ¦ Variable Frequency Drive (VFD) | 2021 | SC B | MW | Before Competition Groups | 0.37506 | 0 | 0 | 124.7558 | 0.0030064 | 32 | Residential_2021_SC B_MW_Before Competition Groups_32 | Variable Frequency Drive (VFD) | 0.3006% | 0 | 0.37506 | Residential_2021_SC B_MW_Before Competition Groups_Variable Frequency Drive (VFD)
Residential | Res ¦ LED Parking Lot Fixture | 2021 | SC B | MW | Before Competition Groups | 0.34658 | 0 | 0 | 124.7558 | 0.0027781 | 33 | Residential_2021_SC B_MW_Before Competition Groups_33 | LED Parking Lot Fixture | 0.2778% | 0 | 0.34658 | Residential_2021_SC B_MW_Before Competition Groups_LED Parking Lot Fixture
Residential | Res ¦ CO Sensors for parking garage exhaust fans | 2021 | SC B | MW | Before Competition Groups | 0.34046 | 0 | 0 | 124.7558 | 0.002729 | 34 | Residential_2021_SC B_MW_Before Competition Groups_34 | CO Sensors for parking garage exhaust fans | 0.2729% | 0 | 0.34046 | Residential_2021_SC B_MW_Before Competition Groups_CO Sensors for parking garage exhaust fans
Residential | Res ¦ ENERGY STAR LED Lamps (General Service Lamps) | 2021 | SC B | MW | Before Competition Groups | 0.2693 | 0 | 0 | 124.7558 | 0.0021586 | 35 | Residential_2021_SC B_MW_Before Competition Groups_35 | ENERGY STAR LED Lamps (General Service Lamps) | 0.2159% | 0 | 0.2693 | Residential_2021_SC B_MW_Before Competition Groups_ENERGY STAR LED Lamps (General Service Lamps)
Residential | Res ¦ Water Heater Temperature Setback | 2021 | SC B | MW | Before Competition Groups | 0.23722 | 0 | 0 | 124.7558 | 0.0019015 | 36 | Residential_2021_SC B_MW_Before Competition Groups_36 | Water Heater Temperature Setback | 0.1901% | 0 | 0.23722 | Residential_2021_SC B_MW_Before Competition Groups_Water Heater Temperature Setback
Residential | Res ¦ Duct Insulation MF | 2021 | SC B | MW | Before Competition Groups | 0.22651 | 0 | 0 | 124.7558 | 0.0018156 | 37 | Residential_2021_SC B_MW_Before Competition Groups_37 | Duct Insulation MF | 0.1816% | 0 | 0.22651 | Residential_2021_SC B_MW_Before Competition Groups_Duct Insulation MF
Residential | Res ¦ LED Exterior Area Lights - LED Fixture (200W) | 2021 | SC B | MW | Before Competition Groups | 0.1366 | 0 | 0 | 124.7558 | 0.001095 | 38 | Residential_2021_SC B_MW_Before Competition Groups_38 | LED Exterior Area Lights - LED Fixture (200W) | 0.1095% | 0 | 0.1366 | Residential_2021_SC B_MW_Before Competition Groups_LED Exterior Area Lights - LED Fixture (200W)
Residential | Res ¦ VFD on Pumps | 2021 | SC B | MW | Before Competition Groups | 0.11533 | 0 | 0 | 124.7558 | 0.00092448 | 39 | Residential_2021_SC B_MW_Before Competition Groups_39 | VFD on Pumps | 0.09245% | 0 | 0.11533 | Residential_2021_SC B_MW_Before Competition Groups_VFD on Pumps
Residential | Res ¦ Condensing Make Up Air Unit | 2021 | SC B | MW | Before Competition Groups | 0.10282 | 0 | 0 | 124.7558 | 0.00082419 | 40 | Residential_2021_SC B_MW_Before Competition Groups_40 | Condensing Make Up Air Unit | 0.08242% | 0 | 0.10282 | Residential_2021_SC B_MW_Before Competition Groups_Condensing Make Up Air Unit
Residential | Res ¦ ECM MOTORS FOR HVAC APPLICATION (FAN-POWERED VAV BOX) | 2021 | SC B | MW | Before Competition Groups | 0.055088 | 0 | 0 | 124.7558 | 0.00044157 | 41 | Residential_2021_SC B_MW_Before Competition Groups_41 | ECM MOTORS FOR HVAC APPLICATION (FAN-POWERED VAV BOX) | 0.04416% | 0 | 0.055088 | Residential_2021_SC B_MW_Before Competition Groups_ECM MOTORS FOR HVAC APPLICATION (FAN-POWERED VAV BOX)
Residential | Res ¦ Heat Recovery Ventilator | 2021 | SC B | MW | Before Competition Groups | 0.052466 | 0 | 0 | 124.7558 | 0.00042055 | 42 | Residential_2021_SC B_MW_Before Competition Groups_42 | Heat Recovery Ventilator | 0.04206% | 0 | 0.052466 | Residential_2021_SC B_MW_Before Competition Groups_Heat Recovery Ventilator
Residential | Res ¦ Beverage Vending Machine Controls | 2021 | SC B | MW | Before Competition Groups | 0.026462 | 0 | 0 | 124.7558 | 0.00021211 | 43 | Residential_2021_SC B_MW_Before Competition Groups_43 | Beverage Vending Machine Controls | 0.02121% | 0 | 0.026462 | Residential_2021_SC B_MW_Before Competition Groups_Beverage Vending Machine Controls
Residential | Res ¦ Chilled Water Optimization | 2021 | SC B | MW | Before Competition Groups | 0.015432 | 0 | 0 | 124.7558 | 0.0001237 | 44 | Residential_2021_SC B_MW_Before Competition Groups_44 | Chilled Water Optimization | 0.01237% | 0 | 0.015432 | Residential_2021_SC B_MW_Before Competition Groups_Chilled Water Optimization
Residential | Res ¦ Wall Insulation | 2021 | SC B | MW | Before Competition Groups | 0.0084426 | 0 | 0 | 124.7558 | 6.7673e-05 | 45 | Residential_2021_SC B_MW_Before Competition Groups_45 | Wall Insulation | 0.006767% | 0 | 0.0084426 | Residential_2021_SC B_MW_Before Competition Groups_Wall Insulation
Residential | Res ¦ Home Energy Reports | 2021 | SC B | MW | Before Competition Groups | 0.0072025 | 0 | 0 | 124.7558 | 5.7733e-05 | 46 | Residential_2021_SC B_MW_Before Competition Groups_46 | Home Energy Reports | 0.005773% | 0 | 0.0072025 | Residential_2021_SC B_MW_Before Competition Groups_Home Energy Reports
Residential | Res ¦ LED High Bay Fixture | 2021 | SC B | MW | Before Competition Groups | 0.0042938 | 0 | 0 | 124.7558 | 3.4417e-05 | 47 | Residential_2021_SC B_MW_Before Competition Groups_47 | LED High Bay Fixture | 0.003442% | 0 | 0.0042938 | Residential_2021_SC B_MW_Before Competition Groups_LED High Bay Fixture
Residential | Res ¦ Wall Insulation MF | 2021 | SC B | MW | Before Competition Groups | 0.000512 | 0 | 0 | 124.7558 | 4.104e-06 | 48 | Residential_2021_SC B_MW_Before Competition Groups_48 | Wall Insulation MF | 0.0004104% | 0 | 0.000512 | Residential_2021_SC B_MW_Before Competition Groups_Wall Insulation MF
Residential | Res ¦ Energy Star Dehumidifier | 2021 | SC B | MW | Before Competition Groups | 0 | 0 | 0 | 124.7558 | 0 | 49 | Residential_2021_SC B_MW_Before Competition Groups_49 | Energy Star Dehumidifier | 0% | 0 | 0 | Residential_2021_SC B_MW_Before Competition Groups_Energy Star Dehumidifier
Residential | Res ¦ Energy Star Freezer | 2021 | SC B | MW | Before Competition Groups | 0 | 0 | 0 | 124.7558 | 0 | 50 | Residential_2021_SC B_MW_Before Competition Groups_50 | Energy Star Freezer | 0% | 0 | 0 | Residential_2021_SC B_MW_Before Competition Groups_Energy Star Freezer
Residential | Res ¦ LED Downlight | 2021 | SC B | MW | Before Competition Groups | 0 | 0 | 0 | 124.7558 | 0 | 51 | Residential_2021_SC B_MW_Before Competition Groups_51 | LED Downlight | 0% | 0 | 0 | Residential_2021_SC B_MW_Before Competition Groups_LED Downlight
Residential | Res ¦ Smart Burners | 2021 | SC B | MW | Before Competition Groups | 0 | 0 | 0 | 124.7558 | 0 | 52 | Residential_2021_SC B_MW_Before Competition Groups_52 | Smart Burners | 0% | 0 | 0 | Residential_2021_SC B_MW_Before Competition Groups_Smart Burners
Residential | Res ¦ Smart Power Bar | 2021 | SC B | MW | Before Competition Groups | 0 | 0 | 0 | 124.7558 | 0 | 53 | Residential_2021_SC B_MW_Before Competition Groups_53 | Smart Power Bar | 0% | 0 | 0 | Residential_2021_SC B_MW_Before Competition Groups_Smart Power Bar
Residential | Res ¦ Tankless Water Heater | 2021 | SC B | MW | Before Competition Groups | 0 | 0 | 0 | 124.7558 | 0 | 54 | Residential_2021_SC B_MW_Before Competition Groups_54 | Tankless Water Heater | 0% | 0 | 0 | Residential_2021_SC B_MW_Before Competition Groups_Tankless Water Heater
Residential | Res ¦ Energy Star LED Specialty Bulbs | 2021 | SC C | MW | Before Competition Groups | 16.8881 | 0 | 0 | 86.3227 | 0.19564 | 1 | Residential_2021_SC C_MW_Before Competition Groups_1 | Energy Star LED Specialty Bulbs | 19.56% | 0 | 16.8881 | Residential_2021_SC C_MW_Before Competition Groups_Energy Star LED Specialty Bulbs
Residential | Res ¦ Energy Star Clothes Washer | 2021 | SC C | MW | Before Competition Groups | 12.1047 | 0 | 0 | 86.3227 | 0.14023 | 2 | Residential_2021_SC C_MW_Before Competition Groups_2 | Energy Star Clothes Washer | 14.02% | 0 | 12.1047 | Residential_2021_SC C_MW_Before Competition Groups_Energy Star Clothes Washer
Residential | Res ¦ Ductless Mini-Split Heat Pump | 2021 | SC C | MW | Before Competition Groups | 10.8012 | 0 | 0 | 86.3227 | 0.12513 | 3 | Residential_2021_SC C_MW_Before Competition Groups_3 | Ductless Mini-Split Heat Pump | 12.51% | 0 | 10.8012 | Residential_2021_SC C_MW_Before Competition Groups_Ductless Mini-Split Heat Pump
Residential | Res ¦ Adaptive Thermostat | 2021 | SC C | MW | Before Competition Groups | 8.0572 | 0 | 0 | 86.3227 | 0.093339 | 4 | Residential_2021_SC C_MW_Before Competition Groups_4 | Adaptive Thermostat | 9.334% | 0 | 8.0572 | Residential_2021_SC C_MW_Before Competition Groups_Adaptive Thermostat
Residential | Res ¦ Building Recommissioning, Operations and Maintenance (O&M) Improvements | 2021 | SC C | MW | Before Competition Groups | 6.8706 | 0 | 0 | 86.3227 | 0.079592 | 5 | Residential_2021_SC C_MW_Before Competition Groups_5 | Building Recommissioning, Operations and Maintenance (O&M) Improvements | 7.959% | 0 | 6.8706 | Residential_2021_SC C_MW_Before Competition Groups_Building Recommissioning, Operations and Maintenance (O&M) Improvements
Residential | Res ¦ Variable Speed Pool Pump Motor | 2021 | SC C | MW | Before Competition Groups | 4.9076 | 0 | 0 | 86.3227 | 0.056852 | 6 | Residential_2021_SC C_MW_Before Competition Groups_6 | Variable Speed Pool Pump Motor | 5.685% | 0 | 4.9076 | Residential_2021_SC C_MW_Before Competition Groups_Variable Speed Pool Pump Motor
Residential | Res ¦ Energy Star A Line, PAR, MR Lamps | 2021 | SC C | MW | Before Competition Groups | 3.9327 | 0 | 0 | 86.3227 | 0.045558 | 7 | Residential_2021_SC C_MW_Before Competition Groups_7 | Energy Star A Line, PAR, MR Lamps | 4.556% | 0 | 3.9327 | Residential_2021_SC C_MW_Before Competition Groups_Energy Star A Line, PAR, MR Lamps
Residential | Res ¦ Basement Wall Insulation | 2021 | SC C | MW | Before Competition Groups | 2.907 | 0 | 0 | 86.3227 | 0.033676 | 8 | Residential_2021_SC C_MW_Before Competition Groups_8 | Basement Wall Insulation | 3.368% | 0 | 2.907 | Residential_2021_SC C_MW_Before Competition Groups_Basement Wall Insulation
Residential | Res ¦ Energy Star Room Air Conditioner | 2021 | SC C | MW | Before Competition Groups | 2.8028 | 0 | 0 | 86.3227 | 0.032469 | 9 | Residential_2021_SC C_MW_Before Competition Groups_9 | Energy Star Room Air Conditioner | 3.247% | 0 | 2.8028 | Residential_2021_SC C_MW_Before Competition Groups_Energy Star Room Air Conditioner
Residential | Res ¦ Attic Insulation | 2021 | SC C | MW | Before Competition Groups | 2.1975 | 0 | 0 | 86.3227 | 0.025456 | 10 | Residential_2021_SC C_MW_Before Competition Groups_10 | Attic Insulation | 2.546% | 0 | 2.1975 | Residential_2021_SC C_MW_Before Competition Groups_Attic Insulation
Residential | Res ¦ High Efficiency Chiller (avg of water and air cooled) | 2021 | SC C | MW | Before Competition Groups | 2.112 | 0 | 0 | 86.3227 | 0.024467 | 11 | Residential_2021_SC C_MW_Before Competition Groups_11 | High Efficiency Chiller (avg of water and air cooled) | 2.447% | 0 | 2.112 | Residential_2021_SC C_MW_Before Competition Groups_High Efficiency Chiller (avg of water and air cooled)
Residential | Res ¦ Energy Star Air Source Heat Pump | 2021 | SC C | MW | Before Competition Groups | 1.5825 | 0 | 0 | 86.3227 | 0.018332 | 12 | Residential_2021_SC C_MW_Before Competition Groups_12 | Energy Star Air Source Heat Pump | 1.833% | 0 | 1.5825 | Residential_2021_SC C_MW_Before Competition Groups_Energy Star Air Source Heat Pump
Residential | Res ¦ LED Tube Re-Lamp | 2021 | SC C | MW | Before Competition Groups | 1.2187 | 0 | 0 | 86.3227 | 0.014117 | 13 | Residential_2021_SC C_MW_Before Competition Groups_13 | LED Tube Re-Lamp | 1.412% | 0 | 1.2187 | Residential_2021_SC C_MW_Before Competition Groups_LED Tube Re-Lamp
Residential | Res ¦ Occupancy Sensors MF | 2021 | SC C | MW | Before Competition Groups | 1.0241 | 0 | 0 | 86.3227 | 0.011864 | 14 | Residential_2021_SC C_MW_Before Competition Groups_14 | Occupancy Sensors MF | 1.186% | 0 | 1.0241 | Residential_2021_SC C_MW_Before Competition Groups_Occupancy Sensors MF
Residential | Res ¦ Advanced BAS/Controllers | 2021 | SC C | MW | Before Competition Groups | 1.0056 | 0 | 0 | 86.3227 | 0.011649 | 15 | Residential_2021_SC C_MW_Before Competition Groups_15 | Advanced BAS/Controllers | 1.165% | 0 | 1.0056 | Residential_2021_SC C_MW_Before Competition Groups_Advanced BAS/Controllers
Residential | Res ¦ ENERGY STAR LED LAMPS (REFLECTOR LAMPs/MR16/PAR 16) | 2021 | SC C | MW | Before Competition Groups | 0.97964 | 0 | 0 | 86.3227 | 0.011349 | 16 | Residential_2021_SC C_MW_Before Competition Groups_16 | ENERGY STAR LED LAMPS (REFLECTOR LAMPs/MR16/PAR 16) | 1.135% | 0 | 0.97964 | Residential_2021_SC C_MW_Before Competition Groups_ENERGY STAR LED LAMPS (REFLECTOR LAMPs/MR16/PAR 16)
Residential | Res ¦ Energy Star Torchiere | 2021 | SC C | MW | Before Competition Groups | 0.86133 | 0 | 0 | 86.3227 | 0.009978 | 17 | Residential_2021_SC C_MW_Before Competition Groups_17 | Energy Star Torchiere | 0.9978% | 0 | 0.86133 | Residential_2021_SC C_MW_Before Competition Groups_Energy Star Torchiere
Residential | Res ¦ Refrigerator Recycling | 2021 | SC C | MW | Before Competition Groups | 0.7886 | 0 | 0 | 86.3227 | 0.0091355 | 18 | Residential_2021_SC C_MW_Before Competition Groups_18 | Refrigerator Recycling | 0.9135% | 0 | 0.7886 | Residential_2021_SC C_MW_Before Competition Groups_Refrigerator Recycling
Residential | Res ¦ Minimize Hot and Warm Clothes Wash | 2021 | SC C | MW | Before Competition Groups | 0.60999 | 0 | 0 | 86.3227 | 0.0070664 | 19 | Residential_2021_SC C_MW_Before Competition Groups_19 | Minimize Hot and Warm Clothes Wash | 0.7066% | 0 | 0.60999 | Residential_2021_SC C_MW_Before Competition Groups_Minimize Hot and Warm Clothes Wash
Residential | Res ¦ Air Sealing | 2021 | SC C | MW | Before Competition Groups | 0.57124 | 0 | 0 | 86.3227 | 0.0066175 | 20 | Residential_2021_SC C_MW_Before Competition Groups_20 | Air Sealing | 0.6618% | 0 | 0.57124 | Residential_2021_SC C_MW_Before Competition Groups_Air Sealing
Residential | Res ¦ Energy Star Light Fixture | 2021 | SC C | MW | Before Competition Groups | 0.4925 | 0 | 0 | 86.3227 | 0.0057053 | 21 | Residential_2021_SC C_MW_Before Competition Groups_21 | Energy Star Light Fixture | 0.5705% | 0 | 0.4925 | Residential_2021_SC C_MW_Before Competition Groups_Energy Star Light Fixture
Residential | Res ¦ Energy Star Clothes Dryer | 2021 | SC C | MW | Before Competition Groups | 0.48802 | 0 | 0 | 86.3227 | 0.0056534 | 22 | Residential_2021_SC C_MW_Before Competition Groups_22 | Energy Star Clothes Dryer | 0.5653% | 0 | 0.48802 | Residential_2021_SC C_MW_Before Competition Groups_Energy Star Clothes Dryer
Residential | Res ¦ Floor Insulation | 2021 | SC C | MW | Before Competition Groups | 0.46191 | 0 | 0 | 86.3227 | 0.005351 | 23 | Residential_2021_SC C_MW_Before Competition Groups_23 | Floor Insulation | 0.5351% | 0 | 0.46191 | Residential_2021_SC C_MW_Before Competition Groups_Floor Insulation
Residential | Res ¦ Outside Air Economizer | 2021 | SC C | MW | Before Competition Groups | 0.44731 | 0 | 0 | 86.3227 | 0.0051819 | 24 | Residential_2021_SC C_MW_Before Competition Groups_24 | Outside Air Economizer | 0.5182% | 0 | 0.44731 | Residential_2021_SC C_MW_Before Competition Groups_Outside Air Economizer
Residential | Res ¦ LED Parking Lot Fixture | 2021 | SC C | MW | Before Competition Groups | 0.31425 | 0 | 0 | 86.3227 | 0.0036404 | 25 | Residential_2021_SC C_MW_Before Competition Groups_25 | LED Parking Lot Fixture | 0.364% | 0 | 0.31425 | Residential_2021_SC C_MW_Before Competition Groups_LED Parking Lot Fixture
Residential | Res ¦ ENERGY STAR LED Lamps (General Service Lamps) | 2021 | SC C | MW | Before Competition Groups | 0.2693 | 0 | 0 | 86.3227 | 0.0031197 | 26 | Residential_2021_SC C_MW_Before Competition Groups_26 | ENERGY STAR LED Lamps (General Service Lamps) | 0.312% | 0 | 0.2693 | Residential_2021_SC C_MW_Before Competition Groups_ENERGY STAR LED Lamps (General Service Lamps)
Residential | Res ¦ Duct Insulation MF | 2021 | SC C | MW | Before Competition Groups | 0.20883 | 0 | 0 | 86.3227 | 0.0024192 | 27 | Residential_2021_SC C_MW_Before Competition Groups_27 | Duct Insulation MF | 0.2419% | 0 | 0.20883 | Residential_2021_SC C_MW_Before Competition Groups_Duct Insulation MF
Residential | Res ¦ Demand Control Ventilation | 2021 | SC C | MW | Before Competition Groups | 0.17673 | 0 | 0 | 86.3227 | 0.0020473 | 28 | Residential_2021_SC C_MW_Before Competition Groups_28 | Demand Control Ventilation | 0.2047% | 0 | 0.17673 | Residential_2021_SC C_MW_Before Competition Groups_Demand Control Ventilation
Residential | Res ¦ Furnace Whistle | 2021 | SC C | MW | Before Competition Groups | 0.16983 | 0 | 0 | 86.3227 | 0.0019674 | 29 | Residential_2021_SC C_MW_Before Competition Groups_29 | Furnace Whistle | 0.1967% | 0 | 0.16983 | Residential_2021_SC C_MW_Before Competition Groups_Furnace Whistle
Residential | Res ¦ Duct Insulation | 2021 | SC C | MW | Before Competition Groups | 0.15301 | 0 | 0 | 86.3227 | 0.0017726 | 30 | Residential_2021_SC C_MW_Before Competition Groups_30 | Duct Insulation | 0.1773% | 0 | 0.15301 | Residential_2021_SC C_MW_Before Competition Groups_Duct Insulation
Residential | Res ¦ Comprehensive Draft Proofing | 2021 | SC C | MW | Before Competition Groups | 0.14431 | 0 | 0 | 86.3227 | 0.0016718 | 31 | Residential_2021_SC C_MW_Before Competition Groups_31 | Comprehensive Draft Proofing | 0.1672% | 0 | 0.14431 | Residential_2021_SC C_MW_Before Competition Groups_Comprehensive Draft Proofing
Residential | Res ¦ Variable Frequency Drive (VFD) | 2021 | SC C | MW | Before Competition Groups | 0.13997 | 0 | 0 | 86.3227 | 0.0016215 | 32 | Residential_2021_SC C_MW_Before Competition Groups_32 | Variable Frequency Drive (VFD) | 0.1622% | 0 | 0.13997 | Residential_2021_SC C_MW_Before Competition Groups_Variable Frequency Drive (VFD)
Residential | Res ¦ CO Sensors for parking garage exhaust fans | 2021 | SC C | MW | Before Competition Groups | 0.13959 | 0 | 0 | 86.3227 | 0.0016171 | 33 | Residential_2021_SC C_MW_Before Competition Groups_33 | CO Sensors for parking garage exhaust fans | 0.1617% | 0 | 0.13959 | Residential_2021_SC C_MW_Before Competition Groups_CO Sensors for parking garage exhaust fans
Residential | Res ¦ LED Exterior Area Lights - LED Fixture (200W) | 2021 | SC C | MW | Before Competition Groups | 0.1366 | 0 | 0 | 86.3227 | 0.0015825 | 34 | Residential_2021_SC C_MW_Before Competition Groups_34 | LED Exterior Area Lights - LED Fixture (200W) | 0.1582% | 0 | 0.1366 | Residential_2021_SC C_MW_Before Competition Groups_LED Exterior Area Lights - LED Fixture (200W)
Residential | Res ¦ Water Heater Temperature Setback | 2021 | SC C | MW | Before Competition Groups | 0.088525 | 0 | 0 | 86.3227 | 0.0010255 | 35 | Residential_2021_SC C_MW_Before Competition Groups_35 | Water Heater Temperature Setback | 0.1026% | 0 | 0.088525 | Residential_2021_SC C_MW_Before Competition Groups_Water Heater Temperature Setback
Residential | Res ¦ Condensing Make Up Air Unit | 2021 | SC C | MW | Before Competition Groups | 0.087912 | 0 | 0 | 86.3227 | 0.0010184 | 36 | Residential_2021_SC C_MW_Before Competition Groups_36 | Condensing Make Up Air Unit | 0.1018% | 0 | 0.087912 | Residential_2021_SC C_MW_Before Competition Groups_Condensing Make Up Air Unit
Residential | Res ¦ Clothes Drying Racks | 2021 | SC C | MW | Before Competition Groups | 0.064388 | 0 | 0 | 86.3227 | 0.0007459 | 37 | Residential_2021_SC C_MW_Before Competition Groups_37 | Clothes Drying Racks | 0.07459% | 0 | 0.064388 | Residential_2021_SC C_MW_Before Competition Groups_Clothes Drying Racks
Residential | Res ¦ VFD on Pumps | 2021 | SC C | MW | Before Competition Groups | 0.043043 | 0 | 0 | 86.3227 | 0.00049863 | 38 | Residential_2021_SC C_MW_Before Competition Groups_38 | VFD on Pumps | 0.04986% | 0 | 0.043043 | Residential_2021_SC C_MW_Before Competition Groups_VFD on Pumps
Residential | Res ¦ ECM MOTORS FOR HVAC APPLICATION (FAN-POWERED VAV BOX) | 2021 | SC C | MW | Before Competition Groups | 0.021695 | 0 | 0 | 86.3227 | 0.00025132 | 39 | Residential_2021_SC C_MW_Before Competition Groups_39 | ECM MOTORS FOR HVAC APPLICATION (FAN-POWERED VAV BOX) | 0.02513% | 0 | 0.021695 | Residential_2021_SC C_MW_Before Competition Groups_ECM MOTORS FOR HVAC APPLICATION (FAN-POWERED VAV BOX)
Residential | Res ¦ Heat Recovery Ventilator | 2021 | SC C | MW | Before Competition Groups | 0.015222 | 0 | 0 | 86.3227 | 0.00017634 | 40 | Residential_2021_SC C_MW_Before Competition Groups_40 | Heat Recovery Ventilator | 0.01763% | 0 | 0.015222 | Residential_2021_SC C_MW_Before Competition Groups_Heat Recovery Ventilator
Residential | Res ¦ Chilled Water Optimization | 2021 | SC C | MW | Before Competition Groups | 0.013295 | 0 | 0 | 86.3227 | 0.00015402 | 41 | Residential_2021_SC C_MW_Before Competition Groups_41 | Chilled Water Optimization | 0.0154% | 0 | 0.013295 | Residential_2021_SC C_MW_Before Competition Groups_Chilled Water Optimization
Residential | Res ¦ Beverage Vending Machine Controls | 2021 | SC C | MW | Before Competition Groups | 0.010416 | 0 | 0 | 86.3227 | 0.00012067 | 42 | Residential_2021_SC C_MW_Before Competition Groups_42 | Beverage Vending Machine Controls | 0.01207% | 0 | 0.010416 | Residential_2021_SC C_MW_Before Competition Groups_Beverage Vending Machine Controls
Residential | Res ¦ Home Energy Reports | 2021 | SC C | MW | Before Competition Groups | 0.0072025 | 0 | 0 | 86.3227 | 8.3437e-05 | 43 | Residential_2021_SC C_MW_Before Competition Groups_43 | Home Energy Reports | 0.008344% | 0 | 0.0072025 | Residential_2021_SC C_MW_Before Competition Groups_Home Energy Reports
Residential | Res ¦ LED High Bay Fixture | 2021 | SC C | MW | Before Competition Groups | 0.0042938 | 0 | 0 | 86.3227 | 4.9741e-05 | 44 | Residential_2021_SC C_MW_Before Competition Groups_44 | LED High Bay Fixture | 0.004974% | 0 | 0.0042938 | Residential_2021_SC C_MW_Before Competition Groups_LED High Bay Fixture
Residential | Res ¦ Wall Insulation | 2021 | SC C | MW | Before Competition Groups | 0.00070622 | 0 | 0 | 86.3227 | 8.1811e-06 | 45 | Residential_2021_SC C_MW_Before Competition Groups_45 | Wall Insulation | 0.0008181% | 0 | 0.00070622 | Residential_2021_SC C_MW_Before Competition Groups_Wall Insulation
Residential | Res ¦ Wall Insulation MF | 2021 | SC C | MW | Before Competition Groups | 0.00051203 | 0 | 0 | 86.3227 | 5.9316e-06 | 46 | Residential_2021_SC C_MW_Before Competition Groups_46 | Wall Insulation MF | 0.0005932% | 0 | 0.00051203 | Residential_2021_SC C_MW_Before Competition Groups_Wall Insulation MF
Residential | Res ¦ Freezer Recycling | 2021 | SC C | MW | Before Competition Groups | 6.7132e-05 | 0 | 0 | 86.3227 | 7.7768e-07 | 47 | Residential_2021_SC C_MW_Before Competition Groups_47 | Freezer Recycling | 7.777e-05% | 0 | 6.7132e-05 | Residential_2021_SC C_MW_Before Competition Groups_Freezer Recycling
Residential | Res ¦ Energy Star LED Bulbs General Purpose LEDs | 2021 | SC C | MW | Before Competition Groups | 6.4599e-09 | 0 | 0 | 86.3227 | 7.4834e-11 | 48 | Residential_2021_SC C_MW_Before Competition Groups_48 | Energy Star LED Bulbs General Purpose LEDs | 7.483e-09% | 0 | 6.4599e-09 | Residential_2021_SC C_MW_Before Competition Groups_Energy Star LED Bulbs General Purpose LEDs
Residential | Res ¦ Energy Star Dehumidifier | 2021 | SC C | MW | Before Competition Groups | 0 | 0 | 0 | 86.3227 | 0 | 49 | Residential_2021_SC C_MW_Before Competition Groups_49 | Energy Star Dehumidifier | 0% | 0 | 0 | Residential_2021_SC C_MW_Before Competition Groups_Energy Star Dehumidifier
Residential | Res ¦ Energy Star Freezer | 2021 | SC C | MW | Before Competition Groups | 0 | 0 | 0 | 86.3227 | 0 | 50 | Residential_2021_SC C_MW_Before Competition Groups_50 | Energy Star Freezer | 0% | 0 | 0 | Residential_2021_SC C_MW_Before Competition Groups_Energy Star Freezer
Residential | Res ¦ LED Downlight | 2021 | SC C | MW | Before Competition Groups | 0 | 0 | 0 | 86.3227 | 0 | 51 | Residential_2021_SC C_MW_Before Competition Groups_51 | LED Downlight | 0% | 0 | 0 | Residential_2021_SC C_MW_Before Competition Groups_LED Downlight
Residential | Res ¦ Smart Burners | 2021 | SC C | MW | Before Competition Groups | 0 | 0 | 0 | 86.3227 | 0 | 52 | Residential_2021_SC C_MW_Before Competition Groups_52 | Smart Burners | 0% | 0 | 0 | Residential_2021_SC C_MW_Before Competition Groups_Smart Burners
Residential | Res ¦ Smart Power Bar | 2021 | SC C | MW | Before Competition Groups | 0 | 0 | 0 | 86.3227 | 0 | 53 | Residential_2021_SC C_MW_Before Competition Groups_53 | Smart Power Bar | 0% | 0 | 0 | Residential_2021_SC C_MW_Before Competition Groups_Smart Power Bar
Residential | Res ¦ Tankless Water Heater | 2021 | SC C | MW | Before Competition Groups | 0 | 0 | 0 | 86.3227 | 0 | 54 | Residential_2021_SC C_MW_Before Competition Groups_54 | Tankless Water Heater | 0% | 0 | 0 | Residential_2021_SC C_MW_Before Competition Groups_Tankless Water Heater
Residential | Res ¦ Ductless Mini-Split Heat Pump | 2021 | SC D | MW | Before Competition Groups | 10.8013 | 0 | 0 | 74.0472 | 0.14587 | 1 | Residential_2021_SC D_MW_Before Competition Groups_1 | Ductless Mini-Split Heat Pump | 14.59% | 0 | 10.8013 | Residential_2021_SC D_MW_Before Competition Groups_Ductless Mini-Split Heat Pump
Residential | Res ¦ Energy Star LED Bulbs General Purpose LEDs | 2021 | SC D | MW | Before Competition Groups | 10.3531 | 0 | 0 | 74.0472 | 0.13982 | 2 | Residential_2021_SC D_MW_Before Competition Groups_2 | Energy Star LED Bulbs General Purpose LEDs | 13.98% | 0 | 10.3531 | Residential_2021_SC D_MW_Before Competition Groups_Energy Star LED Bulbs General Purpose LEDs
Residential | Res ¦ Energy Star LED Specialty Bulbs | 2021 | SC D | MW | Before Competition Groups | 7.236 | 0 | 0 | 74.0472 | 0.097721 | 3 | Residential_2021_SC D_MW_Before Competition Groups_3 | Energy Star LED Specialty Bulbs | 9.772% | 0 | 7.236 | Residential_2021_SC D_MW_Before Competition Groups_Energy Star LED Specialty Bulbs
Residential | Res ¦ Energy Star Clothes Washer | 2021 | SC D | MW | Before Competition Groups | 7.1651 | 0 | 0 | 74.0472 | 0.096764 | 4 | Residential_2021_SC D_MW_Before Competition Groups_4 | Energy Star Clothes Washer | 9.676% | 0 | 7.1651 | Residential_2021_SC D_MW_Before Competition Groups_Energy Star Clothes Washer
Residential | Res ¦ Building Recommissioning, Operations and Maintenance (O&M) Improvements | 2021 | SC D | MW | Before Competition Groups | 6.8706 | 0 | 0 | 74.0472 | 0.092787 | 5 | Residential_2021_SC D_MW_Before Competition Groups_5 | Building Recommissioning, Operations and Maintenance (O&M) Improvements | 9.279% | 0 | 6.8706 | Residential_2021_SC D_MW_Before Competition Groups_Building Recommissioning, Operations and Maintenance (O&M) Improvements
Residential | Res ¦ Adaptive Thermostat | 2021 | SC D | MW | Before Competition Groups | 4.7987 | 0 | 0 | 74.0472 | 0.064806 | 6 | Residential_2021_SC D_MW_Before Competition Groups_6 | Adaptive Thermostat | 6.481% | 0 | 4.7987 | Residential_2021_SC D_MW_Before Competition Groups_Adaptive Thermostat
Residential | Res ¦ Energy Star A Line, PAR, MR Lamps | 2021 | SC D | MW | Before Competition Groups | 3.9505 | 0 | 0 | 74.0472 | 0.053352 | 7 | Residential_2021_SC D_MW_Before Competition Groups_7 | Energy Star A Line, PAR, MR Lamps | 5.335% | 0 | 3.9505 | Residential_2021_SC D_MW_Before Competition Groups_Energy Star A Line, PAR, MR Lamps
Residential | Res ¦ Variable Speed Pool Pump Motor | 2021 | SC D | MW | Before Competition Groups | 3.3053 | 0 | 0 | 74.0472 | 0.044638 | 8 | Residential_2021_SC D_MW_Before Competition Groups_8 | Variable Speed Pool Pump Motor | 4.464% | 0 | 3.3053 | Residential_2021_SC D_MW_Before Competition Groups_Variable Speed Pool Pump Motor
Residential | Res ¦ Basement Wall Insulation | 2021 | SC D | MW | Before Competition Groups | 2.8056 | 0 | 0 | 74.0472 | 0.03789 | 9 | Residential_2021_SC D_MW_Before Competition Groups_9 | Basement Wall Insulation | 3.789% | 0 | 2.8056 | Residential_2021_SC D_MW_Before Competition Groups_Basement Wall Insulation
Residential | Res ¦ Energy Star Room Air Conditioner | 2021 | SC D | MW | Before Competition Groups | 2.803 | 0 | 0 | 74.0472 | 0.037854 | 10 | Residential_2021_SC D_MW_Before Competition Groups_10 | Energy Star Room Air Conditioner | 3.785% | 0 | 2.803 | Residential_2021_SC D_MW_Before Competition Groups_Energy Star Room Air Conditioner
Residential | Res ¦ High Efficiency Chiller (avg of water and air cooled) | 2021 | SC D | MW | Before Competition Groups | 2.112 | 0 | 0 | 74.0472 | 0.028523 | 11 | Residential_2021_SC D_MW_Before Competition Groups_11 | High Efficiency Chiller (avg of water and air cooled) | 2.852% | 0 | 2.112 | Residential_2021_SC D_MW_Before Competition Groups_High Efficiency Chiller (avg of water and air cooled)
Residential | Res ¦ Energy Star Air Source Heat Pump | 2021 | SC D | MW | Before Competition Groups | 1.5825 | 0 | 0 | 74.0472 | 0.021371 | 12 | Residential_2021_SC D_MW_Before Competition Groups_12 | Energy Star Air Source Heat Pump | 2.137% | 0 | 1.5825 | Residential_2021_SC D_MW_Before Competition Groups_Energy Star Air Source Heat Pump
Residential | Res ¦ Attic Insulation | 2021 | SC D | MW | Before Competition Groups | 1.2926 | 0 | 0 | 74.0472 | 0.017457 | 13 | Residential_2021_SC D_MW_Before Competition Groups_13 | Attic Insulation | 1.746% | 0 | 1.2926 | Residential_2021_SC D_MW_Before Competition Groups_Attic Insulation
Residential | Res ¦ LED Tube Re-Lamp | 2021 | SC D | MW | Before Competition Groups | 1.203 | 0 | 0 | 74.0472 | 0.016246 | 14 | Residential_2021_SC D_MW_Before Competition Groups_14 | LED Tube Re-Lamp | 1.625% | 0 | 1.203 | Residential_2021_SC D_MW_Before Competition Groups_LED Tube Re-Lamp
Residential | Res ¦ Occupancy Sensors MF | 2021 | SC D | MW | Before Competition Groups | 1.0241 | 0 | 0 | 74.0472 | 0.013831 | 15 | Residential_2021_SC D_MW_Before Competition Groups_15 | Occupancy Sensors MF | 1.383% | 0 | 1.0241 | Residential_2021_SC D_MW_Before Competition Groups_Occupancy Sensors MF
Residential | Res ¦ Advanced BAS/Controllers | 2021 | SC D | MW | Before Competition Groups | 1.0056 | 0 | 0 | 74.0472 | 0.013581 | 16 | Residential_2021_SC D_MW_Before Competition Groups_16 | Advanced BAS/Controllers | 1.358% | 0 | 1.0056 | Residential_2021_SC D_MW_Before Competition Groups_Advanced BAS/Controllers
Residential | Res ¦ ENERGY STAR LED LAMPS (REFLECTOR LAMPs/MR16/PAR 16) | 2021 | SC D | MW | Before Competition Groups | 0.97964 | 0 | 0 | 74.0472 | 0.01323 | 17 | Residential_2021_SC D_MW_Before Competition Groups_17 | ENERGY STAR LED LAMPS (REFLECTOR LAMPs/MR16/PAR 16) | 1.323% | 0 | 0.97964 | Residential_2021_SC D_MW_Before Competition Groups_ENERGY STAR LED LAMPS (REFLECTOR LAMPs/MR16/PAR 16)
Residential | Res ¦ Energy Star Torchiere | 2021 | SC D | MW | Before Competition Groups | 0.7561 | 0 | 0 | 74.0472 | 0.010211 | 18 | Residential_2021_SC D_MW_Before Competition Groups_18 | Energy Star Torchiere | 1.021% | 0 | 0.7561 | Residential_2021_SC D_MW_Before Competition Groups_Energy Star Torchiere
Residential | Res ¦ Minimize Hot and Warm Clothes Wash | 2021 | SC D | MW | Before Competition Groups | 0.60999 | 0 | 0 | 74.0472 | 0.0082379 | 19 | Residential_2021_SC D_MW_Before Competition Groups_19 | Minimize Hot and Warm Clothes Wash | 0.8238% | 0 | 0.60999 | Residential_2021_SC D_MW_Before Competition Groups_Minimize Hot and Warm Clothes Wash
Residential | Res ¦ Refrigerator Recycling | 2021 | SC D | MW | Before Competition Groups | 0.49096 | 0 | 0 | 74.0472 | 0.0066303 | 20 | Residential_2021_SC D_MW_Before Competition Groups_20 | Refrigerator Recycling | 0.663% | 0 | 0.49096 | Residential_2021_SC D_MW_Before Competition Groups_Refrigerator Recycling
Residential | Res ¦ Outside Air Economizer | 2021 | SC D | MW | Before Competition Groups | 0.44731 | 0 | 0 | 74.0472 | 0.0060409 | 21 | Residential_2021_SC D_MW_Before Competition Groups_21 | Outside Air Economizer | 0.6041% | 0 | 0.44731 | Residential_2021_SC D_MW_Before Competition Groups_Outside Air Economizer
Residential | Res ¦ LED Parking Lot Fixture | 2021 | SC D | MW | Before Competition Groups | 0.31425 | 0 | 0 | 74.0472 | 0.0042439 | 22 | Residential_2021_SC D_MW_Before Competition Groups_22 | LED Parking Lot Fixture | 0.4244% | 0 | 0.31425 | Residential_2021_SC D_MW_Before Competition Groups_LED Parking Lot Fixture
Residential | Res ¦ Energy Star Light Fixture | 2021 | SC D | MW | Before Competition Groups | 0.30111 | 0 | 0 | 74.0472 | 0.0040664 | 23 | Residential_2021_SC D_MW_Before Competition Groups_23 | Energy Star Light Fixture | 0.4066% | 0 | 0.30111 | Residential_2021_SC D_MW_Before Competition Groups_Energy Star Light Fixture
Residential | Res ¦ ENERGY STAR LED Lamps (General Service Lamps) | 2021 | SC D | MW | Before Competition Groups | 0.2693 | 0 | 0 | 74.0472 | 0.0036368 | 24 | Residential_2021_SC D_MW_Before Competition Groups_24 | ENERGY STAR LED Lamps (General Service Lamps) | 0.3637% | 0 | 0.2693 | Residential_2021_SC D_MW_Before Competition Groups_ENERGY STAR LED Lamps (General Service Lamps)
Residential | Res ¦ Air Sealing | 2021 | SC D | MW | Before Competition Groups | 0.24519 | 0 | 0 | 74.0472 | 0.0033113 | 25 | Residential_2021_SC D_MW_Before Competition Groups_25 | Air Sealing | 0.3311% | 0 | 0.24519 | Residential_2021_SC D_MW_Before Competition Groups_Air Sealing
Residential | Res ¦ Energy Star Clothes Dryer | 2021 | SC D | MW | Before Competition Groups | 0.2192 | 0 | 0 | 74.0472 | 0.0029602 | 26 | Residential_2021_SC D_MW_Before Competition Groups_26 | Energy Star Clothes Dryer | 0.296% | 0 | 0.2192 | Residential_2021_SC D_MW_Before Competition Groups_Energy Star Clothes Dryer
Residential | Res ¦ Furnace Whistle | 2021 | SC D | MW | Before Competition Groups | 0.16983 | 0 | 0 | 74.0472 | 0.0022935 | 27 | Residential_2021_SC D_MW_Before Competition Groups_27 | Furnace Whistle | 0.2294% | 0 | 0.16983 | Residential_2021_SC D_MW_Before Competition Groups_Furnace Whistle
Residential | Res ¦ Comprehensive Draft Proofing | 2021 | SC D | MW | Before Competition Groups | 0.13 | 0 | 0 | 74.0472 | 0.0017557 | 28 | Residential_2021_SC D_MW_Before Competition Groups_28 | Comprehensive Draft Proofing | 0.1756% | 0 | 0.13 | Residential_2021_SC D_MW_Before Competition Groups_Comprehensive Draft Proofing
Residential | Res ¦ LED Exterior Area Lights - LED Fixture (200W) | 2021 | SC D | MW | Before Competition Groups | 0.12269 | 0 | 0 | 74.0472 | 0.001657 | 29 | Residential_2021_SC D_MW_Before Competition Groups_29 | LED Exterior Area Lights - LED Fixture (200W) | 0.1657% | 0 | 0.12269 | Residential_2021_SC D_MW_Before Competition Groups_LED Exterior Area Lights - LED Fixture (200W)
Residential | Res ¦ Variable Frequency Drive (VFD) | 2021 | SC D | MW | Before Competition Groups | 0.10699 | 0 | 0 | 74.0472 | 0.0014449 | 30 | Residential_2021_SC D_MW_Before Competition Groups_30 | Variable Frequency Drive (VFD) | 0.1445% | 0 | 0.10699 | Residential_2021_SC D_MW_Before Competition Groups_Variable Frequency Drive (VFD)
Residential | Res ¦ Floor Insulation | 2021 | SC D | MW | Before Competition Groups | 0.090202 | 0 | 0 | 74.0472 | 0.0012182 | 31 | Residential_2021_SC D_MW_Before Competition Groups_31 | Floor Insulation | 0.1218% | 0 | 0.090202 | Residential_2021_SC D_MW_Before Competition Groups_Floor Insulation
Residential | Res ¦ CO Sensors for parking garage exhaust fans | 2021 | SC D | MW | Before Competition Groups | 0.087926 | 0 | 0 | 74.0472 | 0.0011874 | 32 | Residential_2021_SC D_MW_Before Competition Groups_32 | CO Sensors for parking garage exhaust fans | 0.1187% | 0 | 0.087926 | Residential_2021_SC D_MW_Before Competition Groups_CO Sensors for parking garage exhaust fans
Residential | Res ¦ Water Heater Temperature Setback | 2021 | SC D | MW | Before Competition Groups | 0.079534 | 0 | 0 | 74.0472 | 0.0010741 | 33 | Residential_2021_SC D_MW_Before Competition Groups_33 | Water Heater Temperature Setback | 0.1074% | 0 | 0.079534 | Residential_2021_SC D_MW_Before Competition Groups_Water Heater Temperature Setback
Residential | Res ¦ Demand Control Ventilation | 2021 | SC D | MW | Before Competition Groups | 0.074447 | 0 | 0 | 74.0472 | 0.0010054 | 34 | Residential_2021_SC D_MW_Before Competition Groups_34 | Demand Control Ventilation | 0.1005% | 0 | 0.074447 | Residential_2021_SC D_MW_Before Competition Groups_Demand Control Ventilation
Residential | Res ¦ Clothes Drying Racks | 2021 | SC D | MW | Before Competition Groups | 0.064388 | 0 | 0 | 74.0472 | 0.00086955 | 35 | Residential_2021_SC D_MW_Before Competition Groups_35 | Clothes Drying Racks | 0.08695% | 0 | 0.064388 | Residential_2021_SC D_MW_Before Competition Groups_Clothes Drying Racks
Residential | Res ¦ Duct Insulation | 2021 | SC D | MW | Before Competition Groups | 0.046076 | 0 | 0 | 74.0472 | 0.00062225 | 36 | Residential_2021_SC D_MW_Before Competition Groups_36 | Duct Insulation | 0.06223% | 0 | 0.046076 | Residential_2021_SC D_MW_Before Competition Groups_Duct Insulation
Residential | Res ¦ VFD on Pumps | 2021 | SC D | MW | Before Competition Groups | 0.030234 | 0 | 0 | 74.0472 | 0.00040831 | 37 | Residential_2021_SC D_MW_Before Competition Groups_37 | VFD on Pumps | 0.04083% | 0 | 0.030234 | Residential_2021_SC D_MW_Before Competition Groups_VFD on Pumps
Residential | Res ¦ Duct Insulation MF | 2021 | SC D | MW | Before Competition Groups | 0.02746 | 0 | 0 | 74.0472 | 0.00037084 | 38 | Residential_2021_SC D_MW_Before Competition Groups_38 | Duct Insulation MF | 0.03708% | 0 | 0.02746 | Residential_2021_SC D_MW_Before Competition Groups_Duct Insulation MF
Residential | Res ¦ Condensing Make Up Air Unit | 2021 | SC D | MW | Before Competition Groups | 0.022884 | 0 | 0 | 74.0472 | 0.00030905 | 39 | Residential_2021_SC D_MW_Before Competition Groups_39 | Condensing Make Up Air Unit | 0.0309% | 0 | 0.022884 | Residential_2021_SC D_MW_Before Competition Groups_Condensing Make Up Air Unit
Residential | Res ¦ ECM MOTORS FOR HVAC APPLICATION (FAN-POWERED VAV BOX) | 2021 | SC D | MW | Before Competition Groups | 0.016819 | 0 | 0 | 74.0472 | 0.00022714 | 40 | Residential_2021_SC D_MW_Before Competition Groups_40 | ECM MOTORS FOR HVAC APPLICATION (FAN-POWERED VAV BOX) | 0.02271% | 0 | 0.016819 | Residential_2021_SC D_MW_Before Competition Groups_ECM MOTORS FOR HVAC APPLICATION (FAN-POWERED VAV BOX)
Residential | Res ¦ Chilled Water Optimization | 2021 | SC D | MW | Before Competition Groups | 0.013295 | 0 | 0 | 74.0472 | 0.00017955 | 41 | Residential_2021_SC D_MW_Before Competition Groups_41 | Chilled Water Optimization | 0.01796% | 0 | 0.013295 | Residential_2021_SC D_MW_Before Competition Groups_Chilled Water Optimization
Residential | Res ¦ Beverage Vending Machine Controls | 2021 | SC D | MW | Before Competition Groups | 0.0081272 | 0 | 0 | 74.0472 | 0.00010976 | 42 | Residential_2021_SC D_MW_Before Competition Groups_42 | Beverage Vending Machine Controls | 0.01098% | 0 | 0.0081272 | Residential_2021_SC D_MW_Before Competition Groups_Beverage Vending Machine Controls
Residential | Res ¦ Home Energy Reports | 2021 | SC D | MW | Before Competition Groups | 0.0072025 | 0 | 0 | 74.0472 | 9.7269e-05 | 43 | Residential_2021_SC D_MW_Before Competition Groups_43 | Home Energy Reports | 0.009727% | 0 | 0.0072025 | Residential_2021_SC D_MW_Before Competition Groups_Home Energy Reports
Residential | Res ¦ Heat Recovery Ventilator | 2021 | SC D | MW | Before Competition Groups | 0.0049971 | 0 | 0 | 74.0472 | 6.7485e-05 | 44 | Residential_2021_SC D_MW_Before Competition Groups_44 | Heat Recovery Ventilator | 0.006749% | 0 | 0.0049971 | Residential_2021_SC D_MW_Before Competition Groups_Heat Recovery Ventilator
Residential | Res ¦ LED High Bay Fixture | 2021 | SC D | MW | Before Competition Groups | 0.0012244 | 0 | 0 | 74.0472 | 1.6536e-05 | 45 | Residential_2021_SC D_MW_Before Competition Groups_45 | LED High Bay Fixture | 0.001654% | 0 | 0.0012244 | Residential_2021_SC D_MW_Before Competition Groups_LED High Bay Fixture
Residential | Res ¦ Wall Insulation MF | 2021 | SC D | MW | Before Competition Groups | 0.0003509 | 0 | 0 | 74.0472 | 4.7389e-06 | 46 | Residential_2021_SC D_MW_Before Competition Groups_46 | Wall Insulation MF | 0.0004739% | 0 | 0.0003509 | Residential_2021_SC D_MW_Before Competition Groups_Wall Insulation MF
Residential | Res ¦ Wall Insulation | 2021 | SC D | MW | Before Competition Groups | 0.00033708 | 0 | 0 | 74.0472 | 4.5522e-06 | 47 | Residential_2021_SC D_MW_Before Competition Groups_47 | Wall Insulation | 0.0004552% | 0 | 0.00033708 | Residential_2021_SC D_MW_Before Competition Groups_Wall Insulation
Residential | Res ¦ Freezer Recycling | 2021 | SC D | MW | Before Competition Groups | 6.7132e-05 | 0 | 0 | 74.0472 | 9.066e-07 | 48 | Residential_2021_SC D_MW_Before Competition Groups_48 | Freezer Recycling | 9.066e-05% | 0 | 6.7132e-05 | Residential_2021_SC D_MW_Before Competition Groups_Freezer Recycling
Residential | Res ¦ Energy Star Dehumidifier | 2021 | SC D | MW | Before Competition Groups | 0 | 0 | 0 | 74.0472 | 0 | 49 | Residential_2021_SC D_MW_Before Competition Groups_49 | Energy Star Dehumidifier | 0% | 0 | 0 | Residential_2021_SC D_MW_Before Competition Groups_Energy Star Dehumidifier
Residential | Res ¦ Energy Star Freezer | 2021 | SC D | MW | Before Competition Groups | 0 | 0 | 0 | 74.0472 | 0 | 50 | Residential_2021_SC D_MW_Before Competition Groups_50 | Energy Star Freezer | 0% | 0 | 0 | Residential_2021_SC D_MW_Before Competition Groups_Energy Star Freezer
Residential | Res ¦ LED Downlight | 2021 | SC D | MW | Before Competition Groups | 0 | 0 | 0 | 74.0472 | 0 | 51 | Residential_2021_SC D_MW_Before Competition Groups_51 | LED Downlight | 0% | 0 | 0 | Residential_2021_SC D_MW_Before Competition Groups_LED Downlight
Residential | Res ¦ Smart Burners | 2021 | SC D | MW | Before Competition Groups | 0 | 0 | 0 | 74.0472 | 0 | 52 | Residential_2021_SC D_MW_Before Competition Groups_52 | Smart Burners | 0% | 0 | 0 | Residential_2021_SC D_MW_Before Competition Groups_Smart Burners
Residential | Res ¦ Smart Power Bar | 2021 | SC D | MW | Before Competition Groups | 0 | 0 | 0 | 74.0472 | 0 | 53 | Residential_2021_SC D_MW_Before Competition Groups_53 | Smart Power Bar | 0% | 0 | 0 | Residential_2021_SC D_MW_Before Competition Groups_Smart Power Bar
Residential | Res ¦ Tankless Water Heater | 2021 | SC D | MW | Before Competition Groups | 0 | 0 | 0 | 74.0472 | 0 | 54 | Residential_2021_SC D_MW_Before Competition Groups_54 | Tankless Water Heater | 0% | 0 | 0 | Residential_2021_SC D_MW_Before Competition Groups_Tankless Water Heater
Residential | Res ¦ Energy Star Central Air Conditioner | 2021 | Technical | MW | Before Competition Groups | 223.1358 | 0 | 0 | 1865.2474 | 0.11963 | 1 | Residential_2021_Technical_MW_Before Competition Groups_1 | Energy Star Central Air Conditioner | 11.96% | 0 | 223.1358 | Residential_2021_Technical_MW_Before Competition Groups_Energy Star Central Air Conditioner
Residential | Res ¦ Adaptive Thermostat | 2021 | Technical | MW | Before Competition Groups | 185.967 | 0 | 0 | 1865.2474 | 0.099701 | 2 | Residential_2021_Technical_MW_Before Competition Groups_2 | Adaptive Thermostat | 9.97% | 0 | 185.967 | Residential_2021_Technical_MW_Before Competition Groups_Adaptive Thermostat
Residential | Res ¦ Building Recommissioning, Operations and Maintenance (O&M) Improvements | 2021 | Technical | MW | Before Competition Groups | 93.9681 | 0 | 0 | 1865.2474 | 0.050378 | 3 | Residential_2021_Technical_MW_Before Competition Groups_3 | Building Recommissioning, Operations and Maintenance (O&M) Improvements | 5.038% | 0 | 93.9681 | Residential_2021_Technical_MW_Before Competition Groups_Building Recommissioning, Operations and Maintenance (O&M) Improvements
Residential | Res ¦ Basement Wall Insulation | 2021 | Technical | MW | Before Competition Groups | 86.6721 | 0 | 0 | 1865.2474 | 0.046467 | 4 | Residential_2021_Technical_MW_Before Competition Groups_4 | Basement Wall Insulation | 4.647% | 0 | 86.6721 | Residential_2021_Technical_MW_Before Competition Groups_Basement Wall Insulation
Residential | Res ¦ Basement or Crawlspace Insulation | 2021 | Technical | MW | Before Competition Groups | 71.975 | 0 | 0 | 1865.2474 | 0.038587 | 5 | Residential_2021_Technical_MW_Before Competition Groups_5 | Basement or Crawlspace Insulation | 3.859% | 0 | 71.975 | Residential_2021_Technical_MW_Before Competition Groups_Basement or Crawlspace Insulation
Residential | Res ¦ Energy Star LED Bulbs General Purpose LEDs | 2021 | Technical | MW | Before Competition Groups | 69.9596 | 0 | 0 | 1865.2474 | 0.037507 | 6 | Residential_2021_Technical_MW_Before Competition Groups_6 | Energy Star LED Bulbs General Purpose LEDs | 3.751% | 0 | 69.9596 | Residential_2021_Technical_MW_Before Competition Groups_Energy Star LED Bulbs General Purpose LEDs
Residential | Res ¦ Smart Power Bar | 2021 | Technical | MW | Before Competition Groups | 69.6814 | 0 | 0 | 1865.2474 | 0.037358 | 7 | Residential_2021_Technical_MW_Before Competition Groups_7 | Smart Power Bar | 3.736% | 0 | 69.6814 | Residential_2021_Technical_MW_Before Competition Groups_Smart Power Bar
Residential | Res ¦ Energy Star A Line, PAR, MR Lamps | 2021 | Technical | MW | Before Competition Groups | 67.7233 | 0 | 0 | 1865.2474 | 0.036308 | 8 | Residential_2021_Technical_MW_Before Competition Groups_8 | Energy Star A Line, PAR, MR Lamps | 3.631% | 0 | 67.7233 | Residential_2021_Technical_MW_Before Competition Groups_Energy Star A Line, PAR, MR Lamps
Residential | Res ¦ Variable Speed Pool Pump Motor | 2021 | Technical | MW | Before Competition Groups | 67.1205 | 0 | 0 | 1865.2474 | 0.035985 | 9 | Residential_2021_Technical_MW_Before Competition Groups_9 | Variable Speed Pool Pump Motor | 3.598% | 0 | 67.1205 | Residential_2021_Technical_MW_Before Competition Groups_Variable Speed Pool Pump Motor
Residential | Res ¦ Attic Insulation | 2021 | Technical | MW | Before Competition Groups | 66.862 | 0 | 0 | 1865.2474 | 0.035846 | 10 | Residential_2021_Technical_MW_Before Competition Groups_10 | Attic Insulation | 3.585% | 0 | 66.862 | Residential_2021_Technical_MW_Before Competition Groups_Attic Insulation
Residential | Res ¦ Energy Star LED Specialty Bulbs | 2021 | Technical | MW | Before Competition Groups | 64.9947 | 0 | 0 | 1865.2474 | 0.034845 | 11 | Residential_2021_Technical_MW_Before Competition Groups_11 | Energy Star LED Specialty Bulbs | 3.485% | 0 | 64.9947 | Residential_2021_Technical_MW_Before Competition Groups_Energy Star LED Specialty Bulbs
Residential | Res ¦ Ductless Mini-Split Air Conditioner | 2021 | Technical | MW | Before Competition Groups | 55.9136 | 0 | 0 | 1865.2474 | 0.029976 | 12 | Residential_2021_Technical_MW_Before Competition Groups_12 | Ductless Mini-Split Air Conditioner | 2.998% | 0 | 55.9136 | Residential_2021_Technical_MW_Before Competition Groups_Ductless Mini-Split Air Conditioner
Residential | Res ¦ Wall Insulation | 2021 | Technical | MW | Before Competition Groups | 52.2397 | 0 | 0 | 1865.2474 | 0.028007 | 13 | Residential_2021_Technical_MW_Before Competition Groups_13 | Wall Insulation | 2.801% | 0 | 52.2397 | Residential_2021_Technical_MW_Before Competition Groups_Wall Insulation
Residential | Res ¦ Energy Star Ground Source Heat Pump | 2021 | Technical | MW | Before Competition Groups | 49.5938 | 0 | 0 | 1865.2474 | 0.026588 | 14 | Residential_2021_Technical_MW_Before Competition Groups_14 | Energy Star Ground Source Heat Pump | 2.659% | 0 | 49.5938 | Residential_2021_Technical_MW_Before Competition Groups_Energy Star Ground Source Heat Pump
Residential | Res ¦ Ductless Mini-Split Heat Pump | 2021 | Technical | MW | Before Competition Groups | 49.1725 | 0 | 0 | 1865.2474 | 0.026362 | 15 | Residential_2021_Technical_MW_Before Competition Groups_15 | Ductless Mini-Split Heat Pump | 2.636% | 0 | 49.1725 | Residential_2021_Technical_MW_Before Competition Groups_Ductless Mini-Split Heat Pump
Residential | Res ¦ Networked/ Connected - Indoor LED Lamp | 2021 | Technical | MW | Before Competition Groups | 42.2702 | 0 | 0 | 1865.2474 | 0.022662 | 16 | Residential_2021_Technical_MW_Before Competition Groups_16 | Networked/ Connected - Indoor LED Lamp | 2.266% | 0 | 42.2702 | Residential_2021_Technical_MW_Before Competition Groups_Networked/ Connected - Indoor LED Lamp
Residential | Res ¦ Smart Burners | 2021 | Technical | MW | Before Competition Groups | 32.361 | 0 | 0 | 1865.2474 | 0.017349 | 17 | Residential_2021_Technical_MW_Before Competition Groups_17 | Smart Burners | 1.735% | 0 | 32.361 | Residential_2021_Technical_MW_Before Competition Groups_Smart Burners
Residential | Res ¦ Energy Star Refrigerator | 2021 | Technical | MW | Before Competition Groups | 29.0971 | 0 | 0 | 1865.2474 | 0.0156 | 18 | Residential_2021_Technical_MW_Before Competition Groups_18 | Energy Star Refrigerator | 1.56% | 0 | 29.0971 | Residential_2021_Technical_MW_Before Competition Groups_Energy Star Refrigerator
Residential | Res ¦ Energy Star Air Source Heat Pump | 2021 | Technical | MW | Before Competition Groups | 28.0706 | 0 | 0 | 1865.2474 | 0.015049 | 19 | Residential_2021_Technical_MW_Before Competition Groups_19 | Energy Star Air Source Heat Pump | 1.505% | 0 | 28.0706 | Residential_2021_Technical_MW_Before Competition Groups_Energy Star Air Source Heat Pump
Residential | Res ¦ Heat Pump Clothes Dryer | 2021 | Technical | MW | Before Competition Groups | 27.1286 | 0 | 0 | 1865.2474 | 0.014544 | 20 | Residential_2021_Technical_MW_Before Competition Groups_20 | Heat Pump Clothes Dryer | 1.454% | 0 | 27.1286 | Residential_2021_Technical_MW_Before Competition Groups_Heat Pump Clothes Dryer
Residential | Res ¦ Ceiling Insulation | 2021 | Technical | MW | Before Competition Groups | 26.1863 | 0 | 0 | 1865.2474 | 0.014039 | 21 | Residential_2021_Technical_MW_Before Competition Groups_21 | Ceiling Insulation | 1.404% | 0 | 26.1863 | Residential_2021_Technical_MW_Before Competition Groups_Ceiling Insulation
Residential | Res ¦ Energy Star Clothes Washer | 2021 | Technical | MW | Before Competition Groups | 25.9111 | 0 | 0 | 1865.2474 | 0.013891 | 22 | Residential_2021_Technical_MW_Before Competition Groups_22 | Energy Star Clothes Washer | 1.389% | 0 | 25.9111 | Residential_2021_Technical_MW_Before Competition Groups_Energy Star Clothes Washer
Residential | Res ¦ Energy Star Room Air Conditioner | 2021 | Technical | MW | Before Competition Groups | 21.6207 | 0 | 0 | 1865.2474 | 0.011591 | 23 | Residential_2021_Technical_MW_Before Competition Groups_23 | Energy Star Room Air Conditioner | 1.159% | 0 | 21.6207 | Residential_2021_Technical_MW_Before Competition Groups_Energy Star Room Air Conditioner
Residential | Res ¦ Duct Insulation | 2021 | Technical | MW | Before Competition Groups | 21.5272 | 0 | 0 | 1865.2474 | 0.011541 | 24 | Residential_2021_Technical_MW_Before Competition Groups_24 | Duct Insulation | 1.154% | 0 | 21.5272 | Residential_2021_Technical_MW_Before Competition Groups_Duct Insulation
Residential | Res ¦ Variable Refrigerant Flow Heat Pump | 2021 | Technical | MW | Before Competition Groups | 21.4925 | 0 | 0 | 1865.2474 | 0.011523 | 25 | Residential_2021_Technical_MW_Before Competition Groups_25 | Variable Refrigerant Flow Heat Pump | 1.152% | 0 | 21.4925 | Residential_2021_Technical_MW_Before Competition Groups_Variable Refrigerant Flow Heat Pump
Residential | Res ¦ Induction Cooking Stove Top | 2021 | Technical | MW | Before Competition Groups | 19.9344 | 0 | 0 | 1865.2474 | 0.010687 | 26 | Residential_2021_Technical_MW_Before Competition Groups_26 | Induction Cooking Stove Top | 1.069% | 0 | 19.9344 | Residential_2021_Technical_MW_Before Competition Groups_Induction Cooking Stove Top
Residential | Res ¦ Air Sealing | 2021 | Technical | MW | Before Competition Groups | 18.4362 | 0 | 0 | 1865.2474 | 0.009884 | 27 | Residential_2021_Technical_MW_Before Competition Groups_27 | Air Sealing | 0.9884% | 0 | 18.4362 | Residential_2021_Technical_MW_Before Competition Groups_Air Sealing
Residential | Res ¦ Central Air Conditioner Maintenance | 2021 | Technical | MW | Before Competition Groups | 17.5236 | 0 | 0 | 1865.2474 | 0.0093948 | 28 | Residential_2021_Technical_MW_Before Competition Groups_28 | Central Air Conditioner Maintenance | 0.9395% | 0 | 17.5236 | Residential_2021_Technical_MW_Before Competition Groups_Central Air Conditioner Maintenance
Residential | Res ¦ Floor Insulation | 2021 | Technical | MW | Before Competition Groups | 17.5235 | 0 | 0 | 1865.2474 | 0.0093948 | 29 | Residential_2021_Technical_MW_Before Competition Groups_29 | Floor Insulation | 0.9395% | 0 | 17.5235 | Residential_2021_Technical_MW_Before Competition Groups_Floor Insulation
Residential | Res ¦ Dehumidifier Recycling | 2021 | Technical | MW | Before Competition Groups | 16.1638 | 0 | 0 | 1865.2474 | 0.0086658 | 30 | Residential_2021_Technical_MW_Before Competition Groups_30 | Dehumidifier Recycling | 0.8666% | 0 | 16.1638 | Residential_2021_Technical_MW_Before Competition Groups_Dehumidifier Recycling
Residential | Res ¦ Energy Star Clothes Dryer | 2021 | Technical | MW | Before Competition Groups | 15.495 | 0 | 0 | 1865.2474 | 0.0083072 | 31 | Residential_2021_Technical_MW_Before Competition Groups_31 | Energy Star Clothes Dryer | 0.8307% | 0 | 15.495 | Residential_2021_Technical_MW_Before Competition Groups_Energy Star Clothes Dryer
Residential | Res ¦ Advanced BAS/Controllers | 2021 | Technical | MW | Before Competition Groups | 13.7533 | 0 | 0 | 1865.2474 | 0.0073735 | 32 | Residential_2021_Technical_MW_Before Competition Groups_32 | Advanced BAS/Controllers | 0.7373% | 0 | 13.7533 | Residential_2021_Technical_MW_Before Competition Groups_Advanced BAS/Controllers
Residential | Res ¦ Occupancy Sensors MF | 2021 | Technical | MW | Before Competition Groups | 13.6296 | 0 | 0 | 1865.2474 | 0.0073071 | 33 | Residential_2021_Technical_MW_Before Competition Groups_33 | Occupancy Sensors MF | 0.7307% | 0 | 13.6296 | Residential_2021_Technical_MW_Before Competition Groups_Occupancy Sensors MF
Residential | Res ¦ Lighting Motion Sensors, Timers, Dimmers | 2021 | Technical | MW | Before Competition Groups | 12.8558 | 0 | 0 | 1865.2474 | 0.0068923 | 34 | Residential_2021_Technical_MW_Before Competition Groups_34 | Lighting Motion Sensors, Timers, Dimmers | 0.6892% | 0 | 12.8558 | Residential_2021_Technical_MW_Before Competition Groups_Lighting Motion Sensors, Timers, Dimmers
Residential | Res ¦ Clothes Drying Racks | 2021 | Technical | MW | Before Competition Groups | 12.7273 | 0 | 0 | 1865.2474 | 0.0068234 | 35 | Residential_2021_Technical_MW_Before Competition Groups_35 | Clothes Drying Racks | 0.6823% | 0 | 12.7273 | Residential_2021_Technical_MW_Before Competition Groups_Clothes Drying Racks
Residential | Res ¦ Refrigerator Recycling | 2021 | Technical | MW | Before Competition Groups | 10.7855 | 0 | 0 | 1865.2474 | 0.0057823 | 36 | Residential_2021_Technical_MW_Before Competition Groups_36 | Refrigerator Recycling | 0.5782% | 0 | 10.7855 | Residential_2021_Technical_MW_Before Competition Groups_Refrigerator Recycling
Residential | Res ¦ Freezer Recycling | 2021 | Technical | MW | Before Competition Groups | 10.0476 | 0 | 0 | 1865.2474 | 0.0053867 | 37 | Residential_2021_Technical_MW_Before Competition Groups_37 | Freezer Recycling | 0.5387% | 0 | 10.0476 | Residential_2021_Technical_MW_Before Competition Groups_Freezer Recycling
Residential | Res ¦ Energy Star Light Fixture | 2021 | Technical | MW | Before Competition Groups | 9.653 | 0 | 0 | 1865.2474 | 0.0051752 | 38 | Residential_2021_Technical_MW_Before Competition Groups_38 | Energy Star Light Fixture | 0.5175% | 0 | 9.653 | Residential_2021_Technical_MW_Before Competition Groups_Energy Star Light Fixture
Residential | Res ¦ Energy Star Dehumidifier | 2021 | Technical | MW | Before Competition Groups | 9.4973 | 0 | 0 | 1865.2474 | 0.0050917 | 39 | Residential_2021_Technical_MW_Before Competition Groups_39 | Energy Star Dehumidifier | 0.5092% | 0 | 9.4973 | Residential_2021_Technical_MW_Before Competition Groups_Energy Star Dehumidifier
Residential | Res ¦ Duct Insulation MF | 2021 | Technical | MW | Before Competition Groups | 9.4968 | 0 | 0 | 1865.2474 | 0.0050914 | 40 | Residential_2021_Technical_MW_Before Competition Groups_40 | Duct Insulation MF | 0.5091% | 0 | 9.4968 | Residential_2021_Technical_MW_Before Competition Groups_Duct Insulation MF
Residential | Res ¦ Energy Star Windows | 2021 | Technical | MW | Before Competition Groups | 7.4581 | 0 | 0 | 1865.2474 | 0.0039985 | 41 | Residential_2021_Technical_MW_Before Competition Groups_41 | Energy Star Windows | 0.3998% | 0 | 7.4581 | Residential_2021_Technical_MW_Before Competition Groups_Energy Star Windows
Residential | Res ¦ INTEGRAL LED TROFFERS | 2021 | Technical | MW | Before Competition Groups | 7.4571 | 0 | 0 | 1865.2474 | 0.0039979 | 42 | Residential_2021_Technical_MW_Before Competition Groups_42 | INTEGRAL LED TROFFERS | 0.3998% | 0 | 7.4571 | Residential_2021_Technical_MW_Before Competition Groups_INTEGRAL LED TROFFERS
Residential | Res ¦ Air Source Heat Pump | 2021 | Technical | MW | Before Competition Groups | 7.2094 | 0 | 0 | 1865.2474 | 0.0038651 | 43 | Residential_2021_Technical_MW_Before Competition Groups_43 | Air Source Heat Pump | 0.3865% | 0 | 7.2094 | Residential_2021_Technical_MW_Before Competition Groups_Air Source Heat Pump
Residential | Res ¦ Furnace with ECM | 2021 | Technical | MW | Before Competition Groups | 7.0627 | 0 | 0 | 1865.2474 | 0.0037865 | 44 | Residential_2021_Technical_MW_Before Competition Groups_44 | Furnace with ECM | 0.3786% | 0 | 7.0627 | Residential_2021_Technical_MW_Before Competition Groups_Furnace with ECM
Residential | Res ¦ Energy Star Torchiere | 2021 | Technical | MW | Before Competition Groups | 5.8914 | 0 | 0 | 1865.2474 | 0.0031585 | 45 | Residential_2021_Technical_MW_Before Competition Groups_45 | Energy Star Torchiere | 0.3159% | 0 | 5.8914 | Residential_2021_Technical_MW_Before Competition Groups_Energy Star Torchiere
Residential | Res ¦ Home Energy Reports | 2021 | Technical | MW | Before Competition Groups | 5.8511 | 0 | 0 | 1865.2474 | 0.0031369 | 46 | Residential_2021_Technical_MW_Before Competition Groups_46 | Home Energy Reports | 0.3137% | 0 | 5.8511 | Residential_2021_Technical_MW_Before Competition Groups_Home Energy Reports
Residential | Res ¦ Minimize Hot and Warm Clothes Wash | 2021 | Technical | MW | Before Competition Groups | 5.3311 | 0 | 0 | 1865.2474 | 0.0028581 | 47 | Residential_2021_Technical_MW_Before Competition Groups_47 | Minimize Hot and Warm Clothes Wash | 0.2858% | 0 | 5.3311 | Residential_2021_Technical_MW_Before Competition Groups_Minimize Hot and Warm Clothes Wash
Residential | Res ¦ Passive Attic Ventilation | 2021 | Technical | MW | Before Competition Groups | 4.5601 | 0 | 0 | 1865.2474 | 0.0024448 | 48 | Residential_2021_Technical_MW_Before Competition Groups_48 | Passive Attic Ventilation | 0.2445% | 0 | 4.5601 | Residential_2021_Technical_MW_Before Competition Groups_Passive Attic Ventilation
Residential | Res ¦ Early Hot Water Heater Replacement | 2021 | Technical | MW | Before Competition Groups | 3.4597 | 0 | 0 | 1865.2474 | 0.0018548 | 49 | Residential_2021_Technical_MW_Before Competition Groups_49 | Early Hot Water Heater Replacement | 0.1855% | 0 | 3.4597 | Residential_2021_Technical_MW_Before Competition Groups_Early Hot Water Heater Replacement
Residential | Res ¦ LED Downlight | 2021 | Technical | MW | Before Competition Groups | 3.2685 | 0 | 0 | 1865.2474 | 0.0017523 | 50 | Residential_2021_Technical_MW_Before Competition Groups_50 | LED Downlight | 0.1752% | 0 | 3.2685 | Residential_2021_Technical_MW_Before Competition Groups_LED Downlight
Residential | Res ¦ Energy Star Freezer | 2021 | Technical | MW | Before Competition Groups | 3.0701 | 0 | 0 | 1865.2474 | 0.0016459 | 51 | Residential_2021_Technical_MW_Before Competition Groups_51 | Energy Star Freezer | 0.1646% | 0 | 3.0701 | Residential_2021_Technical_MW_Before Competition Groups_Energy Star Freezer
Residential | Res ¦ Air Source Heat Pump Maintenance | 2021 | Technical | MW | Before Competition Groups | 3.0652 | 0 | 0 | 1865.2474 | 0.0016433 | 52 | Residential_2021_Technical_MW_Before Competition Groups_52 | Air Source Heat Pump Maintenance | 0.1643% | 0 | 3.0652 | Residential_2021_Technical_MW_Before Competition Groups_Air Source Heat Pump Maintenance
Residential | Res ¦ Outside Air Economizer | 2021 | Technical | MW | Before Competition Groups | 2.843 | 0 | 0 | 1865.2474 | 0.0015242 | 53 | Residential_2021_Technical_MW_Before Competition Groups_53 | Outside Air Economizer | 0.1524% | 0 | 2.843 | Residential_2021_Technical_MW_Before Competition Groups_Outside Air Economizer
Residential | Res ¦ High Efficiency Chiller (avg of water and air cooled) | 2021 | Technical | MW | Before Competition Groups | 2.648 | 0 | 0 | 1865.2474 | 0.0014196 | 54 | Residential_2021_Technical_MW_Before Competition Groups_54 | High Efficiency Chiller (avg of water and air cooled) | 0.142% | 0 | 2.648 | Residential_2021_Technical_MW_Before Competition Groups_High Efficiency Chiller (avg of water and air cooled)
Residential | Res ¦ Networked/ Connected - Indoor LED Luminaire | 2021 | Technical | MW | Before Competition Groups | 2.6071 | 0 | 0 | 1865.2474 | 0.0013977 | 55 | Residential_2021_Technical_MW_Before Competition Groups_55 | Networked/ Connected - Indoor LED Luminaire | 0.1398% | 0 | 2.6071 | Residential_2021_Technical_MW_Before Competition Groups_Networked/ Connected - Indoor LED Luminaire
Residential | Res ¦ Demand Control Ventilation | 2021 | Technical | MW | Before Competition Groups | 2.4171 | 0 | 0 | 1865.2474 | 0.0012959 | 56 | Residential_2021_Technical_MW_Before Competition Groups_56 | Demand Control Ventilation | 0.1296% | 0 | 2.4171 | Residential_2021_Technical_MW_Before Competition Groups_Demand Control Ventilation
Residential | Res ¦ Drain Water Heat Recovery | 2021 | Technical | MW | Before Competition Groups | 2.3238 | 0 | 0 | 1865.2474 | 0.0012458 | 57 | Residential_2021_Technical_MW_Before Competition Groups_57 | Drain Water Heat Recovery | 0.1246% | 0 | 2.3238 | Residential_2021_Technical_MW_Before Competition Groups_Drain Water Heat Recovery
Residential | Res ¦ Furnace Whistle | 2021 | Technical | MW | Before Competition Groups | 2.3227 | 0 | 0 | 1865.2474 | 0.0012453 | 58 | Residential_2021_Technical_MW_Before Competition Groups_58 | Furnace Whistle | 0.1245% | 0 | 2.3227 | Residential_2021_Technical_MW_Before Competition Groups_Furnace Whistle
Residential | Res ¦ Window Film | 2021 | Technical | MW | Before Competition Groups | 2.1374 | 0 | 0 | 1865.2474 | 0.0011459 | 59 | Residential_2021_Technical_MW_Before Competition Groups_59 | Window Film | 0.1146% | 0 | 2.1374 | Residential_2021_Technical_MW_Before Competition Groups_Window Film
Residential | Res ¦ Comprehensive Draft Proofing | 2021 | Technical | MW | Before Competition Groups | 1.9737 | 0 | 0 | 1865.2474 | 0.0010582 | 60 | Residential_2021_Technical_MW_Before Competition Groups_60 | Comprehensive Draft Proofing | 0.1058% | 0 | 1.9737 | Residential_2021_Technical_MW_Before Competition Groups_Comprehensive Draft Proofing
Residential | Res ¦ Variable Frequency Drive (VFD) | 2021 | Technical | MW | Before Competition Groups | 1.9144 | 0 | 0 | 1865.2474 | 0.0010263 | 61 | Residential_2021_Technical_MW_Before Competition Groups_61 | Variable Frequency Drive (VFD) | 0.1026% | 0 | 1.9144 | Residential_2021_Technical_MW_Before Competition Groups_Variable Frequency Drive (VFD)
Residential | Res ¦ Central Lighting Control System | 2021 | Technical | MW | Before Competition Groups | 1.9138 | 0 | 0 | 1865.2474 | 0.001026 | 62 | Residential_2021_Technical_MW_Before Competition Groups_62 | Central Lighting Control System | 0.1026% | 0 | 1.9138 | Residential_2021_Technical_MW_Before Competition Groups_Central Lighting Control System
Residential | Res ¦ ENERGY STAR LED LAMPS (REFLECTOR LAMPs/MR16/PAR 16) | 2021 | Technical | MW | Before Competition Groups | 1.8926 | 0 | 0 | 1865.2474 | 0.0010146 | 63 | Residential_2021_Technical_MW_Before Competition Groups_63 | ENERGY STAR LED LAMPS (REFLECTOR LAMPs/MR16/PAR 16) | 0.1015% | 0 | 1.8926 | Residential_2021_Technical_MW_Before Competition Groups_ENERGY STAR LED LAMPS (REFLECTOR LAMPs/MR16/PAR 16)
Residential | Res ¦ CO Sensors for parking garage exhaust fans | 2021 | Technical | MW | Before Competition Groups | 1.7937 | 0 | 0 | 1865.2474 | 0.00096165 | 64 | Residential_2021_Technical_MW_Before Competition Groups_64 | CO Sensors for parking garage exhaust fans | 0.09617% | 0 | 1.7937 | Residential_2021_Technical_MW_Before Competition Groups_CO Sensors for parking garage exhaust fans
Residential | Res ¦ Heat Pump Water Heater | 2021 | Technical | MW | Before Competition Groups | 1.6588 | 0 | 0 | 1865.2474 | 0.00088929 | 65 | Residential_2021_Technical_MW_Before Competition Groups_65 | Heat Pump Water Heater | 0.08893% | 0 | 1.6588 | Residential_2021_Technical_MW_Before Competition Groups_Heat Pump Water Heater
Residential | Res ¦ LED Tube Re-Lamp | 2021 | Technical | MW | Before Competition Groups | 1.5507 | 0 | 0 | 1865.2474 | 0.00083136 | 66 | Residential_2021_Technical_MW_Before Competition Groups_66 | LED Tube Re-Lamp | 0.08314% | 0 | 1.5507 | Residential_2021_Technical_MW_Before Competition Groups_LED Tube Re-Lamp
Residential | Res ¦ DHW Recirculation Systems | 2021 | Technical | MW | Before Competition Groups | 1.503 | 0 | 0 | 1865.2474 | 0.0008058 | 67 | Residential_2021_Technical_MW_Before Competition Groups_67 | DHW Recirculation Systems | 0.08058% | 0 | 1.503 | Residential_2021_Technical_MW_Before Competition Groups_DHW Recirculation Systems
Residential | Res ¦ Tankless Water Heater | 2021 | Technical | MW | Before Competition Groups | 1.4973 | 0 | 0 | 1865.2474 | 0.00080272 | 68 | Residential_2021_Technical_MW_Before Competition Groups_68 | Tankless Water Heater | 0.08027% | 0 | 1.4973 | Residential_2021_Technical_MW_Before Competition Groups_Tankless Water Heater
Residential | Res ¦ Energy Star Ceiling Fan/Lighting | 2021 | Technical | MW | Before Competition Groups | 1.3649 | 0 | 0 | 1865.2474 | 0.00073176 | 69 | Residential_2021_Technical_MW_Before Competition Groups_69 | Energy Star Ceiling Fan/Lighting | 0.07318% | 0 | 1.3649 | Residential_2021_Technical_MW_Before Competition Groups_Energy Star Ceiling Fan/Lighting
Residential | Res ¦ Water Heater Temperature Setback | 2021 | Technical | MW | Before Competition Groups | 1.2107 | 0 | 0 | 1865.2474 | 0.00064911 | 70 | Residential_2021_Technical_MW_Before Competition Groups_70 | Water Heater Temperature Setback | 0.06491% | 0 | 1.2107 | Residential_2021_Technical_MW_Before Competition Groups_Water Heater Temperature Setback
Residential | Res ¦ Heat Recovery Ventilator | 2021 | Technical | MW | Before Competition Groups | 1.1897 | 0 | 0 | 1865.2474 | 0.00063785 | 71 | Residential_2021_Technical_MW_Before Competition Groups_71 | Heat Recovery Ventilator | 0.06378% | 0 | 1.1897 | Residential_2021_Technical_MW_Before Competition Groups_Heat Recovery Ventilator
Residential | Res ¦ Solar Water Heating System | 2021 | Technical | MW | Before Competition Groups | 0.81677 | 0 | 0 | 1865.2474 | 0.00043789 | 72 | Residential_2021_Technical_MW_Before Competition Groups_72 | Solar Water Heating System | 0.04379% | 0 | 0.81677 | Residential_2021_Technical_MW_Before Competition Groups_Solar Water Heating System
Residential | Res ¦ Energy Star Dishwasher | 2021 | Technical | MW | Before Competition Groups | 0.78915 | 0 | 0 | 1865.2474 | 0.00042308 | 73 | Residential_2021_Technical_MW_Before Competition Groups_73 | Energy Star Dishwasher | 0.04231% | 0 | 0.78915 | Residential_2021_Technical_MW_Before Competition Groups_Energy Star Dishwasher
Residential | Res ¦ LED Parking Lot Fixture | 2021 | Technical | MW | Before Competition Groups | 0.76093 | 0 | 0 | 1865.2474 | 0.00040795 | 74 | Residential_2021_Technical_MW_Before Competition Groups_74 | LED Parking Lot Fixture | 0.0408% | 0 | 0.76093 | Residential_2021_Technical_MW_Before Competition Groups_LED Parking Lot Fixture
Residential | Res ¦ High Efficiency Storage Water Heater | 2021 | Technical | MW | Before Competition Groups | 0.72462 | 0 | 0 | 1865.2474 | 0.00038849 | 75 | Residential_2021_Technical_MW_Before Competition Groups_75 | High Efficiency Storage Water Heater | 0.03885% | 0 | 0.72462 | Residential_2021_Technical_MW_Before Competition Groups_High Efficiency Storage Water Heater
Residential | Res ¦ VFD on Pumps | 2021 | Technical | MW | Before Competition Groups | 0.58869 | 0 | 0 | 1865.2474 | 0.00031561 | 76 | Residential_2021_Technical_MW_Before Competition Groups_76 | VFD on Pumps | 0.03156% | 0 | 0.58869 | Residential_2021_Technical_MW_Before Competition Groups_VFD on Pumps
Residential | Res ¦ HVAC Optimization | 2021 | Technical | MW | Before Competition Groups | 0.49727 | 0 | 0 | 1865.2474 | 0.0002666 | 77 | Residential_2021_Technical_MW_Before Competition Groups_77 | HVAC Optimization | 0.02666% | 0 | 0.49727 | Residential_2021_Technical_MW_Before Competition Groups_HVAC Optimization
Residential | Res ¦ Condensing Make Up Air Unit | 2021 | Technical | MW | Before Competition Groups | 0.4889 | 0 | 0 | 1865.2474 | 0.00026211 | 78 | Residential_2021_Technical_MW_Before Competition Groups_78 | Condensing Make Up Air Unit | 0.02621% | 0 | 0.4889 | Residential_2021_Technical_MW_Before Competition Groups_Condensing Make Up Air Unit
Residential | Res ¦ ENERGY STAR LED Lamps (General Service Lamps) | 2021 | Technical | MW | Before Competition Groups | 0.41974 | 0 | 0 | 1865.2474 | 0.00022503 | 79 | Residential_2021_Technical_MW_Before Competition Groups_79 | ENERGY STAR LED Lamps (General Service Lamps) | 0.0225% | 0 | 0.41974 | Residential_2021_Technical_MW_Before Competition Groups_ENERGY STAR LED Lamps (General Service Lamps)
Residential | Res ¦ Solar Powered Attic Fan | 2021 | Technical | MW | Before Competition Groups | 0.37454 | 0 | 0 | 1865.2474 | 0.0002008 | 80 | Residential_2021_Technical_MW_Before Competition Groups_80 | Solar Powered Attic Fan | 0.02008% | 0 | 0.37454 | Residential_2021_Technical_MW_Before Competition Groups_Solar Powered Attic Fan
Residential | Res ¦ LED Exterior Area Lights - LED Fixture (200W) | 2021 | Technical | MW | Before Competition Groups | 0.34553 | 0 | 0 | 1865.2474 | 0.00018524 | 81 | Residential_2021_Technical_MW_Before Competition Groups_81 | LED Exterior Area Lights - LED Fixture (200W) | 0.01852% | 0 | 0.34553 | Residential_2021_Technical_MW_Before Competition Groups_LED Exterior Area Lights - LED Fixture (200W)
Residential | Res ¦ ECM MOTORS FOR HVAC APPLICATION (FAN-POWERED VAV BOX) | 2021 | Technical | MW | Before Competition Groups | 0.29831 | 0 | 0 | 1865.2474 | 0.00015993 | 82 | Residential_2021_Technical_MW_Before Competition Groups_82 | ECM MOTORS FOR HVAC APPLICATION (FAN-POWERED VAV BOX) | 0.01599% | 0 | 0.29831 | Residential_2021_Technical_MW_Before Competition Groups_ECM MOTORS FOR HVAC APPLICATION (FAN-POWERED VAV BOX)
Residential | Res ¦ Wall Insulation MF | 2021 | Technical | MW | Before Competition Groups | 0.19074 | 0 | 0 | 1865.2474 | 0.00010226 | 83 | Residential_2021_Technical_MW_Before Competition Groups_83 | Wall Insulation MF | 0.01023% | 0 | 0.19074 | Residential_2021_Technical_MW_Before Competition Groups_Wall Insulation MF
Residential | Res ¦ Beverage Vending Machine Controls | 2021 | Technical | MW | Before Competition Groups | 0.17676 | 0 | 0 | 1865.2474 | 9.4766e-05 | 84 | Residential_2021_Technical_MW_Before Competition Groups_84 | Beverage Vending Machine Controls | 0.009477% | 0 | 0.17676 | Residential_2021_Technical_MW_Before Competition Groups_Beverage Vending Machine Controls
Residential | Res ¦ Chilled Water Optimization | 2021 | Technical | MW | Before Competition Groups | 0.069263 | 0 | 0 | 1865.2474 | 3.7133e-05 | 85 | Residential_2021_Technical_MW_Before Competition Groups_85 | Chilled Water Optimization | 0.003713% | 0 | 0.069263 | Residential_2021_Technical_MW_Before Competition Groups_Chilled Water Optimization
Residential | Res ¦ LED Recessed Downlights | 2021 | Technical | MW | Before Competition Groups | 0.040251 | 0 | 0 | 1865.2474 | 2.1579e-05 | 86 | Residential_2021_Technical_MW_Before Competition Groups_86 | LED Recessed Downlights | 0.002158% | 0 | 0.040251 | Residential_2021_Technical_MW_Before Competition Groups_LED Recessed Downlights
Residential | Res ¦ LED High Bay Fixture | 2021 | Technical | MW | Before Competition Groups | 0.034396 | 0 | 0 | 1865.2474 | 1.8441e-05 | 87 | Residential_2021_Technical_MW_Before Competition Groups_87 | LED High Bay Fixture | 0.001844% | 0 | 0.034396 | Residential_2021_Technical_MW_Before Competition Groups_LED High Bay Fixture
Residential | Res ¦ Radiant Barrier | 2021 | Technical | MW | Before Competition Groups | 0.014725 | 0 | 0 | 1865.2474 | 7.8943e-06 | 88 | Residential_2021_Technical_MW_Before Competition Groups_88 | Radiant Barrier | 0.0007894% | 0 | 0.014725 | Residential_2021_Technical_MW_Before Competition Groups_Radiant Barrier
Residential | Res ¦ Solar Water Preheat (Pools/DHW) | 2021 | Technical | MW | Before Competition Groups | 0.0023938 | 0 | 0 | 1865.2474 | 1.2834e-06 | 89 | Residential_2021_Technical_MW_Before Competition Groups_89 | Solar Water Preheat (Pools/DHW) | 0.0001283% | 0 | 0.0023938 | Residential_2021_Technical_MW_Before Competition Groups_Solar Water Preheat (Pools/DHW)
Residential | Res ¦ Photocell Controls (Outdoor) | 2021 | Technical | MW | Before Competition Groups | 8.063e-05 | 0 | 0 | 1865.2474 | 4.3228e-08 | 90 | Residential_2021_Technical_MW_Before Competition Groups_90 | Photocell Controls (Outdoor) | 4.323e-06% | 0 | 8.063e-05 | Residential_2021_Technical_MW_Before Competition Groups_Photocell Controls (Outdoor)
Residential | Res ¦ Adaptive Thermostat | 2022 | Economic | MW | Before Competition Groups | 187.3517 | 0 | 0 | 1058.9837 | 0.17692 | 1 | Residential_2022_Economic_MW_Before Competition Groups_1 | Adaptive Thermostat | 17.69% | 0 | 187.3517 | Residential_2022_Economic_MW_Before Competition Groups_Adaptive Thermostat
Residential | Res ¦ Building Recommissioning, Operations and Maintenance (O&M) Improvements | 2022 | Economic | MW | Before Competition Groups | 92.4834 | 0 | 0 | 1058.9837 | 0.087332 | 2 | Residential_2022_Economic_MW_Before Competition Groups_2 | Building Recommissioning, Operations and Maintenance (O&M) Improvements | 8.733% | 0 | 92.4834 | Residential_2022_Economic_MW_Before Competition Groups_Building Recommissioning, Operations and Maintenance (O&M) Improvements
Residential | Res ¦ Basement Wall Insulation | 2022 | Economic | MW | Before Competition Groups | 85.3027 | 0 | 0 | 1058.9837 | 0.080551 | 3 | Residential_2022_Economic_MW_Before Competition Groups_3 | Basement Wall Insulation | 8.055% | 0 | 85.3027 | Residential_2022_Economic_MW_Before Competition Groups_Basement Wall Insulation
Residential | Res ¦ Energy Star LED Bulbs General Purpose LEDs | 2022 | Economic | MW | Before Competition Groups | 76.6255 | 0 | 0 | 1058.9837 | 0.072358 | 4 | Residential_2022_Economic_MW_Before Competition Groups_4 | Energy Star LED Bulbs General Purpose LEDs | 7.236% | 0 | 76.6255 | Residential_2022_Economic_MW_Before Competition Groups_Energy Star LED Bulbs General Purpose LEDs
Residential | Res ¦ Energy Star A Line, PAR, MR Lamps | 2022 | Economic | MW | Before Competition Groups | 75.474 | 0 | 0 | 1058.9837 | 0.07127 | 5 | Residential_2022_Economic_MW_Before Competition Groups_5 | Energy Star A Line, PAR, MR Lamps | 7.127% | 0 | 75.474 | Residential_2022_Economic_MW_Before Competition Groups_Energy Star A Line, PAR, MR Lamps
Residential | Res ¦ Energy Star LED Specialty Bulbs | 2022 | Economic | MW | Before Competition Groups | 70.7651 | 0 | 0 | 1058.9837 | 0.066824 | 6 | Residential_2022_Economic_MW_Before Competition Groups_6 | Energy Star LED Specialty Bulbs | 6.682% | 0 | 70.7651 | Residential_2022_Economic_MW_Before Competition Groups_Energy Star LED Specialty Bulbs
Residential | Res ¦ Variable Speed Pool Pump Motor | 2022 | Economic | MW | Before Competition Groups | 66.06 | 0 | 0 | 1058.9837 | 0.062381 | 7 | Residential_2022_Economic_MW_Before Competition Groups_7 | Variable Speed Pool Pump Motor | 6.238% | 0 | 66.06 | Residential_2022_Economic_MW_Before Competition Groups_Variable Speed Pool Pump Motor
Residential | Res ¦ Attic Insulation | 2022 | Economic | MW | Before Competition Groups | 65.8055 | 0 | 0 | 1058.9837 | 0.06214 | 8 | Residential_2022_Economic_MW_Before Competition Groups_8 | Attic Insulation | 6.214% | 0 | 65.8055 | Residential_2022_Economic_MW_Before Competition Groups_Attic Insulation
Residential | Res ¦ Ductless Mini-Split Heat Pump | 2022 | Economic | MW | Before Competition Groups | 64.0213 | 0 | 0 | 1058.9837 | 0.060455 | 9 | Residential_2022_Economic_MW_Before Competition Groups_9 | Ductless Mini-Split Heat Pump | 6.046% | 0 | 64.0213 | Residential_2022_Economic_MW_Before Competition Groups_Ductless Mini-Split Heat Pump
Residential | Res ¦ Energy Star Air Source Heat Pump | 2022 | Economic | MW | Before Competition Groups | 36.5801 | 0 | 0 | 1058.9837 | 0.034543 | 10 | Residential_2022_Economic_MW_Before Competition Groups_10 | Energy Star Air Source Heat Pump | 3.454% | 0 | 36.5801 | Residential_2022_Economic_MW_Before Competition Groups_Energy Star Air Source Heat Pump
Residential | Res ¦ Energy Star Clothes Washer | 2022 | Economic | MW | Before Competition Groups | 33.3072 | 0 | 0 | 1058.9837 | 0.031452 | 11 | Residential_2022_Economic_MW_Before Competition Groups_11 | Energy Star Clothes Washer | 3.145% | 0 | 33.3072 | Residential_2022_Economic_MW_Before Competition Groups_Energy Star Clothes Washer
Residential | Res ¦ Energy Star Room Air Conditioner | 2022 | Economic | MW | Before Competition Groups | 27.3846 | 0 | 0 | 1058.9837 | 0.025859 | 12 | Residential_2022_Economic_MW_Before Competition Groups_12 | Energy Star Room Air Conditioner | 2.586% | 0 | 27.3846 | Residential_2022_Economic_MW_Before Competition Groups_Energy Star Room Air Conditioner
Residential | Res ¦ Air Sealing | 2022 | Economic | MW | Before Competition Groups | 18.1449 | 0 | 0 | 1058.9837 | 0.017134 | 13 | Residential_2022_Economic_MW_Before Competition Groups_13 | Air Sealing | 1.713% | 0 | 18.1449 | Residential_2022_Economic_MW_Before Competition Groups_Air Sealing
Residential | Res ¦ Floor Insulation | 2022 | Economic | MW | Before Competition Groups | 17.2467 | 0 | 0 | 1058.9837 | 0.016286 | 14 | Residential_2022_Economic_MW_Before Competition Groups_14 | Floor Insulation | 1.629% | 0 | 17.2467 | Residential_2022_Economic_MW_Before Competition Groups_Floor Insulation
Residential | Res ¦ Duct Insulation | 2022 | Economic | MW | Before Competition Groups | 15.8552 | 0 | 0 | 1058.9837 | 0.014972 | 15 | Residential_2022_Economic_MW_Before Competition Groups_15 | Duct Insulation | 1.497% | 0 | 15.8552 | Residential_2022_Economic_MW_Before Competition Groups_Duct Insulation
Residential | Res ¦ Advanced BAS/Controllers | 2022 | Economic | MW | Before Competition Groups | 13.536 | 0 | 0 | 1058.9837 | 0.012782 | 16 | Residential_2022_Economic_MW_Before Competition Groups_16 | Advanced BAS/Controllers | 1.278% | 0 | 13.536 | Residential_2022_Economic_MW_Before Competition Groups_Advanced BAS/Controllers
Residential | Res ¦ Occupancy Sensors MF | 2022 | Economic | MW | Before Competition Groups | 12.9237 | 0 | 0 | 1058.9837 | 0.012204 | 17 | Residential_2022_Economic_MW_Before Competition Groups_17 | Occupancy Sensors MF | 1.22% | 0 | 12.9237 | Residential_2022_Economic_MW_Before Competition Groups_Occupancy Sensors MF
Residential | Res ¦ Clothes Drying Racks | 2022 | Economic | MW | Before Competition Groups | 12.5262 | 0 | 0 | 1058.9837 | 0.011828 | 18 | Residential_2022_Economic_MW_Before Competition Groups_18 | Clothes Drying Racks | 1.183% | 0 | 12.5262 | Residential_2022_Economic_MW_Before Competition Groups_Clothes Drying Racks
Residential | Res ¦ Refrigerator Recycling | 2022 | Economic | MW | Before Competition Groups | 10.6151 | 0 | 0 | 1058.9837 | 0.010024 | 19 | Residential_2022_Economic_MW_Before Competition Groups_19 | Refrigerator Recycling | 1.002% | 0 | 10.6151 | Residential_2022_Economic_MW_Before Competition Groups_Refrigerator Recycling
Residential | Res ¦ Freezer Recycling | 2022 | Economic | MW | Before Competition Groups | 9.8889 | 0 | 0 | 1058.9837 | 0.0093381 | 20 | Residential_2022_Economic_MW_Before Competition Groups_20 | Freezer Recycling | 0.9338% | 0 | 9.8889 | Residential_2022_Economic_MW_Before Competition Groups_Freezer Recycling
Residential | Res ¦ Energy Star Dehumidifier | 2022 | Economic | MW | Before Competition Groups | 9.3472 | 0 | 0 | 1058.9837 | 0.0088266 | 21 | Residential_2022_Economic_MW_Before Competition Groups_21 | Energy Star Dehumidifier | 0.8827% | 0 | 9.3472 | Residential_2022_Economic_MW_Before Competition Groups_Energy Star Dehumidifier
Residential | Res ¦ Energy Star Clothes Dryer | 2022 | Economic | MW | Before Competition Groups | 7.4811 | 0 | 0 | 1058.9837 | 0.0070644 | 22 | Residential_2022_Economic_MW_Before Competition Groups_22 | Energy Star Clothes Dryer | 0.7064% | 0 | 7.4811 | Residential_2022_Economic_MW_Before Competition Groups_Energy Star Clothes Dryer
Residential | Res ¦ Energy Star Torchiere | 2022 | Economic | MW | Before Competition Groups | 7.3595 | 0 | 0 | 1058.9837 | 0.0069496 | 23 | Residential_2022_Economic_MW_Before Competition Groups_23 | Energy Star Torchiere | 0.695% | 0 | 7.3595 | Residential_2022_Economic_MW_Before Competition Groups_Energy Star Torchiere
Residential | Res ¦ Duct Insulation MF | 2022 | Economic | MW | Before Competition Groups | 6.6514 | 0 | 0 | 1058.9837 | 0.0062809 | 24 | Residential_2022_Economic_MW_Before Competition Groups_24 | Duct Insulation MF | 0.6281% | 0 | 6.6514 | Residential_2022_Economic_MW_Before Competition Groups_Duct Insulation MF
Residential | Res ¦ Minimize Hot and Warm Clothes Wash | 2022 | Economic | MW | Before Competition Groups | 5.2469 | 0 | 0 | 1058.9837 | 0.0049546 | 25 | Residential_2022_Economic_MW_Before Competition Groups_25 | Minimize Hot and Warm Clothes Wash | 0.4955% | 0 | 5.2469 | Residential_2022_Economic_MW_Before Competition Groups_Minimize Hot and Warm Clothes Wash
Residential | Res ¦ High Efficiency Chiller (avg of water and air cooled) | 2022 | Economic | MW | Before Competition Groups | 3.4608 | 0 | 0 | 1058.9837 | 0.0032681 | 26 | Residential_2022_Economic_MW_Before Competition Groups_26 | High Efficiency Chiller (avg of water and air cooled) | 0.3268% | 0 | 3.4608 | Residential_2022_Economic_MW_Before Competition Groups_High Efficiency Chiller (avg of water and air cooled)
Residential | Res ¦ Energy Star Light Fixture | 2022 | Economic | MW | Before Competition Groups | 3.1641 | 0 | 0 | 1058.9837 | 0.0029879 | 27 | Residential_2022_Economic_MW_Before Competition Groups_27 | Energy Star Light Fixture | 0.2988% | 0 | 3.1641 | Residential_2022_Economic_MW_Before Competition Groups_Energy Star Light Fixture
Residential | Res ¦ Outside Air Economizer | 2022 | Economic | MW | Before Competition Groups | 2.8902 | 0 | 0 | 1058.9837 | 0.0027292 | 28 | Residential_2022_Economic_MW_Before Competition Groups_28 | Outside Air Economizer | 0.2729% | 0 | 2.8902 | Residential_2022_Economic_MW_Before Competition Groups_Outside Air Economizer
Residential | Res ¦ Demand Control Ventilation | 2022 | Economic | MW | Before Competition Groups | 2.3789 | 0 | 0 | 1058.9837 | 0.0022464 | 29 | Residential_2022_Economic_MW_Before Competition Groups_29 | Demand Control Ventilation | 0.2246% | 0 | 2.3789 | Residential_2022_Economic_MW_Before Competition Groups_Demand Control Ventilation
Residential | Res ¦ Furnace Whistle | 2022 | Economic | MW | Before Competition Groups | 2.286 | 0 | 0 | 1058.9837 | 0.0021587 | 30 | Residential_2022_Economic_MW_Before Competition Groups_30 | Furnace Whistle | 0.2159% | 0 | 2.286 | Residential_2022_Economic_MW_Before Competition Groups_Furnace Whistle
Residential | Res ¦ Comprehensive Draft Proofing | 2022 | Economic | MW | Before Competition Groups | 1.9425 | 0 | 0 | 1058.9837 | 0.0018344 | 31 | Residential_2022_Economic_MW_Before Competition Groups_31 | Comprehensive Draft Proofing | 0.1834% | 0 | 1.9425 | Residential_2022_Economic_MW_Before Competition Groups_Comprehensive Draft Proofing
Residential | Res ¦ LED Tube Re-Lamp | 2022 | Economic | MW | Before Competition Groups | 1.94 | 0 | 0 | 1058.9837 | 0.0018319 | 32 | Residential_2022_Economic_MW_Before Competition Groups_32 | LED Tube Re-Lamp | 0.1832% | 0 | 1.94 | Residential_2022_Economic_MW_Before Competition Groups_LED Tube Re-Lamp
Residential | Res ¦ ENERGY STAR LED LAMPS (REFLECTOR LAMPs/MR16/PAR 16) | 2022 | Economic | MW | Before Competition Groups | 1.934 | 0 | 0 | 1058.9837 | 0.0018262 | 33 | Residential_2022_Economic_MW_Before Competition Groups_33 | ENERGY STAR LED LAMPS (REFLECTOR LAMPs/MR16/PAR 16) | 0.1826% | 0 | 1.934 | Residential_2022_Economic_MW_Before Competition Groups_ENERGY STAR LED LAMPS (REFLECTOR LAMPs/MR16/PAR 16)
Residential | Res ¦ Variable Frequency Drive (VFD) | 2022 | Economic | MW | Before Competition Groups | 1.8841 | 0 | 0 | 1058.9837 | 0.0017792 | 34 | Residential_2022_Economic_MW_Before Competition Groups_34 | Variable Frequency Drive (VFD) | 0.1779% | 0 | 1.8841 | Residential_2022_Economic_MW_Before Competition Groups_Variable Frequency Drive (VFD)
Residential | Res ¦ CO Sensors for parking garage exhaust fans | 2022 | Economic | MW | Before Competition Groups | 1.8235 | 0 | 0 | 1058.9837 | 0.0017219 | 35 | Residential_2022_Economic_MW_Before Competition Groups_35 | CO Sensors for parking garage exhaust fans | 0.1722% | 0 | 1.8235 | Residential_2022_Economic_MW_Before Competition Groups_CO Sensors for parking garage exhaust fans
Residential | Res ¦ Heat Recovery Ventilator | 2022 | Economic | MW | Before Competition Groups | 1.5135 | 0 | 0 | 1058.9837 | 0.0014292 | 36 | Residential_2022_Economic_MW_Before Competition Groups_36 | Heat Recovery Ventilator | 0.1429% | 0 | 1.5135 | Residential_2022_Economic_MW_Before Competition Groups_Heat Recovery Ventilator
Residential | Res ¦ Water Heater Temperature Setback | 2022 | Economic | MW | Before Competition Groups | 1.1916 | 0 | 0 | 1058.9837 | 0.0011252 | 37 | Residential_2022_Economic_MW_Before Competition Groups_37 | Water Heater Temperature Setback | 0.1125% | 0 | 1.1916 | Residential_2022_Economic_MW_Before Competition Groups_Water Heater Temperature Setback
Residential | Res ¦ Home Energy Reports | 2022 | Economic | MW | Before Competition Groups | 0.82063 | 0 | 0 | 1058.9837 | 0.00077492 | 38 | Residential_2022_Economic_MW_Before Competition Groups_38 | Home Energy Reports | 0.07749% | 0 | 0.82063 | Residential_2022_Economic_MW_Before Competition Groups_Home Energy Reports
Residential | Res ¦ LED Parking Lot Fixture | 2022 | Economic | MW | Before Competition Groups | 0.79874 | 0 | 0 | 1058.9837 | 0.00075425 | 39 | Residential_2022_Economic_MW_Before Competition Groups_39 | LED Parking Lot Fixture | 0.07543% | 0 | 0.79874 | Residential_2022_Economic_MW_Before Competition Groups_LED Parking Lot Fixture
Residential | Res ¦ Condensing Make Up Air Unit | 2022 | Economic | MW | Before Competition Groups | 0.63846 | 0 | 0 | 1058.9837 | 0.0006029 | 40 | Residential_2022_Economic_MW_Before Competition Groups_40 | Condensing Make Up Air Unit | 0.06029% | 0 | 0.63846 | Residential_2022_Economic_MW_Before Competition Groups_Condensing Make Up Air Unit
Residential | Res ¦ VFD on Pumps | 2022 | Economic | MW | Before Competition Groups | 0.57939 | 0 | 0 | 1058.9837 | 0.00054712 | 41 | Residential_2022_Economic_MW_Before Competition Groups_41 | VFD on Pumps | 0.05471% | 0 | 0.57939 | Residential_2022_Economic_MW_Before Competition Groups_VFD on Pumps
Residential | Res ¦ ENERGY STAR LED Lamps (General Service Lamps) | 2022 | Economic | MW | Before Competition Groups | 0.43013 | 0 | 0 | 1058.9837 | 0.00040617 | 42 | Residential_2022_Economic_MW_Before Competition Groups_42 | ENERGY STAR LED Lamps (General Service Lamps) | 0.04062% | 0 | 0.43013 | Residential_2022_Economic_MW_Before Competition Groups_ENERGY STAR LED Lamps (General Service Lamps)
Residential | Res ¦ LED Exterior Area Lights - LED Fixture (200W) | 2022 | Economic | MW | Before Competition Groups | 0.36308 | 0 | 0 | 1058.9837 | 0.00034286 | 43 | Residential_2022_Economic_MW_Before Competition Groups_43 | LED Exterior Area Lights - LED Fixture (200W) | 0.03429% | 0 | 0.36308 | Residential_2022_Economic_MW_Before Competition Groups_LED Exterior Area Lights - LED Fixture (200W)
Residential | Res ¦ ECM MOTORS FOR HVAC APPLICATION (FAN-POWERED VAV BOX) | 2022 | Economic | MW | Before Competition Groups | 0.30321 | 0 | 0 | 1058.9837 | 0.00028632 | 44 | Residential_2022_Economic_MW_Before Competition Groups_44 | ECM MOTORS FOR HVAC APPLICATION (FAN-POWERED VAV BOX) | 0.02863% | 0 | 0.30321 | Residential_2022_Economic_MW_Before Competition Groups_ECM MOTORS FOR HVAC APPLICATION (FAN-POWERED VAV BOX)
Residential | Res ¦ Wall Insulation | 2022 | Economic | MW | Before Competition Groups | 0.24791 | 0 | 0 | 1058.9837 | 0.0002341 | 45 | Residential_2022_Economic_MW_Before Competition Groups_45 | Wall Insulation | 0.02341% | 0 | 0.24791 | Residential_2022_Economic_MW_Before Competition Groups_Wall Insulation
Residential | Res ¦ Beverage Vending Machine Controls | 2022 | Economic | MW | Before Competition Groups | 0.19035 | 0 | 0 | 1058.9837 | 0.00017975 | 46 | Residential_2022_Economic_MW_Before Competition Groups_46 | Beverage Vending Machine Controls | 0.01798% | 0 | 0.19035 | Residential_2022_Economic_MW_Before Competition Groups_Beverage Vending Machine Controls
Residential | Res ¦ Chilled Water Optimization | 2022 | Economic | MW | Before Competition Groups | 0.090187 | 0 | 0 | 1058.9837 | 8.5163e-05 | 47 | Residential_2022_Economic_MW_Before Competition Groups_47 | Chilled Water Optimization | 0.008516% | 0 | 0.090187 | Residential_2022_Economic_MW_Before Competition Groups_Chilled Water Optimization
Residential | Res ¦ Tankless Water Heater | 2022 | Economic | MW | Before Competition Groups | 0.080806 | 0 | 0 | 1058.9837 | 7.6305e-05 | 48 | Residential_2022_Economic_MW_Before Competition Groups_48 | Tankless Water Heater | 0.00763% | 0 | 0.080806 | Residential_2022_Economic_MW_Before Competition Groups_Tankless Water Heater
Residential | Res ¦ LED High Bay Fixture | 2022 | Economic | MW | Before Competition Groups | 0.032615 | 0 | 0 | 1058.9837 | 3.0798e-05 | 49 | Residential_2022_Economic_MW_Before Competition Groups_49 | LED High Bay Fixture | 0.00308% | 0 | 0.032615 | Residential_2022_Economic_MW_Before Competition Groups_LED High Bay Fixture
Residential | Res ¦ Wall Insulation MF | 2022 | Economic | MW | Before Competition Groups | 0.015025 | 0 | 0 | 1058.9837 | 1.4188e-05 | 50 | Residential_2022_Economic_MW_Before Competition Groups_50 | Wall Insulation MF | 0.001419% | 0 | 0.015025 | Residential_2022_Economic_MW_Before Competition Groups_Wall Insulation MF
Residential | Res ¦ Energy Star Freezer | 2022 | Economic | MW | Before Competition Groups | 0 | 0 | 0 | 1058.9837 | 0 | 51 | Residential_2022_Economic_MW_Before Competition Groups_51 | Energy Star Freezer | 0% | 0 | 0 | Residential_2022_Economic_MW_Before Competition Groups_Energy Star Freezer
Residential | Res ¦ LED Downlight | 2022 | Economic | MW | Before Competition Groups | 0 | 0 | 0 | 1058.9837 | 0 | 52 | Residential_2022_Economic_MW_Before Competition Groups_52 | LED Downlight | 0% | 0 | 0 | Residential_2022_Economic_MW_Before Competition Groups_LED Downlight
Residential | Res ¦ Smart Burners | 2022 | Economic | MW | Before Competition Groups | 0 | 0 | 0 | 1058.9837 | 0 | 53 | Residential_2022_Economic_MW_Before Competition Groups_53 | Smart Burners | 0% | 0 | 0 | Residential_2022_Economic_MW_Before Competition Groups_Smart Burners
Residential | Res ¦ Smart Power Bar | 2022 | Economic | MW | Before Competition Groups | 0 | 0 | 0 | 1058.9837 | 0 | 54 | Residential_2022_Economic_MW_Before Competition Groups_54 | Smart Power Bar | 0% | 0 | 0 | Residential_2022_Economic_MW_Before Competition Groups_Smart Power Bar
Residential | Res ¦ Energy Star LED Specialty Bulbs | 2022 | SC A | MW | Before Competition Groups | 19.2517 | 0 | 0 | 98.5261 | 0.1954 | 1 | Residential_2022_SC A_MW_Before Competition Groups_1 | Energy Star LED Specialty Bulbs | 19.54% | 0 | 19.2517 | Residential_2022_SC A_MW_Before Competition Groups_Energy Star LED Specialty Bulbs
Residential | Res ¦ Ductless Mini-Split Heat Pump | 2022 | SC A | MW | Before Competition Groups | 15.4026 | 0 | 0 | 98.5261 | 0.15633 | 2 | Residential_2022_SC A_MW_Before Competition Groups_2 | Ductless Mini-Split Heat Pump | 15.63% | 0 | 15.4026 | Residential_2022_SC A_MW_Before Competition Groups_Ductless Mini-Split Heat Pump
Residential | Res ¦ Energy Star Clothes Washer | 2022 | SC A | MW | Before Competition Groups | 10.9511 | 0 | 0 | 98.5261 | 0.11115 | 3 | Residential_2022_SC A_MW_Before Competition Groups_3 | Energy Star Clothes Washer | 11.11% | 0 | 10.9511 | Residential_2022_SC A_MW_Before Competition Groups_Energy Star Clothes Washer
Residential | Res ¦ Building Recommissioning, Operations and Maintenance (O&M) Improvements | 2022 | SC A | MW | Before Competition Groups | 9.7663 | 0 | 0 | 98.5261 | 0.099124 | 4 | Residential_2022_SC A_MW_Before Competition Groups_4 | Building Recommissioning, Operations and Maintenance (O&M) Improvements | 9.912% | 0 | 9.7663 | Residential_2022_SC A_MW_Before Competition Groups_Building Recommissioning, Operations and Maintenance (O&M) Improvements
Residential | Res ¦ Adaptive Thermostat | 2022 | SC A | MW | Before Competition Groups | 6.9877 | 0 | 0 | 98.5261 | 0.070922 | 5 | Residential_2022_SC A_MW_Before Competition Groups_5 | Adaptive Thermostat | 7.092% | 0 | 6.9877 | Residential_2022_SC A_MW_Before Competition Groups_Adaptive Thermostat
Residential | Res ¦ Energy Star A Line, PAR, MR Lamps | 2022 | SC A | MW | Before Competition Groups | 5.0927 | 0 | 0 | 98.5261 | 0.051689 | 6 | Residential_2022_SC A_MW_Before Competition Groups_6 | Energy Star A Line, PAR, MR Lamps | 5.169% | 0 | 5.0927 | Residential_2022_SC A_MW_Before Competition Groups_Energy Star A Line, PAR, MR Lamps
Residential | Res ¦ Variable Speed Pool Pump Motor | 2022 | SC A | MW | Before Competition Groups | 4.9765 | 0 | 0 | 98.5261 | 0.05051 | 7 | Residential_2022_SC A_MW_Before Competition Groups_7 | Variable Speed Pool Pump Motor | 5.051% | 0 | 4.9765 | Residential_2022_SC A_MW_Before Competition Groups_Variable Speed Pool Pump Motor
Residential | Res ¦ Basement Wall Insulation | 2022 | SC A | MW | Before Competition Groups | 4.0514 | 0 | 0 | 98.5261 | 0.04112 | 8 | Residential_2022_SC A_MW_Before Competition Groups_8 | Basement Wall Insulation | 4.112% | 0 | 4.0514 | Residential_2022_SC A_MW_Before Competition Groups_Basement Wall Insulation
Residential | Res ¦ High Efficiency Chiller (avg of water and air cooled) | 2022 | SC A | MW | Before Competition Groups | 2.8033 | 0 | 0 | 98.5261 | 0.028452 | 9 | Residential_2022_SC A_MW_Before Competition Groups_9 | High Efficiency Chiller (avg of water and air cooled) | 2.845% | 0 | 2.8033 | Residential_2022_SC A_MW_Before Competition Groups_High Efficiency Chiller (avg of water and air cooled)
Residential | Res ¦ Energy Star Air Source Heat Pump | 2022 | SC A | MW | Before Competition Groups | 2.4123 | 0 | 0 | 98.5261 | 0.024484 | 10 | Residential_2022_SC A_MW_Before Competition Groups_10 | Energy Star Air Source Heat Pump | 2.448% | 0 | 2.4123 | Residential_2022_SC A_MW_Before Competition Groups_Energy Star Air Source Heat Pump
Residential | Res ¦ Energy Star Room Air Conditioner | 2022 | SC A | MW | Before Competition Groups | 2.374 | 0 | 0 | 98.5261 | 0.024095 | 11 | Residential_2022_SC A_MW_Before Competition Groups_11 | Energy Star Room Air Conditioner | 2.409% | 0 | 2.374 | Residential_2022_SC A_MW_Before Competition Groups_Energy Star Room Air Conditioner
Residential | Res ¦ LED Tube Re-Lamp | 2022 | SC A | MW | Before Competition Groups | 1.5596 | 0 | 0 | 98.5261 | 0.015829 | 12 | Residential_2022_SC A_MW_Before Competition Groups_12 | LED Tube Re-Lamp | 1.583% | 0 | 1.5596 | Residential_2022_SC A_MW_Before Competition Groups_LED Tube Re-Lamp
Residential | Res ¦ Attic Insulation | 2022 | SC A | MW | Before Competition Groups | 1.4613 | 0 | 0 | 98.5261 | 0.014832 | 13 | Residential_2022_SC A_MW_Before Competition Groups_13 | Attic Insulation | 1.483% | 0 | 1.4613 | Residential_2022_SC A_MW_Before Competition Groups_Attic Insulation
Residential | Res ¦ Occupancy Sensors MF | 2022 | SC A | MW | Before Competition Groups | 1.4288 | 0 | 0 | 98.5261 | 0.014501 | 14 | Residential_2022_SC A_MW_Before Competition Groups_14 | Occupancy Sensors MF | 1.45% | 0 | 1.4288 | Residential_2022_SC A_MW_Before Competition Groups_Occupancy Sensors MF
Residential | Res ¦ Energy Star Torchiere | 2022 | SC A | MW | Before Competition Groups | 1.2424 | 0 | 0 | 98.5261 | 0.01261 | 15 | Residential_2022_SC A_MW_Before Competition Groups_15 | Energy Star Torchiere | 1.261% | 0 | 1.2424 | Residential_2022_SC A_MW_Before Competition Groups_Energy Star Torchiere
Residential | Res ¦ ENERGY STAR LED LAMPS (REFLECTOR LAMPs/MR16/PAR 16) | 2022 | SC A | MW | Before Competition Groups | 1.1594 | 0 | 0 | 98.5261 | 0.011767 | 16 | Residential_2022_SC A_MW_Before Competition Groups_16 | ENERGY STAR LED LAMPS (REFLECTOR LAMPs/MR16/PAR 16) | 1.177% | 0 | 1.1594 | Residential_2022_SC A_MW_Before Competition Groups_ENERGY STAR LED LAMPS (REFLECTOR LAMPs/MR16/PAR 16)
Residential | Res ¦ Advanced BAS/Controllers | 2022 | SC A | MW | Before Competition Groups | 0.97106 | 0 | 0 | 98.5261 | 0.0098558 | 17 | Residential_2022_SC A_MW_Before Competition Groups_17 | Advanced BAS/Controllers | 0.9856% | 0 | 0.97106 | Residential_2022_SC A_MW_Before Competition Groups_Advanced BAS/Controllers
Residential | Res ¦ Energy Star Clothes Dryer | 2022 | SC A | MW | Before Competition Groups | 0.82731 | 0 | 0 | 98.5261 | 0.0083969 | 18 | Residential_2022_SC A_MW_Before Competition Groups_18 | Energy Star Clothes Dryer | 0.8397% | 0 | 0.82731 | Residential_2022_SC A_MW_Before Competition Groups_Energy Star Clothes Dryer
Residential | Res ¦ Refrigerator Recycling | 2022 | SC A | MW | Before Competition Groups | 0.82332 | 0 | 0 | 98.5261 | 0.0083564 | 19 | Residential_2022_SC A_MW_Before Competition Groups_19 | Refrigerator Recycling | 0.8356% | 0 | 0.82332 | Residential_2022_SC A_MW_Before Competition Groups_Refrigerator Recycling
Residential | Res ¦ Minimize Hot and Warm Clothes Wash | 2022 | SC A | MW | Before Competition Groups | 0.81332 | 0 | 0 | 98.5261 | 0.0082549 | 20 | Residential_2022_SC A_MW_Before Competition Groups_20 | Minimize Hot and Warm Clothes Wash | 0.8255% | 0 | 0.81332 | Residential_2022_SC A_MW_Before Competition Groups_Minimize Hot and Warm Clothes Wash
Residential | Res ¦ Outside Air Economizer | 2022 | SC A | MW | Before Competition Groups | 0.60893 | 0 | 0 | 98.5261 | 0.0061804 | 21 | Residential_2022_SC A_MW_Before Competition Groups_21 | Outside Air Economizer | 0.618% | 0 | 0.60893 | Residential_2022_SC A_MW_Before Competition Groups_Outside Air Economizer
Residential | Res ¦ Energy Star Light Fixture | 2022 | SC A | MW | Before Competition Groups | 0.57529 | 0 | 0 | 98.5261 | 0.005839 | 22 | Residential_2022_SC A_MW_Before Competition Groups_22 | Energy Star Light Fixture | 0.5839% | 0 | 0.57529 | Residential_2022_SC A_MW_Before Competition Groups_Energy Star Light Fixture
Residential | Res ¦ Air Sealing | 2022 | SC A | MW | Before Competition Groups | 0.5117 | 0 | 0 | 98.5261 | 0.0051936 | 23 | Residential_2022_SC A_MW_Before Competition Groups_23 | Air Sealing | 0.5194% | 0 | 0.5117 | Residential_2022_SC A_MW_Before Competition Groups_Air Sealing
Residential | Res ¦ LED Parking Lot Fixture | 2022 | SC A | MW | Before Competition Groups | 0.39454 | 0 | 0 | 98.5261 | 0.0040045 | 24 | Residential_2022_SC A_MW_Before Competition Groups_24 | LED Parking Lot Fixture | 0.4004% | 0 | 0.39454 | Residential_2022_SC A_MW_Before Competition Groups_LED Parking Lot Fixture
Residential | Res ¦ ENERGY STAR LED Lamps (General Service Lamps) | 2022 | SC A | MW | Before Competition Groups | 0.29785 | 0 | 0 | 98.5261 | 0.003023 | 25 | Residential_2022_SC A_MW_Before Competition Groups_25 | ENERGY STAR LED Lamps (General Service Lamps) | 0.3023% | 0 | 0.29785 | Residential_2022_SC A_MW_Before Competition Groups_ENERGY STAR LED Lamps (General Service Lamps)
Residential | Res ¦ Furnace Whistle | 2022 | SC A | MW | Before Competition Groups | 0.24141 | 0 | 0 | 98.5261 | 0.0024502 | 26 | Residential_2022_SC A_MW_Before Competition Groups_26 | Furnace Whistle | 0.245% | 0 | 0.24141 | Residential_2022_SC A_MW_Before Competition Groups_Furnace Whistle
Residential | Res ¦ Variable Frequency Drive (VFD) | 2022 | SC A | MW | Before Competition Groups | 0.19897 | 0 | 0 | 98.5261 | 0.0020194 | 27 | Residential_2022_SC A_MW_Before Competition Groups_27 | Variable Frequency Drive (VFD) | 0.2019% | 0 | 0.19897 | Residential_2022_SC A_MW_Before Competition Groups_Variable Frequency Drive (VFD)
Residential | Res ¦ Comprehensive Draft Proofing | 2022 | SC A | MW | Before Competition Groups | 0.19884 | 0 | 0 | 98.5261 | 0.0020181 | 28 | Residential_2022_SC A_MW_Before Competition Groups_28 | Comprehensive Draft Proofing | 0.2018% | 0 | 0.19884 | Residential_2022_SC A_MW_Before Competition Groups_Comprehensive Draft Proofing
Residential | Res ¦ LED Exterior Area Lights - LED Fixture (200W) | 2022 | SC A | MW | Before Competition Groups | 0.17926 | 0 | 0 | 98.5261 | 0.0018195 | 29 | Residential_2022_SC A_MW_Before Competition Groups_29 | LED Exterior Area Lights - LED Fixture (200W) | 0.1819% | 0 | 0.17926 | Residential_2022_SC A_MW_Before Competition Groups_LED Exterior Area Lights - LED Fixture (200W)
Residential | Res ¦ CO Sensors for parking garage exhaust fans | 2022 | SC A | MW | Before Competition Groups | 0.15007 | 0 | 0 | 98.5261 | 0.0015232 | 30 | Residential_2022_SC A_MW_Before Competition Groups_30 | CO Sensors for parking garage exhaust fans | 0.1523% | 0 | 0.15007 | Residential_2022_SC A_MW_Before Competition Groups_CO Sensors for parking garage exhaust fans
Residential | Res ¦ Demand Control Ventilation | 2022 | SC A | MW | Before Competition Groups | 0.14843 | 0 | 0 | 98.5261 | 0.0015065 | 31 | Residential_2022_SC A_MW_Before Competition Groups_31 | Demand Control Ventilation | 0.1507% | 0 | 0.14843 | Residential_2022_SC A_MW_Before Competition Groups_Demand Control Ventilation
Residential | Res ¦ Water Heater Temperature Setback | 2022 | SC A | MW | Before Competition Groups | 0.12494 | 0 | 0 | 98.5261 | 0.0012681 | 32 | Residential_2022_SC A_MW_Before Competition Groups_32 | Water Heater Temperature Setback | 0.1268% | 0 | 0.12494 | Residential_2022_SC A_MW_Before Competition Groups_Water Heater Temperature Setback
Residential | Res ¦ Floor Insulation | 2022 | SC A | MW | Before Competition Groups | 0.10238 | 0 | 0 | 98.5261 | 0.0010392 | 33 | Residential_2022_SC A_MW_Before Competition Groups_33 | Floor Insulation | 0.1039% | 0 | 0.10238 | Residential_2022_SC A_MW_Before Competition Groups_Floor Insulation
Residential | Res ¦ Clothes Drying Racks | 2022 | SC A | MW | Before Competition Groups | 0.090442 | 0 | 0 | 98.5261 | 0.00091795 | 34 | Residential_2022_SC A_MW_Before Competition Groups_34 | Clothes Drying Racks | 0.0918% | 0 | 0.090442 | Residential_2022_SC A_MW_Before Competition Groups_Clothes Drying Racks
Residential | Res ¦ Duct Insulation | 2022 | SC A | MW | Before Competition Groups | 0.06547 | 0 | 0 | 98.5261 | 0.0006645 | 35 | Residential_2022_SC A_MW_Before Competition Groups_35 | Duct Insulation | 0.06645% | 0 | 0.06547 | Residential_2022_SC A_MW_Before Competition Groups_Duct Insulation
Residential | Res ¦ VFD on Pumps | 2022 | SC A | MW | Before Competition Groups | 0.056876 | 0 | 0 | 98.5261 | 0.00057727 | 36 | Residential_2022_SC A_MW_Before Competition Groups_36 | VFD on Pumps | 0.05773% | 0 | 0.056876 | Residential_2022_SC A_MW_Before Competition Groups_VFD on Pumps
Residential | Res ¦ Energy Star Dehumidifier | 2022 | SC A | MW | Before Competition Groups | 0.053863 | 0 | 0 | 98.5261 | 0.00054668 | 37 | Residential_2022_SC A_MW_Before Competition Groups_37 | Energy Star Dehumidifier | 0.05467% | 0 | 0.053863 | Residential_2022_SC A_MW_Before Competition Groups_Energy Star Dehumidifier
Residential | Res ¦ Condensing Make Up Air Unit | 2022 | SC A | MW | Before Competition Groups | 0.038169 | 0 | 0 | 98.5261 | 0.0003874 | 38 | Residential_2022_SC A_MW_Before Competition Groups_38 | Condensing Make Up Air Unit | 0.03874% | 0 | 0.038169 | Residential_2022_SC A_MW_Before Competition Groups_Condensing Make Up Air Unit
Residential | Res ¦ Duct Insulation MF | 2022 | SC A | MW | Before Competition Groups | 0.035538 | 0 | 0 | 98.5261 | 0.0003607 | 39 | Residential_2022_SC A_MW_Before Competition Groups_39 | Duct Insulation MF | 0.03607% | 0 | 0.035538 | Residential_2022_SC A_MW_Before Competition Groups_Duct Insulation MF
Residential | Res ¦ ECM MOTORS FOR HVAC APPLICATION (FAN-POWERED VAV BOX) | 2022 | SC A | MW | Before Competition Groups | 0.031112 | 0 | 0 | 98.5261 | 0.00031578 | 40 | Residential_2022_SC A_MW_Before Competition Groups_40 | ECM MOTORS FOR HVAC APPLICATION (FAN-POWERED VAV BOX) | 0.03158% | 0 | 0.031112 | Residential_2022_SC A_MW_Before Competition Groups_ECM MOTORS FOR HVAC APPLICATION (FAN-POWERED VAV BOX)
Residential | Res ¦ Chilled Water Optimization | 2022 | SC A | MW | Before Competition Groups | 0.019425 | 0 | 0 | 98.5261 | 0.00019716 | 41 | Residential_2022_SC A_MW_Before Competition Groups_41 | Chilled Water Optimization | 0.01972% | 0 | 0.019425 | Residential_2022_SC A_MW_Before Competition Groups_Chilled Water Optimization
Residential | Res ¦ Heat Recovery Ventilator | 2022 | SC A | MW | Before Competition Groups | 0.014252 | 0 | 0 | 98.5261 | 0.00014465 | 42 | Residential_2022_SC A_MW_Before Competition Groups_42 | Heat Recovery Ventilator | 0.01447% | 0 | 0.014252 | Residential_2022_SC A_MW_Before Competition Groups_Heat Recovery Ventilator
Residential | Res ¦ Beverage Vending Machine Controls | 2022 | SC A | MW | Before Competition Groups | 0.014221 | 0 | 0 | 98.5261 | 0.00014434 | 43 | Residential_2022_SC A_MW_Before Competition Groups_43 | Beverage Vending Machine Controls | 0.01443% | 0 | 0.014221 | Residential_2022_SC A_MW_Before Competition Groups_Beverage Vending Machine Controls
Residential | Res ¦ Home Energy Reports | 2022 | SC A | MW | Before Competition Groups | 0.011744 | 0 | 0 | 98.5261 | 0.0001192 | 44 | Residential_2022_SC A_MW_Before Competition Groups_44 | Home Energy Reports | 0.01192% | 0 | 0.011744 | Residential_2022_SC A_MW_Before Competition Groups_Home Energy Reports
Residential | Res ¦ LED High Bay Fixture | 2022 | SC A | MW | Before Competition Groups | 0.0029932 | 0 | 0 | 98.5261 | 3.038e-05 | 45 | Residential_2022_SC A_MW_Before Competition Groups_45 | LED High Bay Fixture | 0.003038% | 0 | 0.0029932 | Residential_2022_SC A_MW_Before Competition Groups_LED High Bay Fixture
Residential | Res ¦ Tankless Water Heater | 2022 | SC A | MW | Before Competition Groups | 0.0018514 | 0 | 0 | 98.5261 | 1.8791e-05 | 46 | Residential_2022_SC A_MW_Before Competition Groups_46 | Tankless Water Heater | 0.001879% | 0 | 0.0018514 | Residential_2022_SC A_MW_Before Competition Groups_Tankless Water Heater
Residential | Res ¦ Wall Insulation | 2022 | SC A | MW | Before Competition Groups | 0.00071906 | 0 | 0 | 98.5261 | 7.2982e-06 | 47 | Residential_2022_SC A_MW_Before Competition Groups_47 | Wall Insulation | 0.0007298% | 0 | 0.00071906 | Residential_2022_SC A_MW_Before Competition Groups_Wall Insulation
Residential | Res ¦ Wall Insulation MF | 2022 | SC A | MW | Before Competition Groups | 0.00071588 | 0 | 0 | 98.5261 | 7.2659e-06 | 48 | Residential_2022_SC A_MW_Before Competition Groups_48 | Wall Insulation MF | 0.0007266% | 0 | 0.00071588 | Residential_2022_SC A_MW_Before Competition Groups_Wall Insulation MF
Residential | Res ¦ Freezer Recycling | 2022 | SC A | MW | Before Competition Groups | 8.8806e-05 | 0 | 0 | 98.5261 | 9.0135e-07 | 49 | Residential_2022_SC A_MW_Before Competition Groups_49 | Freezer Recycling | 9.013e-05% | 0 | 8.8806e-05 | Residential_2022_SC A_MW_Before Competition Groups_Freezer Recycling
Residential | Res ¦ Energy Star LED Bulbs General Purpose LEDs | 2022 | SC A | MW | Before Competition Groups | 1.0238e-08 | 0 | 0 | 98.5261 | 1.0391e-10 | 50 | Residential_2022_SC A_MW_Before Competition Groups_50 | Energy Star LED Bulbs General Purpose LEDs | 1.039e-08% | 0 | 1.0238e-08 | Residential_2022_SC A_MW_Before Competition Groups_Energy Star LED Bulbs General Purpose LEDs
Residential | Res ¦ Energy Star Freezer | 2022 | SC A | MW | Before Competition Groups | 0 | 0 | 0 | 98.5261 | 0 | 51 | Residential_2022_SC A_MW_Before Competition Groups_51 | Energy Star Freezer | 0% | 0 | 0 | Residential_2022_SC A_MW_Before Competition Groups_Energy Star Freezer
Residential | Res ¦ LED Downlight | 2022 | SC A | MW | Before Competition Groups | 0 | 0 | 0 | 98.5261 | 0 | 52 | Residential_2022_SC A_MW_Before Competition Groups_52 | LED Downlight | 0% | 0 | 0 | Residential_2022_SC A_MW_Before Competition Groups_LED Downlight
Residential | Res ¦ Smart Burners | 2022 | SC A | MW | Before Competition Groups | 0 | 0 | 0 | 98.5261 | 0 | 53 | Residential_2022_SC A_MW_Before Competition Groups_53 | Smart Burners | 0% | 0 | 0 | Residential_2022_SC A_MW_Before Competition Groups_Smart Burners
Residential | Res ¦ Smart Power Bar | 2022 | SC A | MW | Before Competition Groups | 0 | 0 | 0 | 98.5261 | 0 | 54 | Residential_2022_SC A_MW_Before Competition Groups_54 | Smart Power Bar | 0% | 0 | 0 | Residential_2022_SC A_MW_Before Competition Groups_Smart Power Bar
Residential | Res ¦ Building Recommissioning, Operations and Maintenance (O&M) Improvements | 2022 | SC B | MW | Before Competition Groups | 26.1534 | 0 | 0 | 173.9119 | 0.15038 | 1 | Residential_2022_SC B_MW_Before Competition Groups_1 | Building Recommissioning, Operations and Maintenance (O&M) Improvements | 15.04% | 0 | 26.1534 | Residential_2022_SC B_MW_Before Competition Groups_Building Recommissioning, Operations and Maintenance (O&M) Improvements
Residential | Res ¦ Variable Speed Pool Pump Motor | 2022 | SC B | MW | Before Competition Groups | 18.6793 | 0 | 0 | 173.9119 | 0.10741 | 2 | Residential_2022_SC B_MW_Before Competition Groups_2 | Variable Speed Pool Pump Motor | 10.74% | 0 | 18.6793 | Residential_2022_SC B_MW_Before Competition Groups_Variable Speed Pool Pump Motor
Residential | Res ¦ Energy Star Clothes Washer | 2022 | SC B | MW | Before Competition Groups | 18.15 | 0 | 0 | 173.9119 | 0.10436 | 3 | Residential_2022_SC B_MW_Before Competition Groups_3 | Energy Star Clothes Washer | 10.44% | 0 | 18.15 | Residential_2022_SC B_MW_Before Competition Groups_Energy Star Clothes Washer
Residential | Res ¦ Ductless Mini-Split Heat Pump | 2022 | SC B | MW | Before Competition Groups | 18.1148 | 0 | 0 | 173.9119 | 0.10416 | 4 | Residential_2022_SC B_MW_Before Competition Groups_4 | Ductless Mini-Split Heat Pump | 10.42% | 0 | 18.1148 | Residential_2022_SC B_MW_Before Competition Groups_Ductless Mini-Split Heat Pump
Residential | Res ¦ Adaptive Thermostat | 2022 | SC B | MW | Before Competition Groups | 15.5296 | 0 | 0 | 173.9119 | 0.089296 | 5 | Residential_2022_SC B_MW_Before Competition Groups_5 | Adaptive Thermostat | 8.93% | 0 | 15.5296 | Residential_2022_SC B_MW_Before Competition Groups_Adaptive Thermostat
Residential | Res ¦ Energy Star LED Bulbs General Purpose LEDs | 2022 | SC B | MW | Before Competition Groups | 10.0061 | 0 | 0 | 173.9119 | 0.057535 | 6 | Residential_2022_SC B_MW_Before Competition Groups_6 | Energy Star LED Bulbs General Purpose LEDs | 5.754% | 0 | 10.0061 | Residential_2022_SC B_MW_Before Competition Groups_Energy Star LED Bulbs General Purpose LEDs
Residential | Res ¦ Energy Star LED Specialty Bulbs | 2022 | SC B | MW | Before Competition Groups | 9.2038 | 0 | 0 | 173.9119 | 0.052922 | 7 | Residential_2022_SC B_MW_Before Competition Groups_7 | Energy Star LED Specialty Bulbs | 5.292% | 0 | 9.2038 | Residential_2022_SC B_MW_Before Competition Groups_Energy Star LED Specialty Bulbs
Residential | Res ¦ Energy Star A Line, PAR, MR Lamps | 2022 | SC B | MW | Before Competition Groups | 6.5016 | 0 | 0 | 173.9119 | 0.037384 | 8 | Residential_2022_SC B_MW_Before Competition Groups_8 | Energy Star A Line, PAR, MR Lamps | 3.738% | 0 | 6.5016 | Residential_2022_SC B_MW_Before Competition Groups_Energy Star A Line, PAR, MR Lamps
Residential | Res ¦ Energy Star Room Air Conditioner | 2022 | SC B | MW | Before Competition Groups | 4.583 | 0 | 0 | 173.9119 | 0.026352 | 9 | Residential_2022_SC B_MW_Before Competition Groups_9 | Energy Star Room Air Conditioner | 2.635% | 0 | 4.583 | Residential_2022_SC B_MW_Before Competition Groups_Energy Star Room Air Conditioner
Residential | Res ¦ Basement Wall Insulation | 2022 | SC B | MW | Before Competition Groups | 4.0638 | 0 | 0 | 173.9119 | 0.023367 | 10 | Residential_2022_SC B_MW_Before Competition Groups_10 | Basement Wall Insulation | 2.337% | 0 | 4.0638 | Residential_2022_SC B_MW_Before Competition Groups_Basement Wall Insulation
Residential | Res ¦ Advanced BAS/Controllers | 2022 | SC B | MW | Before Competition Groups | 3.8273 | 0 | 0 | 173.9119 | 0.022007 | 11 | Residential_2022_SC B_MW_Before Competition Groups_11 | Advanced BAS/Controllers | 2.201% | 0 | 3.8273 | Residential_2022_SC B_MW_Before Competition Groups_Advanced BAS/Controllers
Residential | Res ¦ Occupancy Sensors MF | 2022 | SC B | MW | Before Competition Groups | 3.8253 | 0 | 0 | 173.9119 | 0.021996 | 12 | Residential_2022_SC B_MW_Before Competition Groups_12 | Occupancy Sensors MF | 2.2% | 0 | 3.8253 | Residential_2022_SC B_MW_Before Competition Groups_Occupancy Sensors MF
Residential | Res ¦ Clothes Drying Racks | 2022 | SC B | MW | Before Competition Groups | 3.5401 | 0 | 0 | 173.9119 | 0.020356 | 13 | Residential_2022_SC B_MW_Before Competition Groups_13 | Clothes Drying Racks | 2.036% | 0 | 3.5401 | Residential_2022_SC B_MW_Before Competition Groups_Clothes Drying Racks
Residential | Res ¦ Energy Star Air Source Heat Pump | 2022 | SC B | MW | Before Competition Groups | 3.1949 | 0 | 0 | 173.9119 | 0.018371 | 14 | Residential_2022_SC B_MW_Before Competition Groups_14 | Energy Star Air Source Heat Pump | 1.837% | 0 | 3.1949 | Residential_2022_SC B_MW_Before Competition Groups_Energy Star Air Source Heat Pump
Residential | Res ¦ Attic Insulation | 2022 | SC B | MW | Before Competition Groups | 3.1344 | 0 | 0 | 173.9119 | 0.018023 | 15 | Residential_2022_SC B_MW_Before Competition Groups_15 | Attic Insulation | 1.802% | 0 | 3.1344 | Residential_2022_SC B_MW_Before Competition Groups_Attic Insulation
Residential | Res ¦ Refrigerator Recycling | 2022 | SC B | MW | Before Competition Groups | 3.0015 | 0 | 0 | 173.9119 | 0.017259 | 16 | Residential_2022_SC B_MW_Before Competition Groups_16 | Refrigerator Recycling | 1.726% | 0 | 3.0015 | Residential_2022_SC B_MW_Before Competition Groups_Refrigerator Recycling
Residential | Res ¦ High Efficiency Chiller (avg of water and air cooled) | 2022 | SC B | MW | Before Competition Groups | 2.8676 | 0 | 0 | 173.9119 | 0.016489 | 17 | Residential_2022_SC B_MW_Before Competition Groups_17 | High Efficiency Chiller (avg of water and air cooled) | 1.649% | 0 | 2.8676 | Residential_2022_SC B_MW_Before Competition Groups_High Efficiency Chiller (avg of water and air cooled)
Residential | Res ¦ Freezer Recycling | 2022 | SC B | MW | Before Competition Groups | 2.7872 | 0 | 0 | 173.9119 | 0.016027 | 18 | Residential_2022_SC B_MW_Before Competition Groups_18 | Freezer Recycling | 1.603% | 0 | 2.7872 | Residential_2022_SC B_MW_Before Competition Groups_Freezer Recycling
Residential | Res ¦ Energy Star Clothes Dryer | 2022 | SC B | MW | Before Competition Groups | 1.6856 | 0 | 0 | 173.9119 | 0.0096922 | 19 | Residential_2022_SC B_MW_Before Competition Groups_19 | Energy Star Clothes Dryer | 0.9692% | 0 | 1.6856 | Residential_2022_SC B_MW_Before Competition Groups_Energy Star Clothes Dryer
Residential | Res ¦ Energy Star Torchiere | 2022 | SC B | MW | Before Competition Groups | 1.6774 | 0 | 0 | 173.9119 | 0.0096451 | 20 | Residential_2022_SC B_MW_Before Competition Groups_20 | Energy Star Torchiere | 0.9645% | 0 | 1.6774 | Residential_2022_SC B_MW_Before Competition Groups_Energy Star Torchiere
Residential | Res ¦ LED Tube Re-Lamp | 2022 | SC B | MW | Before Competition Groups | 1.5596 | 0 | 0 | 173.9119 | 0.0089676 | 21 | Residential_2022_SC B_MW_Before Competition Groups_21 | LED Tube Re-Lamp | 0.8968% | 0 | 1.5596 | Residential_2022_SC B_MW_Before Competition Groups_LED Tube Re-Lamp
Residential | Res ¦ ENERGY STAR LED LAMPS (REFLECTOR LAMPs/MR16/PAR 16) | 2022 | SC B | MW | Before Competition Groups | 1.1594 | 0 | 0 | 173.9119 | 0.0066665 | 22 | Residential_2022_SC B_MW_Before Competition Groups_22 | ENERGY STAR LED LAMPS (REFLECTOR LAMPs/MR16/PAR 16) | 0.6666% | 0 | 1.1594 | Residential_2022_SC B_MW_Before Competition Groups_ENERGY STAR LED LAMPS (REFLECTOR LAMPs/MR16/PAR 16)
Residential | Res ¦ Outside Air Economizer | 2022 | SC B | MW | Before Competition Groups | 1.0574 | 0 | 0 | 173.9119 | 0.0060803 | 23 | Residential_2022_SC B_MW_Before Competition Groups_23 | Outside Air Economizer | 0.608% | 0 | 1.0574 | Residential_2022_SC B_MW_Before Competition Groups_Outside Air Economizer
Residential | Res ¦ Air Sealing | 2022 | SC B | MW | Before Competition Groups | 0.86437 | 0 | 0 | 173.9119 | 0.0049701 | 24 | Residential_2022_SC B_MW_Before Competition Groups_24 | Air Sealing | 0.497% | 0 | 0.86437 | Residential_2022_SC B_MW_Before Competition Groups_Air Sealing
Residential | Res ¦ Floor Insulation | 2022 | SC B | MW | Before Competition Groups | 0.82119 | 0 | 0 | 173.9119 | 0.0047219 | 25 | Residential_2022_SC B_MW_Before Competition Groups_25 | Floor Insulation | 0.4722% | 0 | 0.82119 | Residential_2022_SC B_MW_Before Competition Groups_Floor Insulation
Residential | Res ¦ Minimize Hot and Warm Clothes Wash | 2022 | SC B | MW | Before Competition Groups | 0.81332 | 0 | 0 | 173.9119 | 0.0046766 | 26 | Residential_2022_SC B_MW_Before Competition Groups_26 | Minimize Hot and Warm Clothes Wash | 0.4677% | 0 | 0.81332 | Residential_2022_SC B_MW_Before Competition Groups_Minimize Hot and Warm Clothes Wash
Residential | Res ¦ Energy Star Light Fixture | 2022 | SC B | MW | Before Competition Groups | 0.7848 | 0 | 0 | 173.9119 | 0.0045126 | 27 | Residential_2022_SC B_MW_Before Competition Groups_27 | Energy Star Light Fixture | 0.4513% | 0 | 0.7848 | Residential_2022_SC B_MW_Before Competition Groups_Energy Star Light Fixture
Residential | Res ¦ Duct Insulation | 2022 | SC B | MW | Before Competition Groups | 0.69361 | 0 | 0 | 173.9119 | 0.0039883 | 28 | Residential_2022_SC B_MW_Before Competition Groups_28 | Duct Insulation | 0.3988% | 0 | 0.69361 | Residential_2022_SC B_MW_Before Competition Groups_Duct Insulation
Residential | Res ¦ Demand Control Ventilation | 2022 | SC B | MW | Before Competition Groups | 0.67258 | 0 | 0 | 173.9119 | 0.0038674 | 29 | Residential_2022_SC B_MW_Before Competition Groups_29 | Demand Control Ventilation | 0.3867% | 0 | 0.67258 | Residential_2022_SC B_MW_Before Competition Groups_Demand Control Ventilation
Residential | Res ¦ Furnace Whistle | 2022 | SC B | MW | Before Competition Groups | 0.64647 | 0 | 0 | 173.9119 | 0.0037172 | 30 | Residential_2022_SC B_MW_Before Competition Groups_30 | Furnace Whistle | 0.3717% | 0 | 0.64647 | Residential_2022_SC B_MW_Before Competition Groups_Furnace Whistle
Residential | Res ¦ Energy Star Dehumidifier | 2022 | SC B | MW | Before Competition Groups | 0.55505 | 0 | 0 | 173.9119 | 0.0031916 | 31 | Residential_2022_SC B_MW_Before Competition Groups_31 | Energy Star Dehumidifier | 0.3192% | 0 | 0.55505 | Residential_2022_SC B_MW_Before Competition Groups_Energy Star Dehumidifier
Residential | Res ¦ Comprehensive Draft Proofing | 2022 | SC B | MW | Before Competition Groups | 0.54934 | 0 | 0 | 173.9119 | 0.0031587 | 32 | Residential_2022_SC B_MW_Before Competition Groups_32 | Comprehensive Draft Proofing | 0.3159% | 0 | 0.54934 | Residential_2022_SC B_MW_Before Competition Groups_Comprehensive Draft Proofing
Residential | Res ¦ Variable Frequency Drive (VFD) | 2022 | SC B | MW | Before Competition Groups | 0.53278 | 0 | 0 | 173.9119 | 0.0030635 | 33 | Residential_2022_SC B_MW_Before Competition Groups_33 | Variable Frequency Drive (VFD) | 0.3064% | 0 | 0.53278 | Residential_2022_SC B_MW_Before Competition Groups_Variable Frequency Drive (VFD)
Residential | Res ¦ CO Sensors for parking garage exhaust fans | 2022 | SC B | MW | Before Competition Groups | 0.48919 | 0 | 0 | 173.9119 | 0.0028129 | 34 | Residential_2022_SC B_MW_Before Competition Groups_34 | CO Sensors for parking garage exhaust fans | 0.2813% | 0 | 0.48919 | Residential_2022_SC B_MW_Before Competition Groups_CO Sensors for parking garage exhaust fans
Residential | Res ¦ LED Parking Lot Fixture | 2022 | SC B | MW | Before Competition Groups | 0.4396 | 0 | 0 | 173.9119 | 0.0025277 | 35 | Residential_2022_SC B_MW_Before Competition Groups_35 | LED Parking Lot Fixture | 0.2528% | 0 | 0.4396 | Residential_2022_SC B_MW_Before Competition Groups_LED Parking Lot Fixture
Residential | Res ¦ Water Heater Temperature Setback | 2022 | SC B | MW | Before Competition Groups | 0.33698 | 0 | 0 | 173.9119 | 0.0019376 | 36 | Residential_2022_SC B_MW_Before Competition Groups_36 | Water Heater Temperature Setback | 0.1938% | 0 | 0.33698 | Residential_2022_SC B_MW_Before Competition Groups_Water Heater Temperature Setback
Residential | Res ¦ Duct Insulation MF | 2022 | SC B | MW | Before Competition Groups | 0.31668 | 0 | 0 | 173.9119 | 0.0018209 | 37 | Residential_2022_SC B_MW_Before Competition Groups_37 | Duct Insulation MF | 0.1821% | 0 | 0.31668 | Residential_2022_SC B_MW_Before Competition Groups_Duct Insulation MF
Residential | Res ¦ ENERGY STAR LED Lamps (General Service Lamps) | 2022 | SC B | MW | Before Competition Groups | 0.29785 | 0 | 0 | 173.9119 | 0.0017126 | 38 | Residential_2022_SC B_MW_Before Competition Groups_38 | ENERGY STAR LED Lamps (General Service Lamps) | 0.1713% | 0 | 0.29785 | Residential_2022_SC B_MW_Before Competition Groups_ENERGY STAR LED Lamps (General Service Lamps)
Residential | Res ¦ LED Exterior Area Lights - LED Fixture (200W) | 2022 | SC B | MW | Before Competition Groups | 0.17926 | 0 | 0 | 173.9119 | 0.0010308 | 39 | Residential_2022_SC B_MW_Before Competition Groups_39 | LED Exterior Area Lights - LED Fixture (200W) | 0.1031% | 0 | 0.17926 | Residential_2022_SC B_MW_Before Competition Groups_LED Exterior Area Lights - LED Fixture (200W)
Residential | Res ¦ VFD on Pumps | 2022 | SC B | MW | Before Competition Groups | 0.16383 | 0 | 0 | 173.9119 | 0.00094205 | 40 | Residential_2022_SC B_MW_Before Competition Groups_40 | VFD on Pumps | 0.0942% | 0 | 0.16383 | Residential_2022_SC B_MW_Before Competition Groups_VFD on Pumps
Residential | Res ¦ Condensing Make Up Air Unit | 2022 | SC B | MW | Before Competition Groups | 0.16193 | 0 | 0 | 173.9119 | 0.0009311 | 41 | Residential_2022_SC B_MW_Before Competition Groups_41 | Condensing Make Up Air Unit | 0.09311% | 0 | 0.16193 | Residential_2022_SC B_MW_Before Competition Groups_Condensing Make Up Air Unit
Residential | Res ¦ Heat Recovery Ventilator | 2022 | SC B | MW | Before Competition Groups | 0.10991 | 0 | 0 | 173.9119 | 0.000632 | 42 | Residential_2022_SC B_MW_Before Competition Groups_42 | Heat Recovery Ventilator | 0.0632% | 0 | 0.10991 | Residential_2022_SC B_MW_Before Competition Groups_Heat Recovery Ventilator
Residential | Res ¦ ECM MOTORS FOR HVAC APPLICATION (FAN-POWERED VAV BOX) | 2022 | SC B | MW | Before Competition Groups | 0.079181 | 0 | 0 | 173.9119 | 0.00045529 | 43 | Residential_2022_SC B_MW_Before Competition Groups_43 | ECM MOTORS FOR HVAC APPLICATION (FAN-POWERED VAV BOX) | 0.04553% | 0 | 0.079181 | Residential_2022_SC B_MW_Before Competition Groups_ECM MOTORS FOR HVAC APPLICATION (FAN-POWERED VAV BOX)
Residential | Res ¦ Beverage Vending Machine Controls | 2022 | SC B | MW | Before Competition Groups | 0.040231 | 0 | 0 | 173.9119 | 0.00023133 | 44 | Residential_2022_SC B_MW_Before Competition Groups_44 | Beverage Vending Machine Controls | 0.02313% | 0 | 0.040231 | Residential_2022_SC B_MW_Before Competition Groups_Beverage Vending Machine Controls
Residential | Res ¦ Chilled Water Optimization | 2022 | SC B | MW | Before Competition Groups | 0.024084 | 0 | 0 | 173.9119 | 0.00013848 | 45 | Residential_2022_SC B_MW_Before Competition Groups_45 | Chilled Water Optimization | 0.01385% | 0 | 0.024084 | Residential_2022_SC B_MW_Before Competition Groups_Chilled Water Optimization
Residential | Res ¦ Wall Insulation | 2022 | SC B | MW | Before Competition Groups | 0.011804 | 0 | 0 | 173.9119 | 6.7871e-05 | 46 | Residential_2022_SC B_MW_Before Competition Groups_46 | Wall Insulation | 0.006787% | 0 | 0.011804 | Residential_2022_SC B_MW_Before Competition Groups_Wall Insulation
Residential | Res ¦ Home Energy Reports | 2022 | SC B | MW | Before Competition Groups | 0.011744 | 0 | 0 | 173.9119 | 6.753e-05 | 47 | Residential_2022_SC B_MW_Before Competition Groups_47 | Home Energy Reports | 0.006753% | 0 | 0.011744 | Residential_2022_SC B_MW_Before Competition Groups_Home Energy Reports
Residential | Res ¦ LED High Bay Fixture | 2022 | SC B | MW | Before Competition Groups | 0.0067852 | 0 | 0 | 173.9119 | 3.9015e-05 | 48 | Residential_2022_SC B_MW_Before Competition Groups_48 | LED High Bay Fixture | 0.003902% | 0 | 0.0067852 | Residential_2022_SC B_MW_Before Competition Groups_LED High Bay Fixture
Residential | Res ¦ Tankless Water Heater | 2022 | SC B | MW | Before Competition Groups | 0.0057823 | 0 | 0 | 173.9119 | 3.3249e-05 | 49 | Residential_2022_SC B_MW_Before Competition Groups_49 | Tankless Water Heater | 0.003325% | 0 | 0.0057823 | Residential_2022_SC B_MW_Before Competition Groups_Tankless Water Heater
Residential | Res ¦ Wall Insulation MF | 2022 | SC B | MW | Before Competition Groups | 0.00071584 | 0 | 0 | 173.9119 | 4.1161e-06 | 50 | Residential_2022_SC B_MW_Before Competition Groups_50 | Wall Insulation MF | 0.0004116% | 0 | 0.00071584 | Residential_2022_SC B_MW_Before Competition Groups_Wall Insulation MF
Residential | Res ¦ Energy Star Freezer | 2022 | SC B | MW | Before Competition Groups | 0 | 0 | 0 | 173.9119 | 0 | 51 | Residential_2022_SC B_MW_Before Competition Groups_51 | Energy Star Freezer | 0% | 0 | 0 | Residential_2022_SC B_MW_Before Competition Groups_Energy Star Freezer
Residential | Res ¦ LED Downlight | 2022 | SC B | MW | Before Competition Groups | 0 | 0 | 0 | 173.9119 | 0 | 52 | Residential_2022_SC B_MW_Before Competition Groups_52 | LED Downlight | 0% | 0 | 0 | Residential_2022_SC B_MW_Before Competition Groups_LED Downlight
Residential | Res ¦ Smart Burners | 2022 | SC B | MW | Before Competition Groups | 0 | 0 | 0 | 173.9119 | 0 | 53 | Residential_2022_SC B_MW_Before Competition Groups_53 | Smart Burners | 0% | 0 | 0 | Residential_2022_SC B_MW_Before Competition Groups_Smart Burners
Residential | Res ¦ Smart Power Bar | 2022 | SC B | MW | Before Competition Groups | 0 | 0 | 0 | 173.9119 | 0 | 54 | Residential_2022_SC B_MW_Before Competition Groups_54 | Smart Power Bar | 0% | 0 | 0 | Residential_2022_SC B_MW_Before Competition Groups_Smart Power Bar
Residential | Res ¦ Energy Star LED Specialty Bulbs | 2022 | SC C | MW | Before Competition Groups | 19.2517 | 0 | 0 | 116.8951 | 0.16469 | 1 | Residential_2022_SC C_MW_Before Competition Groups_1 | Energy Star LED Specialty Bulbs | 16.47% | 0 | 19.2517 | Residential_2022_SC C_MW_Before Competition Groups_Energy Star LED Specialty Bulbs
Residential | Res ¦ Energy Star Clothes Washer | 2022 | SC C | MW | Before Competition Groups | 16.5294 | 0 | 0 | 116.8951 | 0.1414 | 2 | Residential_2022_SC C_MW_Before Competition Groups_2 | Energy Star Clothes Washer | 14.14% | 0 | 16.5294 | Residential_2022_SC C_MW_Before Competition Groups_Energy Star Clothes Washer
Residential | Res ¦ Ductless Mini-Split Heat Pump | 2022 | SC C | MW | Before Competition Groups | 15.4026 | 0 | 0 | 116.8951 | 0.13176 | 3 | Residential_2022_SC C_MW_Before Competition Groups_3 | Ductless Mini-Split Heat Pump | 13.18% | 0 | 15.4026 | Residential_2022_SC C_MW_Before Competition Groups_Ductless Mini-Split Heat Pump
Residential | Res ¦ Adaptive Thermostat | 2022 | SC C | MW | Before Competition Groups | 11.079 | 0 | 0 | 116.8951 | 0.094777 | 4 | Residential_2022_SC C_MW_Before Competition Groups_4 | Adaptive Thermostat | 9.478% | 0 | 11.079 | Residential_2022_SC C_MW_Before Competition Groups_Adaptive Thermostat
Residential | Res ¦ Building Recommissioning, Operations and Maintenance (O&M) Improvements | 2022 | SC C | MW | Before Competition Groups | 9.7663 | 0 | 0 | 116.8951 | 0.083548 | 5 | Residential_2022_SC C_MW_Before Competition Groups_5 | Building Recommissioning, Operations and Maintenance (O&M) Improvements | 8.355% | 0 | 9.7663 | Residential_2022_SC C_MW_Before Competition Groups_Building Recommissioning, Operations and Maintenance (O&M) Improvements
Residential | Res ¦ Variable Speed Pool Pump Motor | 2022 | SC C | MW | Before Competition Groups | 6.976 | 0 | 0 | 116.8951 | 0.059677 | 6 | Residential_2022_SC C_MW_Before Competition Groups_6 | Variable Speed Pool Pump Motor | 5.968% | 0 | 6.976 | Residential_2022_SC C_MW_Before Competition Groups_Variable Speed Pool Pump Motor
Residential | Res ¦ Energy Star A Line, PAR, MR Lamps | 2022 | SC C | MW | Before Competition Groups | 5.0927 | 0 | 0 | 116.8951 | 0.043566 | 7 | Residential_2022_SC C_MW_Before Competition Groups_7 | Energy Star A Line, PAR, MR Lamps | 4.357% | 0 | 5.0927 | Residential_2022_SC C_MW_Before Competition Groups_Energy Star A Line, PAR, MR Lamps
Residential | Res ¦ Basement Wall Insulation | 2022 | SC C | MW | Before Competition Groups | 4.0643 | 0 | 0 | 116.8951 | 0.034769 | 8 | Residential_2022_SC C_MW_Before Competition Groups_8 | Basement Wall Insulation | 3.477% | 0 | 4.0643 | Residential_2022_SC C_MW_Before Competition Groups_Basement Wall Insulation
Residential | Res ¦ Energy Star Room Air Conditioner | 2022 | SC C | MW | Before Competition Groups | 4.0107 | 0 | 0 | 116.8951 | 0.03431 | 9 | Residential_2022_SC C_MW_Before Competition Groups_9 | Energy Star Room Air Conditioner | 3.431% | 0 | 4.0107 | Residential_2022_SC C_MW_Before Competition Groups_Energy Star Room Air Conditioner
Residential | Res ¦ Attic Insulation | 2022 | SC C | MW | Before Competition Groups | 3.0715 | 0 | 0 | 116.8951 | 0.026276 | 10 | Residential_2022_SC C_MW_Before Competition Groups_10 | Attic Insulation | 2.628% | 0 | 3.0715 | Residential_2022_SC C_MW_Before Competition Groups_Attic Insulation
Residential | Res ¦ High Efficiency Chiller (avg of water and air cooled) | 2022 | SC C | MW | Before Competition Groups | 2.8033 | 0 | 0 | 116.8951 | 0.023981 | 11 | Residential_2022_SC C_MW_Before Competition Groups_11 | High Efficiency Chiller (avg of water and air cooled) | 2.398% | 0 | 2.8033 | Residential_2022_SC C_MW_Before Competition Groups_High Efficiency Chiller (avg of water and air cooled)
Residential | Res ¦ Energy Star Air Source Heat Pump | 2022 | SC C | MW | Before Competition Groups | 2.4123 | 0 | 0 | 116.8951 | 0.020636 | 12 | Residential_2022_SC C_MW_Before Competition Groups_12 | Energy Star Air Source Heat Pump | 2.064% | 0 | 2.4123 | Residential_2022_SC C_MW_Before Competition Groups_Energy Star Air Source Heat Pump
Residential | Res ¦ Energy Star Clothes Dryer | 2022 | SC C | MW | Before Competition Groups | 1.686 | 0 | 0 | 116.8951 | 0.014424 | 13 | Residential_2022_SC C_MW_Before Competition Groups_13 | Energy Star Clothes Dryer | 1.442% | 0 | 1.686 | Residential_2022_SC C_MW_Before Competition Groups_Energy Star Clothes Dryer
Residential | Res ¦ LED Tube Re-Lamp | 2022 | SC C | MW | Before Competition Groups | 1.5596 | 0 | 0 | 116.8951 | 0.013342 | 14 | Residential_2022_SC C_MW_Before Competition Groups_14 | LED Tube Re-Lamp | 1.334% | 0 | 1.5596 | Residential_2022_SC C_MW_Before Competition Groups_LED Tube Re-Lamp
Residential | Res ¦ Advanced BAS/Controllers | 2022 | SC C | MW | Before Competition Groups | 1.4294 | 0 | 0 | 116.8951 | 0.012228 | 15 | Residential_2022_SC C_MW_Before Competition Groups_15 | Advanced BAS/Controllers | 1.223% | 0 | 1.4294 | Residential_2022_SC C_MW_Before Competition Groups_Advanced BAS/Controllers
Residential | Res ¦ Occupancy Sensors MF | 2022 | SC C | MW | Before Competition Groups | 1.4288 | 0 | 0 | 116.8951 | 0.012223 | 16 | Residential_2022_SC C_MW_Before Competition Groups_16 | Occupancy Sensors MF | 1.222% | 0 | 1.4288 | Residential_2022_SC C_MW_Before Competition Groups_Occupancy Sensors MF
Residential | Res ¦ Energy Star Torchiere | 2022 | SC C | MW | Before Competition Groups | 1.2424 | 0 | 0 | 116.8951 | 0.010628 | 17 | Residential_2022_SC C_MW_Before Competition Groups_17 | Energy Star Torchiere | 1.063% | 0 | 1.2424 | Residential_2022_SC C_MW_Before Competition Groups_Energy Star Torchiere
Residential | Res ¦ ENERGY STAR LED LAMPS (REFLECTOR LAMPs/MR16/PAR 16) | 2022 | SC C | MW | Before Competition Groups | 1.1594 | 0 | 0 | 116.8951 | 0.0099182 | 18 | Residential_2022_SC C_MW_Before Competition Groups_18 | ENERGY STAR LED LAMPS (REFLECTOR LAMPs/MR16/PAR 16) | 0.9918% | 0 | 1.1594 | Residential_2022_SC C_MW_Before Competition Groups_ENERGY STAR LED LAMPS (REFLECTOR LAMPs/MR16/PAR 16)
Residential | Res ¦ Refrigerator Recycling | 2022 | SC C | MW | Before Competition Groups | 1.121 | 0 | 0 | 116.8951 | 0.0095894 | 19 | Residential_2022_SC C_MW_Before Competition Groups_19 | Refrigerator Recycling | 0.9589% | 0 | 1.121 | Residential_2022_SC C_MW_Before Competition Groups_Refrigerator Recycling
Residential | Res ¦ Minimize Hot and Warm Clothes Wash | 2022 | SC C | MW | Before Competition Groups | 0.81332 | 0 | 0 | 116.8951 | 0.0069577 | 20 | Residential_2022_SC C_MW_Before Competition Groups_20 | Minimize Hot and Warm Clothes Wash | 0.6958% | 0 | 0.81332 | Residential_2022_SC C_MW_Before Competition Groups_Minimize Hot and Warm Clothes Wash
Residential | Res ¦ Air Sealing | 2022 | SC C | MW | Before Competition Groups | 0.79779 | 0 | 0 | 116.8951 | 0.0068249 | 21 | Residential_2022_SC C_MW_Before Competition Groups_21 | Air Sealing | 0.6825% | 0 | 0.79779 | Residential_2022_SC C_MW_Before Competition Groups_Air Sealing
Residential | Res ¦ Energy Star Light Fixture | 2022 | SC C | MW | Before Competition Groups | 0.72898 | 0 | 0 | 116.8951 | 0.0062362 | 22 | Residential_2022_SC C_MW_Before Competition Groups_22 | Energy Star Light Fixture | 0.6236% | 0 | 0.72898 | Residential_2022_SC C_MW_Before Competition Groups_Energy Star Light Fixture
Residential | Res ¦ Floor Insulation | 2022 | SC C | MW | Before Competition Groups | 0.64596 | 0 | 0 | 116.8951 | 0.005526 | 23 | Residential_2022_SC C_MW_Before Competition Groups_23 | Floor Insulation | 0.5526% | 0 | 0.64596 | Residential_2022_SC C_MW_Before Competition Groups_Floor Insulation
Residential | Res ¦ Outside Air Economizer | 2022 | SC C | MW | Before Competition Groups | 0.60893 | 0 | 0 | 116.8951 | 0.0052092 | 24 | Residential_2022_SC C_MW_Before Competition Groups_24 | Outside Air Economizer | 0.5209% | 0 | 0.60893 | Residential_2022_SC C_MW_Before Competition Groups_Outside Air Economizer
Residential | Res ¦ LED Parking Lot Fixture | 2022 | SC C | MW | Before Competition Groups | 0.39454 | 0 | 0 | 116.8951 | 0.0033752 | 25 | Residential_2022_SC C_MW_Before Competition Groups_25 | LED Parking Lot Fixture | 0.3375% | 0 | 0.39454 | Residential_2022_SC C_MW_Before Competition Groups_LED Parking Lot Fixture
Residential | Res ¦ ENERGY STAR LED Lamps (General Service Lamps) | 2022 | SC C | MW | Before Competition Groups | 0.29785 | 0 | 0 | 116.8951 | 0.002548 | 26 | Residential_2022_SC C_MW_Before Competition Groups_26 | ENERGY STAR LED Lamps (General Service Lamps) | 0.2548% | 0 | 0.29785 | Residential_2022_SC C_MW_Before Competition Groups_ENERGY STAR LED Lamps (General Service Lamps)
Residential | Res ¦ Duct Insulation MF | 2022 | SC C | MW | Before Competition Groups | 0.29182 | 0 | 0 | 116.8951 | 0.0024965 | 27 | Residential_2022_SC C_MW_Before Competition Groups_27 | Duct Insulation MF | 0.2496% | 0 | 0.29182 | Residential_2022_SC C_MW_Before Competition Groups_Duct Insulation MF
Residential | Res ¦ Demand Control Ventilation | 2022 | SC C | MW | Before Competition Groups | 0.25121 | 0 | 0 | 116.8951 | 0.0021491 | 28 | Residential_2022_SC C_MW_Before Competition Groups_28 | Demand Control Ventilation | 0.2149% | 0 | 0.25121 | Residential_2022_SC C_MW_Before Competition Groups_Demand Control Ventilation
Residential | Res ¦ Furnace Whistle | 2022 | SC C | MW | Before Competition Groups | 0.24141 | 0 | 0 | 116.8951 | 0.0020651 | 29 | Residential_2022_SC C_MW_Before Competition Groups_29 | Furnace Whistle | 0.2065% | 0 | 0.24141 | Residential_2022_SC C_MW_Before Competition Groups_Furnace Whistle
Residential | Res ¦ Duct Insulation | 2022 | SC C | MW | Before Competition Groups | 0.22064 | 0 | 0 | 116.8951 | 0.0018875 | 30 | Residential_2022_SC C_MW_Before Competition Groups_30 | Duct Insulation | 0.1888% | 0 | 0.22064 | Residential_2022_SC C_MW_Before Competition Groups_Duct Insulation
Residential | Res ¦ Energy Star Dehumidifier | 2022 | SC C | MW | Before Competition Groups | 0.2083 | 0 | 0 | 116.8951 | 0.0017819 | 31 | Residential_2022_SC C_MW_Before Competition Groups_31 | Energy Star Dehumidifier | 0.1782% | 0 | 0.2083 | Residential_2022_SC C_MW_Before Competition Groups_Energy Star Dehumidifier
Residential | Res ¦ Comprehensive Draft Proofing | 2022 | SC C | MW | Before Competition Groups | 0.20513 | 0 | 0 | 116.8951 | 0.0017549 | 32 | Residential_2022_SC C_MW_Before Competition Groups_32 | Comprehensive Draft Proofing | 0.1755% | 0 | 0.20513 | Residential_2022_SC C_MW_Before Competition Groups_Comprehensive Draft Proofing
Residential | Res ¦ CO Sensors for parking garage exhaust fans | 2022 | SC C | MW | Before Competition Groups | 0.20052 | 0 | 0 | 116.8951 | 0.0017154 | 33 | Residential_2022_SC C_MW_Before Competition Groups_33 | CO Sensors for parking garage exhaust fans | 0.1715% | 0 | 0.20052 | Residential_2022_SC C_MW_Before Competition Groups_CO Sensors for parking garage exhaust fans
Residential | Res ¦ Variable Frequency Drive (VFD) | 2022 | SC C | MW | Before Competition Groups | 0.19897 | 0 | 0 | 116.8951 | 0.0017021 | 34 | Residential_2022_SC C_MW_Before Competition Groups_34 | Variable Frequency Drive (VFD) | 0.1702% | 0 | 0.19897 | Residential_2022_SC C_MW_Before Competition Groups_Variable Frequency Drive (VFD)
Residential | Res ¦ LED Exterior Area Lights - LED Fixture (200W) | 2022 | SC C | MW | Before Competition Groups | 0.17926 | 0 | 0 | 116.8951 | 0.0015335 | 35 | Residential_2022_SC C_MW_Before Competition Groups_35 | LED Exterior Area Lights - LED Fixture (200W) | 0.1534% | 0 | 0.17926 | Residential_2022_SC C_MW_Before Competition Groups_LED Exterior Area Lights - LED Fixture (200W)
Residential | Res ¦ Condensing Make Up Air Unit | 2022 | SC C | MW | Before Competition Groups | 0.12923 | 0 | 0 | 116.8951 | 0.0011055 | 36 | Residential_2022_SC C_MW_Before Competition Groups_36 | Condensing Make Up Air Unit | 0.1105% | 0 | 0.12923 | Residential_2022_SC C_MW_Before Competition Groups_Condensing Make Up Air Unit
Residential | Res ¦ Water Heater Temperature Setback | 2022 | SC C | MW | Before Competition Groups | 0.12584 | 0 | 0 | 116.8951 | 0.0010765 | 37 | Residential_2022_SC C_MW_Before Competition Groups_37 | Water Heater Temperature Setback | 0.1076% | 0 | 0.12584 | Residential_2022_SC C_MW_Before Competition Groups_Water Heater Temperature Setback
Residential | Res ¦ Clothes Drying Racks | 2022 | SC C | MW | Before Competition Groups | 0.090442 | 0 | 0 | 116.8951 | 0.00077371 | 38 | Residential_2022_SC C_MW_Before Competition Groups_38 | Clothes Drying Racks | 0.07737% | 0 | 0.090442 | Residential_2022_SC C_MW_Before Competition Groups_Clothes Drying Racks
Residential | Res ¦ VFD on Pumps | 2022 | SC C | MW | Before Competition Groups | 0.061184 | 0 | 0 | 116.8951 | 0.00052341 | 39 | Residential_2022_SC C_MW_Before Competition Groups_39 | VFD on Pumps | 0.05234% | 0 | 0.061184 | Residential_2022_SC C_MW_Before Competition Groups_VFD on Pumps
Residential | Res ¦ ECM MOTORS FOR HVAC APPLICATION (FAN-POWERED VAV BOX) | 2022 | SC C | MW | Before Competition Groups | 0.031184 | 0 | 0 | 116.8951 | 0.00026677 | 40 | Residential_2022_SC C_MW_Before Competition Groups_40 | ECM MOTORS FOR HVAC APPLICATION (FAN-POWERED VAV BOX) | 0.02668% | 0 | 0.031184 | Residential_2022_SC C_MW_Before Competition Groups_ECM MOTORS FOR HVAC APPLICATION (FAN-POWERED VAV BOX)
Residential | Res ¦ Heat Recovery Ventilator | 2022 | SC C | MW | Before Competition Groups | 0.027418 | 0 | 0 | 116.8951 | 0.00023455 | 41 | Residential_2022_SC C_MW_Before Competition Groups_41 | Heat Recovery Ventilator | 0.02346% | 0 | 0.027418 | Residential_2022_SC C_MW_Before Competition Groups_Heat Recovery Ventilator
Residential | Res ¦ Chilled Water Optimization | 2022 | SC C | MW | Before Competition Groups | 0.019425 | 0 | 0 | 116.8951 | 0.00016618 | 42 | Residential_2022_SC C_MW_Before Competition Groups_42 | Chilled Water Optimization | 0.01662% | 0 | 0.019425 | Residential_2022_SC C_MW_Before Competition Groups_Chilled Water Optimization
Residential | Res ¦ Beverage Vending Machine Controls | 2022 | SC C | MW | Before Competition Groups | 0.015747 | 0 | 0 | 116.8951 | 0.00013471 | 43 | Residential_2022_SC C_MW_Before Competition Groups_43 | Beverage Vending Machine Controls | 0.01347% | 0 | 0.015747 | Residential_2022_SC C_MW_Before Competition Groups_Beverage Vending Machine Controls
Residential | Res ¦ Home Energy Reports | 2022 | SC C | MW | Before Competition Groups | 0.011744 | 0 | 0 | 116.8951 | 0.00010047 | 44 | Residential_2022_SC C_MW_Before Competition Groups_44 | Home Energy Reports | 0.01005% | 0 | 0.011744 | Residential_2022_SC C_MW_Before Competition Groups_Home Energy Reports
Residential | Res ¦ LED High Bay Fixture | 2022 | SC C | MW | Before Competition Groups | 0.0067852 | 0 | 0 | 116.8951 | 5.8045e-05 | 45 | Residential_2022_SC C_MW_Before Competition Groups_45 | LED High Bay Fixture | 0.005805% | 0 | 0.0067852 | Residential_2022_SC C_MW_Before Competition Groups_LED High Bay Fixture
Residential | Res ¦ Tankless Water Heater | 2022 | SC C | MW | Before Competition Groups | 0.0033834 | 0 | 0 | 116.8951 | 2.8944e-05 | 46 | Residential_2022_SC C_MW_Before Competition Groups_46 | Tankless Water Heater | 0.002894% | 0 | 0.0033834 | Residential_2022_SC C_MW_Before Competition Groups_Tankless Water Heater
Residential | Res ¦ Wall Insulation | 2022 | SC C | MW | Before Competition Groups | 0.00098958 | 0 | 0 | 116.8951 | 8.4655e-06 | 47 | Residential_2022_SC C_MW_Before Competition Groups_47 | Wall Insulation | 0.0008466% | 0 | 0.00098958 | Residential_2022_SC C_MW_Before Competition Groups_Wall Insulation
Residential | Res ¦ Wall Insulation MF | 2022 | SC C | MW | Before Competition Groups | 0.00071588 | 0 | 0 | 116.8951 | 6.1241e-06 | 48 | Residential_2022_SC C_MW_Before Competition Groups_48 | Wall Insulation MF | 0.0006124% | 0 | 0.00071588 | Residential_2022_SC C_MW_Before Competition Groups_Wall Insulation MF
Residential | Res ¦ Freezer Recycling | 2022 | SC C | MW | Before Competition Groups | 8.8806e-05 | 0 | 0 | 116.8951 | 7.5971e-07 | 49 | Residential_2022_SC C_MW_Before Competition Groups_49 | Freezer Recycling | 7.597e-05% | 0 | 8.8806e-05 | Residential_2022_SC C_MW_Before Competition Groups_Freezer Recycling
Residential | Res ¦ Energy Star LED Bulbs General Purpose LEDs | 2022 | SC C | MW | Before Competition Groups | 1.0238e-08 | 0 | 0 | 116.8951 | 8.7581e-11 | 50 | Residential_2022_SC C_MW_Before Competition Groups_50 | Energy Star LED Bulbs General Purpose LEDs | 8.758e-09% | 0 | 1.0238e-08 | Residential_2022_SC C_MW_Before Competition Groups_Energy Star LED Bulbs General Purpose LEDs
Residential | Res ¦ Energy Star Freezer | 2022 | SC C | MW | Before Competition Groups | 0 | 0 | 0 | 116.8951 | 0 | 51 | Residential_2022_SC C_MW_Before Competition Groups_51 | Energy Star Freezer | 0% | 0 | 0 | Residential_2022_SC C_MW_Before Competition Groups_Energy Star Freezer
Residential | Res ¦ LED Downlight | 2022 | SC C | MW | Before Competition Groups | 0 | 0 | 0 | 116.8951 | 0 | 52 | Residential_2022_SC C_MW_Before Competition Groups_52 | LED Downlight | 0% | 0 | 0 | Residential_2022_SC C_MW_Before Competition Groups_LED Downlight
Residential | Res ¦ Smart Burners | 2022 | SC C | MW | Before Competition Groups | 0 | 0 | 0 | 116.8951 | 0 | 53 | Residential_2022_SC C_MW_Before Competition Groups_53 | Smart Burners | 0% | 0 | 0 | Residential_2022_SC C_MW_Before Competition Groups_Smart Burners
Residential | Res ¦ Smart Power Bar | 2022 | SC C | MW | Before Competition Groups | 0 | 0 | 0 | 116.8951 | 0 | 54 | Residential_2022_SC C_MW_Before Competition Groups_54 | Smart Power Bar | 0% | 0 | 0 | Residential_2022_SC C_MW_Before Competition Groups_Smart Power Bar
Residential | Res ¦ Ductless Mini-Split Heat Pump | 2022 | SC D | MW | Before Competition Groups | 15.4026 | 0 | 0 | 98.9393 | 0.15568 | 1 | Residential_2022_SC D_MW_Before Competition Groups_1 | Ductless Mini-Split Heat Pump | 15.57% | 0 | 15.4026 | Residential_2022_SC D_MW_Before Competition Groups_Ductless Mini-Split Heat Pump
Residential | Res ¦ Energy Star LED Bulbs General Purpose LEDs | 2022 | SC D | MW | Before Competition Groups | 10.3531 | 0 | 0 | 98.9393 | 0.10464 | 2 | Residential_2022_SC D_MW_Before Competition Groups_2 | Energy Star LED Bulbs General Purpose LEDs | 10.46% | 0 | 10.3531 | Residential_2022_SC D_MW_Before Competition Groups_Energy Star LED Bulbs General Purpose LEDs
Residential | Res ¦ Energy Star Clothes Washer | 2022 | SC D | MW | Before Competition Groups | 9.892 | 0 | 0 | 98.9393 | 0.099981 | 3 | Residential_2022_SC D_MW_Before Competition Groups_3 | Energy Star Clothes Washer | 9.998% | 0 | 9.892 | Residential_2022_SC D_MW_Before Competition Groups_Energy Star Clothes Washer
Residential | Res ¦ Building Recommissioning, Operations and Maintenance (O&M) Improvements | 2022 | SC D | MW | Before Competition Groups | 9.7663 | 0 | 0 | 98.9393 | 0.09871 | 4 | Residential_2022_SC D_MW_Before Competition Groups_4 | Building Recommissioning, Operations and Maintenance (O&M) Improvements | 9.871% | 0 | 9.7663 | Residential_2022_SC D_MW_Before Competition Groups_Building Recommissioning, Operations and Maintenance (O&M) Improvements
Residential | Res ¦ Energy Star LED Specialty Bulbs | 2022 | SC D | MW | Before Competition Groups | 9.6153 | 0 | 0 | 98.9393 | 0.097183 | 5 | Residential_2022_SC D_MW_Before Competition Groups_5 | Energy Star LED Specialty Bulbs | 9.718% | 0 | 9.6153 | Residential_2022_SC D_MW_Before Competition Groups_Energy Star LED Specialty Bulbs
Residential | Res ¦ Adaptive Thermostat | 2022 | SC D | MW | Before Competition Groups | 6.6025 | 0 | 0 | 98.9393 | 0.066733 | 6 | Residential_2022_SC D_MW_Before Competition Groups_6 | Adaptive Thermostat | 6.673% | 0 | 6.6025 | Residential_2022_SC D_MW_Before Competition Groups_Adaptive Thermostat
Residential | Res ¦ Energy Star A Line, PAR, MR Lamps | 2022 | SC D | MW | Before Competition Groups | 5.1188 | 0 | 0 | 98.9393 | 0.051737 | 7 | Residential_2022_SC D_MW_Before Competition Groups_7 | Energy Star A Line, PAR, MR Lamps | 5.174% | 0 | 5.1188 | Residential_2022_SC D_MW_Before Competition Groups_Energy Star A Line, PAR, MR Lamps
Residential | Res ¦ Variable Speed Pool Pump Motor | 2022 | SC D | MW | Before Competition Groups | 4.6261 | 0 | 0 | 98.9393 | 0.046757 | 8 | Residential_2022_SC D_MW_Before Competition Groups_8 | Variable Speed Pool Pump Motor | 4.676% | 0 | 4.6261 | Residential_2022_SC D_MW_Before Competition Groups_Variable Speed Pool Pump Motor
Residential | Res ¦ Energy Star Room Air Conditioner | 2022 | SC D | MW | Before Competition Groups | 4.0059 | 0 | 0 | 98.9393 | 0.040489 | 9 | Residential_2022_SC D_MW_Before Competition Groups_9 | Energy Star Room Air Conditioner | 4.049% | 0 | 4.0059 | Residential_2022_SC D_MW_Before Competition Groups_Energy Star Room Air Conditioner
Residential | Res ¦ Basement Wall Insulation | 2022 | SC D | MW | Before Competition Groups | 3.9215 | 0 | 0 | 98.9393 | 0.039636 | 10 | Residential_2022_SC D_MW_Before Competition Groups_10 | Basement Wall Insulation | 3.964% | 0 | 3.9215 | Residential_2022_SC D_MW_Before Competition Groups_Basement Wall Insulation
Residential | Res ¦ High Efficiency Chiller (avg of water and air cooled) | 2022 | SC D | MW | Before Competition Groups | 2.8033 | 0 | 0 | 98.9393 | 0.028333 | 11 | Residential_2022_SC D_MW_Before Competition Groups_11 | High Efficiency Chiller (avg of water and air cooled) | 2.833% | 0 | 2.8033 | Residential_2022_SC D_MW_Before Competition Groups_High Efficiency Chiller (avg of water and air cooled)
Residential | Res ¦ Energy Star Air Source Heat Pump | 2022 | SC D | MW | Before Competition Groups | 2.4123 | 0 | 0 | 98.9393 | 0.024382 | 12 | Residential_2022_SC D_MW_Before Competition Groups_12 | Energy Star Air Source Heat Pump | 2.438% | 0 | 2.4123 | Residential_2022_SC D_MW_Before Competition Groups_Energy Star Air Source Heat Pump
Residential | Res ¦ Attic Insulation | 2022 | SC D | MW | Before Competition Groups | 1.7856 | 0 | 0 | 98.9393 | 0.018047 | 13 | Residential_2022_SC D_MW_Before Competition Groups_13 | Attic Insulation | 1.805% | 0 | 1.7856 | Residential_2022_SC D_MW_Before Competition Groups_Attic Insulation
Residential | Res ¦ LED Tube Re-Lamp | 2022 | SC D | MW | Before Competition Groups | 1.5453 | 0 | 0 | 98.9393 | 0.015619 | 14 | Residential_2022_SC D_MW_Before Competition Groups_14 | LED Tube Re-Lamp | 1.562% | 0 | 1.5453 | Residential_2022_SC D_MW_Before Competition Groups_LED Tube Re-Lamp
Residential | Res ¦ Advanced BAS/Controllers | 2022 | SC D | MW | Before Competition Groups | 1.4294 | 0 | 0 | 98.9393 | 0.014447 | 15 | Residential_2022_SC D_MW_Before Competition Groups_15 | Advanced BAS/Controllers | 1.445% | 0 | 1.4294 | Residential_2022_SC D_MW_Before Competition Groups_Advanced BAS/Controllers
Residential | Res ¦ Occupancy Sensors MF | 2022 | SC D | MW | Before Competition Groups | 1.4288 | 0 | 0 | 98.9393 | 0.014441 | 16 | Residential_2022_SC D_MW_Before Competition Groups_16 | Occupancy Sensors MF | 1.444% | 0 | 1.4288 | Residential_2022_SC D_MW_Before Competition Groups_Occupancy Sensors MF
Residential | Res ¦ ENERGY STAR LED LAMPS (REFLECTOR LAMPs/MR16/PAR 16) | 2022 | SC D | MW | Before Competition Groups | 1.1594 | 0 | 0 | 98.9393 | 0.011718 | 17 | Residential_2022_SC D_MW_Before Competition Groups_17 | ENERGY STAR LED LAMPS (REFLECTOR LAMPs/MR16/PAR 16) | 1.172% | 0 | 1.1594 | Residential_2022_SC D_MW_Before Competition Groups_ENERGY STAR LED LAMPS (REFLECTOR LAMPs/MR16/PAR 16)
Residential | Res ¦ Energy Star Torchiere | 2022 | SC D | MW | Before Competition Groups | 1.0913 | 0 | 0 | 98.9393 | 0.01103 | 18 | Residential_2022_SC D_MW_Before Competition Groups_18 | Energy Star Torchiere | 1.103% | 0 | 1.0913 | Residential_2022_SC D_MW_Before Competition Groups_Energy Star Torchiere
Residential | Res ¦ Minimize Hot and Warm Clothes Wash | 2022 | SC D | MW | Before Competition Groups | 0.81332 | 0 | 0 | 98.9393 | 0.0082204 | 19 | Residential_2022_SC D_MW_Before Competition Groups_19 | Minimize Hot and Warm Clothes Wash | 0.822% | 0 | 0.81332 | Residential_2022_SC D_MW_Before Competition Groups_Minimize Hot and Warm Clothes Wash
Residential | Res ¦ Energy Star Clothes Dryer | 2022 | SC D | MW | Before Competition Groups | 0.77604 | 0 | 0 | 98.9393 | 0.0078436 | 20 | Residential_2022_SC D_MW_Before Competition Groups_20 | Energy Star Clothes Dryer | 0.7844% | 0 | 0.77604 | Residential_2022_SC D_MW_Before Competition Groups_Energy Star Clothes Dryer
Residential | Res ¦ Refrigerator Recycling | 2022 | SC D | MW | Before Competition Groups | 0.68702 | 0 | 0 | 98.9393 | 0.0069438 | 21 | Residential_2022_SC D_MW_Before Competition Groups_21 | Refrigerator Recycling | 0.6944% | 0 | 0.68702 | Residential_2022_SC D_MW_Before Competition Groups_Refrigerator Recycling
Residential | Res ¦ Outside Air Economizer | 2022 | SC D | MW | Before Competition Groups | 0.60893 | 0 | 0 | 98.9393 | 0.0061545 | 22 | Residential_2022_SC D_MW_Before Competition Groups_22 | Outside Air Economizer | 0.6155% | 0 | 0.60893 | Residential_2022_SC D_MW_Before Competition Groups_Outside Air Economizer
Residential | Res ¦ Energy Star Light Fixture | 2022 | SC D | MW | Before Competition Groups | 0.43951 | 0 | 0 | 98.9393 | 0.0044422 | 23 | Residential_2022_SC D_MW_Before Competition Groups_23 | Energy Star Light Fixture | 0.4442% | 0 | 0.43951 | Residential_2022_SC D_MW_Before Competition Groups_Energy Star Light Fixture
Residential | Res ¦ LED Parking Lot Fixture | 2022 | SC D | MW | Before Competition Groups | 0.39454 | 0 | 0 | 98.9393 | 0.0039877 | 24 | Residential_2022_SC D_MW_Before Competition Groups_24 | LED Parking Lot Fixture | 0.3988% | 0 | 0.39454 | Residential_2022_SC D_MW_Before Competition Groups_LED Parking Lot Fixture
Residential | Res ¦ Air Sealing | 2022 | SC D | MW | Before Competition Groups | 0.33789 | 0 | 0 | 98.9393 | 0.0034151 | 25 | Residential_2022_SC D_MW_Before Competition Groups_25 | Air Sealing | 0.3415% | 0 | 0.33789 | Residential_2022_SC D_MW_Before Competition Groups_Air Sealing
Residential | Res ¦ ENERGY STAR LED Lamps (General Service Lamps) | 2022 | SC D | MW | Before Competition Groups | 0.29785 | 0 | 0 | 98.9393 | 0.0030104 | 26 | Residential_2022_SC D_MW_Before Competition Groups_26 | ENERGY STAR LED Lamps (General Service Lamps) | 0.301% | 0 | 0.29785 | Residential_2022_SC D_MW_Before Competition Groups_ENERGY STAR LED Lamps (General Service Lamps)
Residential | Res ¦ Furnace Whistle | 2022 | SC D | MW | Before Competition Groups | 0.24141 | 0 | 0 | 98.9393 | 0.0024399 | 27 | Residential_2022_SC D_MW_Before Competition Groups_27 | Furnace Whistle | 0.244% | 0 | 0.24141 | Residential_2022_SC D_MW_Before Competition Groups_Furnace Whistle
Residential | Res ¦ Comprehensive Draft Proofing | 2022 | SC D | MW | Before Competition Groups | 0.18431 | 0 | 0 | 98.9393 | 0.0018628 | 28 | Residential_2022_SC D_MW_Before Competition Groups_28 | Comprehensive Draft Proofing | 0.1863% | 0 | 0.18431 | Residential_2022_SC D_MW_Before Competition Groups_Comprehensive Draft Proofing
Residential | Res ¦ LED Exterior Area Lights - LED Fixture (200W) | 2022 | SC D | MW | Before Competition Groups | 0.15889 | 0 | 0 | 98.9393 | 0.0016059 | 29 | Residential_2022_SC D_MW_Before Competition Groups_29 | LED Exterior Area Lights - LED Fixture (200W) | 0.1606% | 0 | 0.15889 | Residential_2022_SC D_MW_Before Competition Groups_LED Exterior Area Lights - LED Fixture (200W)
Residential | Res ¦ Variable Frequency Drive (VFD) | 2022 | SC D | MW | Before Competition Groups | 0.15056 | 0 | 0 | 98.9393 | 0.0015217 | 30 | Residential_2022_SC D_MW_Before Competition Groups_30 | Variable Frequency Drive (VFD) | 0.1522% | 0 | 0.15056 | Residential_2022_SC D_MW_Before Competition Groups_Variable Frequency Drive (VFD)
Residential | Res ¦ Floor Insulation | 2022 | SC D | MW | Before Competition Groups | 0.12474 | 0 | 0 | 98.9393 | 0.0012607 | 31 | Residential_2022_SC D_MW_Before Competition Groups_31 | Floor Insulation | 0.1261% | 0 | 0.12474 | Residential_2022_SC D_MW_Before Competition Groups_Floor Insulation
Residential | Res ¦ CO Sensors for parking garage exhaust fans | 2022 | SC D | MW | Before Competition Groups | 0.12456 | 0 | 0 | 98.9393 | 0.001259 | 32 | Residential_2022_SC D_MW_Before Competition Groups_32 | CO Sensors for parking garage exhaust fans | 0.1259% | 0 | 0.12456 | Residential_2022_SC D_MW_Before Competition Groups_CO Sensors for parking garage exhaust fans
Residential | Res ¦ Water Heater Temperature Setback | 2022 | SC D | MW | Before Competition Groups | 0.11269 | 0 | 0 | 98.9393 | 0.0011389 | 33 | Residential_2022_SC D_MW_Before Competition Groups_33 | Water Heater Temperature Setback | 0.1139% | 0 | 0.11269 | Residential_2022_SC D_MW_Before Competition Groups_Water Heater Temperature Setback
Residential | Res ¦ Demand Control Ventilation | 2022 | SC D | MW | Before Competition Groups | 0.1043 | 0 | 0 | 98.9393 | 0.0010542 | 34 | Residential_2022_SC D_MW_Before Competition Groups_34 | Demand Control Ventilation | 0.1054% | 0 | 0.1043 | Residential_2022_SC D_MW_Before Competition Groups_Demand Control Ventilation
Residential | Res ¦ Clothes Drying Racks | 2022 | SC D | MW | Before Competition Groups | 0.090442 | 0 | 0 | 98.9393 | 0.00091412 | 35 | Residential_2022_SC D_MW_Before Competition Groups_35 | Clothes Drying Racks | 0.09141% | 0 | 0.090442 | Residential_2022_SC D_MW_Before Competition Groups_Clothes Drying Racks
Residential | Res ¦ Energy Star Dehumidifier | 2022 | SC D | MW | Before Competition Groups | 0.070403 | 0 | 0 | 98.9393 | 0.00071158 | 36 | Residential_2022_SC D_MW_Before Competition Groups_36 | Energy Star Dehumidifier | 0.07116% | 0 | 0.070403 | Residential_2022_SC D_MW_Before Competition Groups_Energy Star Dehumidifier
Residential | Res ¦ Duct Insulation | 2022 | SC D | MW | Before Competition Groups | 0.065913 | 0 | 0 | 98.9393 | 0.0006662 | 37 | Residential_2022_SC D_MW_Before Competition Groups_37 | Duct Insulation | 0.06662% | 0 | 0.065913 | Residential_2022_SC D_MW_Before Competition Groups_Duct Insulation
Residential | Res ¦ VFD on Pumps | 2022 | SC D | MW | Before Competition Groups | 0.042468 | 0 | 0 | 98.9393 | 0.00042923 | 38 | Residential_2022_SC D_MW_Before Competition Groups_38 | VFD on Pumps | 0.04292% | 0 | 0.042468 | Residential_2022_SC D_MW_Before Competition Groups_VFD on Pumps
Residential | Res ¦ Duct Insulation MF | 2022 | SC D | MW | Before Competition Groups | 0.03815 | 0 | 0 | 98.9393 | 0.00038559 | 39 | Residential_2022_SC D_MW_Before Competition Groups_39 | Duct Insulation MF | 0.03856% | 0 | 0.03815 | Residential_2022_SC D_MW_Before Competition Groups_Duct Insulation MF
Residential | Res ¦ Condensing Make Up Air Unit | 2022 | SC D | MW | Before Competition Groups | 0.034595 | 0 | 0 | 98.9393 | 0.00034966 | 40 | Residential_2022_SC D_MW_Before Competition Groups_40 | Condensing Make Up Air Unit | 0.03497% | 0 | 0.034595 | Residential_2022_SC D_MW_Before Competition Groups_Condensing Make Up Air Unit
Residential | Res ¦ ECM MOTORS FOR HVAC APPLICATION (FAN-POWERED VAV BOX) | 2022 | SC D | MW | Before Competition Groups | 0.023958 | 0 | 0 | 98.9393 | 0.00024214 | 41 | Residential_2022_SC D_MW_Before Competition Groups_41 | ECM MOTORS FOR HVAC APPLICATION (FAN-POWERED VAV BOX) | 0.02421% | 0 | 0.023958 | Residential_2022_SC D_MW_Before Competition Groups_ECM MOTORS FOR HVAC APPLICATION (FAN-POWERED VAV BOX)
Residential | Res ¦ Chilled Water Optimization | 2022 | SC D | MW | Before Competition Groups | 0.019425 | 0 | 0 | 98.9393 | 0.00019633 | 42 | Residential_2022_SC D_MW_Before Competition Groups_42 | Chilled Water Optimization | 0.01963% | 0 | 0.019425 | Residential_2022_SC D_MW_Before Competition Groups_Chilled Water Optimization
Residential | Res ¦ Beverage Vending Machine Controls | 2022 | SC D | MW | Before Competition Groups | 0.012233 | 0 | 0 | 98.9393 | 0.00012364 | 43 | Residential_2022_SC D_MW_Before Competition Groups_43 | Beverage Vending Machine Controls | 0.01236% | 0 | 0.012233 | Residential_2022_SC D_MW_Before Competition Groups_Beverage Vending Machine Controls
Residential | Res ¦ Home Energy Reports | 2022 | SC D | MW | Before Competition Groups | 0.011744 | 0 | 0 | 98.9393 | 0.0001187 | 44 | Residential_2022_SC D_MW_Before Competition Groups_44 | Home Energy Reports | 0.01187% | 0 | 0.011744 | Residential_2022_SC D_MW_Before Competition Groups_Home Energy Reports
Residential | Res ¦ Heat Recovery Ventilator | 2022 | SC D | MW | Before Competition Groups | 0.0093903 | 0 | 0 | 98.9393 | 9.491e-05 | 45 | Residential_2022_SC D_MW_Before Competition Groups_45 | Heat Recovery Ventilator | 0.009491% | 0 | 0.0093903 | Residential_2022_SC D_MW_Before Competition Groups_Heat Recovery Ventilator
Residential | Res ¦ LED High Bay Fixture | 2022 | SC D | MW | Before Competition Groups | 0.0018973 | 0 | 0 | 98.9393 | 1.9177e-05 | 46 | Residential_2022_SC D_MW_Before Competition Groups_46 | LED High Bay Fixture | 0.001918% | 0 | 0.0018973 | Residential_2022_SC D_MW_Before Competition Groups_LED High Bay Fixture
Residential | Res ¦ Tankless Water Heater | 2022 | SC D | MW | Before Competition Groups | 0.0016015 | 0 | 0 | 98.9393 | 1.6187e-05 | 47 | Residential_2022_SC D_MW_Before Competition Groups_47 | Tankless Water Heater | 0.001619% | 0 | 0.0016015 | Residential_2022_SC D_MW_Before Competition Groups_Tankless Water Heater
Residential | Res ¦ Wall Insulation MF | 2022 | SC D | MW | Before Competition Groups | 0.00048699 | 0 | 0 | 98.9393 | 4.9221e-06 | 48 | Residential_2022_SC D_MW_Before Competition Groups_48 | Wall Insulation MF | 0.0004922% | 0 | 0.00048699 | Residential_2022_SC D_MW_Before Competition Groups_Wall Insulation MF
Residential | Res ¦ Wall Insulation | 2022 | SC D | MW | Before Competition Groups | 0.00047875 | 0 | 0 | 98.9393 | 4.8388e-06 | 49 | Residential_2022_SC D_MW_Before Competition Groups_49 | Wall Insulation | 0.0004839% | 0 | 0.00047875 | Residential_2022_SC D_MW_Before Competition Groups_Wall Insulation
Residential | Res ¦ Freezer Recycling | 2022 | SC D | MW | Before Competition Groups | 8.8806e-05 | 0 | 0 | 98.9393 | 8.9758e-07 | 50 | Residential_2022_SC D_MW_Before Competition Groups_50 | Freezer Recycling | 8.976e-05% | 0 | 8.8806e-05 | Residential_2022_SC D_MW_Before Competition Groups_Freezer Recycling
Residential | Res ¦ Energy Star Freezer | 2022 | SC D | MW | Before Competition Groups | 0 | 0 | 0 | 98.9393 | 0 | 51 | Residential_2022_SC D_MW_Before Competition Groups_51 | Energy Star Freezer | 0% | 0 | 0 | Residential_2022_SC D_MW_Before Competition Groups_Energy Star Freezer
Residential | Res ¦ LED Downlight | 2022 | SC D | MW | Before Competition Groups | 0 | 0 | 0 | 98.9393 | 0 | 52 | Residential_2022_SC D_MW_Before Competition Groups_52 | LED Downlight | 0% | 0 | 0 | Residential_2022_SC D_MW_Before Competition Groups_LED Downlight
Residential | Res ¦ Smart Burners | 2022 | SC D | MW | Before Competition Groups | 0 | 0 | 0 | 98.9393 | 0 | 53 | Residential_2022_SC D_MW_Before Competition Groups_53 | Smart Burners | 0% | 0 | 0 | Residential_2022_SC D_MW_Before Competition Groups_Smart Burners
Residential | Res ¦ Smart Power Bar | 2022 | SC D | MW | Before Competition Groups | 0 | 0 | 0 | 98.9393 | 0 | 54 | Residential_2022_SC D_MW_Before Competition Groups_54 | Smart Power Bar | 0% | 0 | 0 | Residential_2022_SC D_MW_Before Competition Groups_Smart Power Bar
Residential | Res ¦ Energy Star Central Air Conditioner | 2022 | Technical | MW | Before Competition Groups | 226.4838 | 0 | 0 | 2004.6259 | 0.11298 | 1 | Residential_2022_Technical_MW_Before Competition Groups_1 | Energy Star Central Air Conditioner | 11.3% | 0 | 226.4838 | Residential_2022_Technical_MW_Before Competition Groups_Energy Star Central Air Conditioner
Residential | Res ¦ Adaptive Thermostat | 2022 | Technical | MW | Before Competition Groups | 187.3517 | 0 | 0 | 2004.6259 | 0.09346 | 2 | Residential_2022_Technical_MW_Before Competition Groups_2 | Adaptive Thermostat | 9.346% | 0 | 187.3517 | Residential_2022_Technical_MW_Before Competition Groups_Adaptive Thermostat
Residential | Res ¦ Building Recommissioning, Operations and Maintenance (O&M) Improvements | 2022 | Technical | MW | Before Competition Groups | 92.4834 | 0 | 0 | 2004.6259 | 0.046135 | 3 | Residential_2022_Technical_MW_Before Competition Groups_3 | Building Recommissioning, Operations and Maintenance (O&M) Improvements | 4.613% | 0 | 92.4834 | Residential_2022_Technical_MW_Before Competition Groups_Building Recommissioning, Operations and Maintenance (O&M) Improvements
Residential | Res ¦ Basement Wall Insulation | 2022 | Technical | MW | Before Competition Groups | 85.3027 | 0 | 0 | 2004.6259 | 0.042553 | 4 | Residential_2022_Technical_MW_Before Competition Groups_4 | Basement Wall Insulation | 4.255% | 0 | 85.3027 | Residential_2022_Technical_MW_Before Competition Groups_Basement Wall Insulation
Residential | Res ¦ Energy Star LED Bulbs General Purpose LEDs | 2022 | Technical | MW | Before Competition Groups | 76.6255 | 0 | 0 | 2004.6259 | 0.038224 | 5 | Residential_2022_Technical_MW_Before Competition Groups_5 | Energy Star LED Bulbs General Purpose LEDs | 3.822% | 0 | 76.6255 | Residential_2022_Technical_MW_Before Competition Groups_Energy Star LED Bulbs General Purpose LEDs
Residential | Res ¦ Energy Star A Line, PAR, MR Lamps | 2022 | Technical | MW | Before Competition Groups | 75.474 | 0 | 0 | 2004.6259 | 0.03765 | 6 | Residential_2022_Technical_MW_Before Competition Groups_6 | Energy Star A Line, PAR, MR Lamps | 3.765% | 0 | 75.474 | Residential_2022_Technical_MW_Before Competition Groups_Energy Star A Line, PAR, MR Lamps
Residential | Res ¦ Ductless Mini-Split Air Conditioner | 2022 | Technical | MW | Before Competition Groups | 71.6021 | 0 | 0 | 2004.6259 | 0.035718 | 7 | Residential_2022_Technical_MW_Before Competition Groups_7 | Ductless Mini-Split Air Conditioner | 3.572% | 0 | 71.6021 | Residential_2022_Technical_MW_Before Competition Groups_Ductless Mini-Split Air Conditioner
Residential | Res ¦ Basement or Crawlspace Insulation | 2022 | Technical | MW | Before Competition Groups | 70.8378 | 0 | 0 | 2004.6259 | 0.035337 | 8 | Residential_2022_Technical_MW_Before Competition Groups_8 | Basement or Crawlspace Insulation | 3.534% | 0 | 70.8378 | Residential_2022_Technical_MW_Before Competition Groups_Basement or Crawlspace Insulation
Residential | Res ¦ Energy Star LED Specialty Bulbs | 2022 | Technical | MW | Before Competition Groups | 70.7651 | 0 | 0 | 2004.6259 | 0.035301 | 9 | Residential_2022_Technical_MW_Before Competition Groups_9 | Energy Star LED Specialty Bulbs | 3.53% | 0 | 70.7651 | Residential_2022_Technical_MW_Before Competition Groups_Energy Star LED Specialty Bulbs
Residential | Res ¦ Smart Power Bar | 2022 | Technical | MW | Before Competition Groups | 68.5804 | 0 | 0 | 2004.6259 | 0.034211 | 10 | Residential_2022_Technical_MW_Before Competition Groups_10 | Smart Power Bar | 3.421% | 0 | 68.5804 | Residential_2022_Technical_MW_Before Competition Groups_Smart Power Bar
Residential | Res ¦ Variable Speed Pool Pump Motor | 2022 | Technical | MW | Before Competition Groups | 66.06 | 0 | 0 | 2004.6259 | 0.032954 | 11 | Residential_2022_Technical_MW_Before Competition Groups_11 | Variable Speed Pool Pump Motor | 3.295% | 0 | 66.06 | Residential_2022_Technical_MW_Before Competition Groups_Variable Speed Pool Pump Motor
Residential | Res ¦ Attic Insulation | 2022 | Technical | MW | Before Competition Groups | 65.8055 | 0 | 0 | 2004.6259 | 0.032827 | 12 | Residential_2022_Technical_MW_Before Competition Groups_12 | Attic Insulation | 3.283% | 0 | 65.8055 | Residential_2022_Technical_MW_Before Competition Groups_Attic Insulation
Residential | Res ¦ Energy Star Ground Source Heat Pump | 2022 | Technical | MW | Before Competition Groups | 64.6133 | 0 | 0 | 2004.6259 | 0.032232 | 13 | Residential_2022_Technical_MW_Before Competition Groups_13 | Energy Star Ground Source Heat Pump | 3.223% | 0 | 64.6133 | Residential_2022_Technical_MW_Before Competition Groups_Energy Star Ground Source Heat Pump
Residential | Res ¦ Ductless Mini-Split Heat Pump | 2022 | Technical | MW | Before Competition Groups | 64.0213 | 0 | 0 | 2004.6259 | 0.031937 | 14 | Residential_2022_Technical_MW_Before Competition Groups_14 | Ductless Mini-Split Heat Pump | 3.194% | 0 | 64.0213 | Residential_2022_Technical_MW_Before Competition Groups_Ductless Mini-Split Heat Pump
Residential | Res ¦ Wall Insulation | 2022 | Technical | MW | Before Competition Groups | 51.4143 | 0 | 0 | 2004.6259 | 0.025648 | 15 | Residential_2022_Technical_MW_Before Competition Groups_15 | Wall Insulation | 2.565% | 0 | 51.4143 | Residential_2022_Technical_MW_Before Competition Groups_Wall Insulation
Residential | Res ¦ Networked/ Connected - Indoor LED Lamp | 2022 | Technical | MW | Before Competition Groups | 46.9181 | 0 | 0 | 2004.6259 | 0.023405 | 16 | Residential_2022_Technical_MW_Before Competition Groups_16 | Networked/ Connected - Indoor LED Lamp | 2.34% | 0 | 46.9181 | Residential_2022_Technical_MW_Before Competition Groups_Networked/ Connected - Indoor LED Lamp
Residential | Res ¦ Smart Burners | 2022 | Technical | MW | Before Competition Groups | 42.2384 | 0 | 0 | 2004.6259 | 0.02107 | 17 | Residential_2022_Technical_MW_Before Competition Groups_17 | Smart Burners | 2.107% | 0 | 42.2384 | Residential_2022_Technical_MW_Before Competition Groups_Smart Burners
Residential | Res ¦ Energy Star Refrigerator | 2022 | Technical | MW | Before Competition Groups | 37.6915 | 0 | 0 | 2004.6259 | 0.018802 | 18 | Residential_2022_Technical_MW_Before Competition Groups_18 | Energy Star Refrigerator | 1.88% | 0 | 37.6915 | Residential_2022_Technical_MW_Before Competition Groups_Energy Star Refrigerator
Residential | Res ¦ Energy Star Air Source Heat Pump | 2022 | Technical | MW | Before Competition Groups | 36.5801 | 0 | 0 | 2004.6259 | 0.018248 | 19 | Residential_2022_Technical_MW_Before Competition Groups_19 | Energy Star Air Source Heat Pump | 1.825% | 0 | 36.5801 | Residential_2022_Technical_MW_Before Competition Groups_Energy Star Air Source Heat Pump
Residential | Res ¦ Heat Pump Clothes Dryer | 2022 | Technical | MW | Before Competition Groups | 34.9781 | 0 | 0 | 2004.6259 | 0.017449 | 20 | Residential_2022_Technical_MW_Before Competition Groups_20 | Heat Pump Clothes Dryer | 1.745% | 0 | 34.9781 | Residential_2022_Technical_MW_Before Competition Groups_Heat Pump Clothes Dryer
Residential | Res ¦ Energy Star Clothes Washer | 2022 | Technical | MW | Before Competition Groups | 33.3072 | 0 | 0 | 2004.6259 | 0.016615 | 21 | Residential_2022_Technical_MW_Before Competition Groups_21 | Energy Star Clothes Washer | 1.662% | 0 | 33.3072 | Residential_2022_Technical_MW_Before Competition Groups_Energy Star Clothes Washer
Residential | Res ¦ Energy Star Room Air Conditioner | 2022 | Technical | MW | Before Competition Groups | 27.6879 | 0 | 0 | 2004.6259 | 0.013812 | 22 | Residential_2022_Technical_MW_Before Competition Groups_22 | Energy Star Room Air Conditioner | 1.381% | 0 | 27.6879 | Residential_2022_Technical_MW_Before Competition Groups_Energy Star Room Air Conditioner
Residential | Res ¦ Induction Cooking Stove Top | 2022 | Technical | MW | Before Competition Groups | 26.0189 | 0 | 0 | 2004.6259 | 0.012979 | 23 | Residential_2022_Technical_MW_Before Competition Groups_23 | Induction Cooking Stove Top | 1.298% | 0 | 26.0189 | Residential_2022_Technical_MW_Before Competition Groups_Induction Cooking Stove Top
Residential | Res ¦ Ceiling Insulation | 2022 | Technical | MW | Before Competition Groups | 25.7726 | 0 | 0 | 2004.6259 | 0.012857 | 24 | Residential_2022_Technical_MW_Before Competition Groups_24 | Ceiling Insulation | 1.286% | 0 | 25.7726 | Residential_2022_Technical_MW_Before Competition Groups_Ceiling Insulation
Residential | Res ¦ Variable Refrigerant Flow Heat Pump | 2022 | Technical | MW | Before Competition Groups | 22.5636 | 0 | 0 | 2004.6259 | 0.011256 | 25 | Residential_2022_Technical_MW_Before Competition Groups_25 | Variable Refrigerant Flow Heat Pump | 1.126% | 0 | 22.5636 | Residential_2022_Technical_MW_Before Competition Groups_Variable Refrigerant Flow Heat Pump
Residential | Res ¦ Duct Insulation | 2022 | Technical | MW | Before Competition Groups | 21.187 | 0 | 0 | 2004.6259 | 0.010569 | 26 | Residential_2022_Technical_MW_Before Competition Groups_26 | Duct Insulation | 1.057% | 0 | 21.187 | Residential_2022_Technical_MW_Before Competition Groups_Duct Insulation
Residential | Res ¦ Energy Star Clothes Dryer | 2022 | Technical | MW | Before Competition Groups | 19.9784 | 0 | 0 | 2004.6259 | 0.0099661 | 27 | Residential_2022_Technical_MW_Before Competition Groups_27 | Energy Star Clothes Dryer | 0.9966% | 0 | 19.9784 | Residential_2022_Technical_MW_Before Competition Groups_Energy Star Clothes Dryer
Residential | Res ¦ Air Sealing | 2022 | Technical | MW | Before Competition Groups | 18.1449 | 0 | 0 | 2004.6259 | 0.0090515 | 28 | Residential_2022_Technical_MW_Before Competition Groups_28 | Air Sealing | 0.9051% | 0 | 18.1449 | Residential_2022_Technical_MW_Before Competition Groups_Air Sealing
Residential | Res ¦ Central Air Conditioner Maintenance | 2022 | Technical | MW | Before Competition Groups | 17.2468 | 0 | 0 | 2004.6259 | 0.0086035 | 29 | Residential_2022_Technical_MW_Before Competition Groups_29 | Central Air Conditioner Maintenance | 0.8603% | 0 | 17.2468 | Residential_2022_Technical_MW_Before Competition Groups_Central Air Conditioner Maintenance
Residential | Res ¦ Floor Insulation | 2022 | Technical | MW | Before Competition Groups | 17.2467 | 0 | 0 | 2004.6259 | 0.0086034 | 30 | Residential_2022_Technical_MW_Before Competition Groups_30 | Floor Insulation | 0.8603% | 0 | 17.2467 | Residential_2022_Technical_MW_Before Competition Groups_Floor Insulation
Residential | Res ¦ Lighting Motion Sensors, Timers, Dimmers | 2022 | Technical | MW | Before Competition Groups | 16.2245 | 0 | 0 | 2004.6259 | 0.0080935 | 31 | Residential_2022_Technical_MW_Before Competition Groups_31 | Lighting Motion Sensors, Timers, Dimmers | 0.8094% | 0 | 16.2245 | Residential_2022_Technical_MW_Before Competition Groups_Lighting Motion Sensors, Timers, Dimmers
Residential | Res ¦ Dehumidifier Recycling | 2022 | Technical | MW | Before Competition Groups | 15.9085 | 0 | 0 | 2004.6259 | 0.0079359 | 32 | Residential_2022_Technical_MW_Before Competition Groups_32 | Dehumidifier Recycling | 0.7936% | 0 | 15.9085 | Residential_2022_Technical_MW_Before Competition Groups_Dehumidifier Recycling
Residential | Res ¦ Advanced BAS/Controllers | 2022 | Technical | MW | Before Competition Groups | 13.536 | 0 | 0 | 2004.6259 | 0.0067524 | 33 | Residential_2022_Technical_MW_Before Competition Groups_33 | Advanced BAS/Controllers | 0.6752% | 0 | 13.536 | Residential_2022_Technical_MW_Before Competition Groups_Advanced BAS/Controllers
Residential | Res ¦ Occupancy Sensors MF | 2022 | Technical | MW | Before Competition Groups | 12.9237 | 0 | 0 | 2004.6259 | 0.006447 | 34 | Residential_2022_Technical_MW_Before Competition Groups_34 | Occupancy Sensors MF | 0.6447% | 0 | 12.9237 | Residential_2022_Technical_MW_Before Competition Groups_Occupancy Sensors MF
Residential | Res ¦ Clothes Drying Racks | 2022 | Technical | MW | Before Competition Groups | 12.5262 | 0 | 0 | 2004.6259 | 0.0062486 | 35 | Residential_2022_Technical_MW_Before Competition Groups_35 | Clothes Drying Racks | 0.6249% | 0 | 12.5262 | Residential_2022_Technical_MW_Before Competition Groups_Clothes Drying Racks
Residential | Res ¦ Energy Star Light Fixture | 2022 | Technical | MW | Before Competition Groups | 11.6106 | 0 | 0 | 2004.6259 | 0.0057919 | 36 | Residential_2022_Technical_MW_Before Competition Groups_36 | Energy Star Light Fixture | 0.5792% | 0 | 11.6106 | Residential_2022_Technical_MW_Before Competition Groups_Energy Star Light Fixture
Residential | Res ¦ Refrigerator Recycling | 2022 | Technical | MW | Before Competition Groups | 10.6151 | 0 | 0 | 2004.6259 | 0.0052953 | 37 | Residential_2022_Technical_MW_Before Competition Groups_37 | Refrigerator Recycling | 0.5295% | 0 | 10.6151 | Residential_2022_Technical_MW_Before Competition Groups_Refrigerator Recycling
Residential | Res ¦ Freezer Recycling | 2022 | Technical | MW | Before Competition Groups | 9.8889 | 0 | 0 | 2004.6259 | 0.004933 | 38 | Residential_2022_Technical_MW_Before Competition Groups_38 | Freezer Recycling | 0.4933% | 0 | 9.8889 | Residential_2022_Technical_MW_Before Competition Groups_Freezer Recycling
Residential | Res ¦ Air Source Heat Pump | 2022 | Technical | MW | Before Competition Groups | 9.3956 | 0 | 0 | 2004.6259 | 0.004687 | 39 | Residential_2022_Technical_MW_Before Competition Groups_39 | Air Source Heat Pump | 0.4687% | 0 | 9.3956 | Residential_2022_Technical_MW_Before Competition Groups_Air Source Heat Pump
Residential | Res ¦ Energy Star Dehumidifier | 2022 | Technical | MW | Before Competition Groups | 9.3472 | 0 | 0 | 2004.6259 | 0.0046628 | 40 | Residential_2022_Technical_MW_Before Competition Groups_40 | Energy Star Dehumidifier | 0.4663% | 0 | 9.3472 | Residential_2022_Technical_MW_Before Competition Groups_Energy Star Dehumidifier
Residential | Res ¦ Duct Insulation MF | 2022 | Technical | MW | Before Competition Groups | 9.3468 | 0 | 0 | 2004.6259 | 0.0046626 | 41 | Residential_2022_Technical_MW_Before Competition Groups_41 | Duct Insulation MF | 0.4663% | 0 | 9.3468 | Residential_2022_Technical_MW_Before Competition Groups_Duct Insulation MF
Residential | Res ¦ Home Energy Reports | 2022 | Technical | MW | Before Competition Groups | 7.6884 | 0 | 0 | 2004.6259 | 0.0038353 | 42 | Residential_2022_Technical_MW_Before Competition Groups_42 | Home Energy Reports | 0.3835% | 0 | 7.6884 | Residential_2022_Technical_MW_Before Competition Groups_Home Energy Reports
Residential | Res ¦ Energy Star Torchiere | 2022 | Technical | MW | Before Competition Groups | 7.3595 | 0 | 0 | 2004.6259 | 0.0036713 | 43 | Residential_2022_Technical_MW_Before Competition Groups_43 | Energy Star Torchiere | 0.3671% | 0 | 7.3595 | Residential_2022_Technical_MW_Before Competition Groups_Energy Star Torchiere
Residential | Res ¦ Energy Star Windows | 2022 | Technical | MW | Before Competition Groups | 7.3403 | 0 | 0 | 2004.6259 | 0.0036617 | 44 | Residential_2022_Technical_MW_Before Competition Groups_44 | Energy Star Windows | 0.3662% | 0 | 7.3403 | Residential_2022_Technical_MW_Before Competition Groups_Energy Star Windows
Residential | Res ¦ INTEGRAL LED TROFFERS | 2022 | Technical | MW | Before Competition Groups | 7.0709 | 0 | 0 | 2004.6259 | 0.0035273 | 45 | Residential_2022_Technical_MW_Before Competition Groups_45 | INTEGRAL LED TROFFERS | 0.3527% | 0 | 7.0709 | Residential_2022_Technical_MW_Before Competition Groups_INTEGRAL LED TROFFERS
Residential | Res ¦ Furnace with ECM | 2022 | Technical | MW | Before Competition Groups | 6.9511 | 0 | 0 | 2004.6259 | 0.0034675 | 46 | Residential_2022_Technical_MW_Before Competition Groups_46 | Furnace with ECM | 0.3468% | 0 | 6.9511 | Residential_2022_Technical_MW_Before Competition Groups_Furnace with ECM
Residential | Res ¦ Minimize Hot and Warm Clothes Wash | 2022 | Technical | MW | Before Competition Groups | 5.2469 | 0 | 0 | 2004.6259 | 0.0026174 | 47 | Residential_2022_Technical_MW_Before Competition Groups_47 | Minimize Hot and Warm Clothes Wash | 0.2617% | 0 | 5.2469 | Residential_2022_Technical_MW_Before Competition Groups_Minimize Hot and Warm Clothes Wash
Residential | Res ¦ Passive Attic Ventilation | 2022 | Technical | MW | Before Competition Groups | 4.4881 | 0 | 0 | 2004.6259 | 0.0022389 | 48 | Residential_2022_Technical_MW_Before Competition Groups_48 | Passive Attic Ventilation | 0.2239% | 0 | 4.4881 | Residential_2022_Technical_MW_Before Competition Groups_Passive Attic Ventilation
Residential | Res ¦ Energy Star Freezer | 2022 | Technical | MW | Before Competition Groups | 3.9463 | 0 | 0 | 2004.6259 | 0.0019686 | 49 | Residential_2022_Technical_MW_Before Competition Groups_49 | Energy Star Freezer | 0.1969% | 0 | 3.9463 | Residential_2022_Technical_MW_Before Competition Groups_Energy Star Freezer
Residential | Res ¦ LED Downlight | 2022 | Technical | MW | Before Competition Groups | 3.5426 | 0 | 0 | 2004.6259 | 0.0017672 | 50 | Residential_2022_Technical_MW_Before Competition Groups_50 | LED Downlight | 0.1767% | 0 | 3.5426 | Residential_2022_Technical_MW_Before Competition Groups_LED Downlight
Residential | Res ¦ High Efficiency Chiller (avg of water and air cooled) | 2022 | Technical | MW | Before Competition Groups | 3.4608 | 0 | 0 | 2004.6259 | 0.0017264 | 51 | Residential_2022_Technical_MW_Before Competition Groups_51 | High Efficiency Chiller (avg of water and air cooled) | 0.1726% | 0 | 3.4608 | Residential_2022_Technical_MW_Before Competition Groups_High Efficiency Chiller (avg of water and air cooled)
Residential | Res ¦ Early Hot Water Heater Replacement | 2022 | Technical | MW | Before Competition Groups | 3.4051 | 0 | 0 | 2004.6259 | 0.0016986 | 52 | Residential_2022_Technical_MW_Before Competition Groups_52 | Early Hot Water Heater Replacement | 0.1699% | 0 | 3.4051 | Residential_2022_Technical_MW_Before Competition Groups_Early Hot Water Heater Replacement
Residential | Res ¦ Networked/ Connected - Indoor LED Luminaire | 2022 | Technical | MW | Before Competition Groups | 3.1357 | 0 | 0 | 2004.6259 | 0.0015643 | 53 | Residential_2022_Technical_MW_Before Competition Groups_53 | Networked/ Connected - Indoor LED Luminaire | 0.1564% | 0 | 3.1357 | Residential_2022_Technical_MW_Before Competition Groups_Networked/ Connected - Indoor LED Luminaire
Residential | Res ¦ Air Source Heat Pump Maintenance | 2022 | Technical | MW | Before Competition Groups | 3.0168 | 0 | 0 | 2004.6259 | 0.0015049 | 54 | Residential_2022_Technical_MW_Before Competition Groups_54 | Air Source Heat Pump Maintenance | 0.1505% | 0 | 3.0168 | Residential_2022_Technical_MW_Before Competition Groups_Air Source Heat Pump Maintenance
Residential | Res ¦ Outside Air Economizer | 2022 | Technical | MW | Before Competition Groups | 2.8902 | 0 | 0 | 2004.6259 | 0.0014417 | 55 | Residential_2022_Technical_MW_Before Competition Groups_55 | Outside Air Economizer | 0.1442% | 0 | 2.8902 | Residential_2022_Technical_MW_Before Competition Groups_Outside Air Economizer
Residential | Res ¦ Central Lighting Control System | 2022 | Technical | MW | Before Competition Groups | 2.3913 | 0 | 0 | 2004.6259 | 0.0011929 | 56 | Residential_2022_Technical_MW_Before Competition Groups_56 | Central Lighting Control System | 0.1193% | 0 | 2.3913 | Residential_2022_Technical_MW_Before Competition Groups_Central Lighting Control System
Residential | Res ¦ Demand Control Ventilation | 2022 | Technical | MW | Before Competition Groups | 2.3789 | 0 | 0 | 2004.6259 | 0.0011867 | 57 | Residential_2022_Technical_MW_Before Competition Groups_57 | Demand Control Ventilation | 0.1187% | 0 | 2.3789 | Residential_2022_Technical_MW_Before Competition Groups_Demand Control Ventilation
Residential | Res ¦ Drain Water Heat Recovery | 2022 | Technical | MW | Before Competition Groups | 2.287 | 0 | 0 | 2004.6259 | 0.0011409 | 58 | Residential_2022_Technical_MW_Before Competition Groups_58 | Drain Water Heat Recovery | 0.1141% | 0 | 2.287 | Residential_2022_Technical_MW_Before Competition Groups_Drain Water Heat Recovery
Residential | Res ¦ Furnace Whistle | 2022 | Technical | MW | Before Competition Groups | 2.286 | 0 | 0 | 2004.6259 | 0.0011404 | 59 | Residential_2022_Technical_MW_Before Competition Groups_59 | Furnace Whistle | 0.114% | 0 | 2.286 | Residential_2022_Technical_MW_Before Competition Groups_Furnace Whistle
Residential | Res ¦ Heat Pump Water Heater | 2022 | Technical | MW | Before Competition Groups | 2.1435 | 0 | 0 | 2004.6259 | 0.0010693 | 60 | Residential_2022_Technical_MW_Before Competition Groups_60 | Heat Pump Water Heater | 0.1069% | 0 | 2.1435 | Residential_2022_Technical_MW_Before Competition Groups_Heat Pump Water Heater
Residential | Res ¦ Window Film | 2022 | Technical | MW | Before Competition Groups | 2.1036 | 0 | 0 | 2004.6259 | 0.0010494 | 61 | Residential_2022_Technical_MW_Before Competition Groups_61 | Window Film | 0.1049% | 0 | 2.1036 | Residential_2022_Technical_MW_Before Competition Groups_Window Film
Residential | Res ¦ Comprehensive Draft Proofing | 2022 | Technical | MW | Before Competition Groups | 1.9425 | 0 | 0 | 2004.6259 | 0.00096903 | 62 | Residential_2022_Technical_MW_Before Competition Groups_62 | Comprehensive Draft Proofing | 0.0969% | 0 | 1.9425 | Residential_2022_Technical_MW_Before Competition Groups_Comprehensive Draft Proofing
Residential | Res ¦ LED Tube Re-Lamp | 2022 | Technical | MW | Before Competition Groups | 1.94 | 0 | 0 | 2004.6259 | 0.00096775 | 63 | Residential_2022_Technical_MW_Before Competition Groups_63 | LED Tube Re-Lamp | 0.09678% | 0 | 1.94 | Residential_2022_Technical_MW_Before Competition Groups_LED Tube Re-Lamp
Residential | Res ¦ Tankless Water Heater | 2022 | Technical | MW | Before Competition Groups | 1.9349 | 0 | 0 | 2004.6259 | 0.0009652 | 64 | Residential_2022_Technical_MW_Before Competition Groups_64 | Tankless Water Heater | 0.09652% | 0 | 1.9349 | Residential_2022_Technical_MW_Before Competition Groups_Tankless Water Heater
Residential | Res ¦ ENERGY STAR LED LAMPS (REFLECTOR LAMPs/MR16/PAR 16) | 2022 | Technical | MW | Before Competition Groups | 1.934 | 0 | 0 | 2004.6259 | 0.00096475 | 65 | Residential_2022_Technical_MW_Before Competition Groups_65 | ENERGY STAR LED LAMPS (REFLECTOR LAMPs/MR16/PAR 16) | 0.09647% | 0 | 1.934 | Residential_2022_Technical_MW_Before Competition Groups_ENERGY STAR LED LAMPS (REFLECTOR LAMPs/MR16/PAR 16)
Residential | Res ¦ Variable Frequency Drive (VFD) | 2022 | Technical | MW | Before Competition Groups | 1.8841 | 0 | 0 | 2004.6259 | 0.00093989 | 66 | Residential_2022_Technical_MW_Before Competition Groups_66 | Variable Frequency Drive (VFD) | 0.09399% | 0 | 1.8841 | Residential_2022_Technical_MW_Before Competition Groups_Variable Frequency Drive (VFD)
Residential | Res ¦ CO Sensors for parking garage exhaust fans | 2022 | Technical | MW | Before Competition Groups | 1.8235 | 0 | 0 | 2004.6259 | 0.00090963 | 67 | Residential_2022_Technical_MW_Before Competition Groups_67 | CO Sensors for parking garage exhaust fans | 0.09096% | 0 | 1.8235 | Residential_2022_Technical_MW_Before Competition Groups_CO Sensors for parking garage exhaust fans
Residential | Res ¦ Energy Star Ceiling Fan/Lighting | 2022 | Technical | MW | Before Competition Groups | 1.7475 | 0 | 0 | 2004.6259 | 0.00087171 | 68 | Residential_2022_Technical_MW_Before Competition Groups_68 | Energy Star Ceiling Fan/Lighting | 0.08717% | 0 | 1.7475 | Residential_2022_Technical_MW_Before Competition Groups_Energy Star Ceiling Fan/Lighting
Residential | Res ¦ Heat Recovery Ventilator | 2022 | Technical | MW | Before Competition Groups | 1.5604 | 0 | 0 | 2004.6259 | 0.00077839 | 69 | Residential_2022_Technical_MW_Before Competition Groups_69 | Heat Recovery Ventilator | 0.07784% | 0 | 1.5604 | Residential_2022_Technical_MW_Before Competition Groups_Heat Recovery Ventilator
Residential | Res ¦ DHW Recirculation Systems | 2022 | Technical | MW | Before Competition Groups | 1.4793 | 0 | 0 | 2004.6259 | 0.00073793 | 70 | Residential_2022_Technical_MW_Before Competition Groups_70 | DHW Recirculation Systems | 0.07379% | 0 | 1.4793 | Residential_2022_Technical_MW_Before Competition Groups_DHW Recirculation Systems
Residential | Res ¦ Water Heater Temperature Setback | 2022 | Technical | MW | Before Competition Groups | 1.1916 | 0 | 0 | 2004.6259 | 0.00059443 | 71 | Residential_2022_Technical_MW_Before Competition Groups_71 | Water Heater Temperature Setback | 0.05944% | 0 | 1.1916 | Residential_2022_Technical_MW_Before Competition Groups_Water Heater Temperature Setback
Residential | Res ¦ Solar Water Heating System | 2022 | Technical | MW | Before Competition Groups | 1.0555 | 0 | 0 | 2004.6259 | 0.00052651 | 72 | Residential_2022_Technical_MW_Before Competition Groups_72 | Solar Water Heating System | 0.05265% | 0 | 1.0555 | Residential_2022_Technical_MW_Before Competition Groups_Solar Water Heating System
Residential | Res ¦ Energy Star Dishwasher | 2022 | Technical | MW | Before Competition Groups | 1.0201 | 0 | 0 | 2004.6259 | 0.00050886 | 73 | Residential_2022_Technical_MW_Before Competition Groups_73 | Energy Star Dishwasher | 0.05089% | 0 | 1.0201 | Residential_2022_Technical_MW_Before Competition Groups_Energy Star Dishwasher
Residential | Res ¦ High Efficiency Storage Water Heater | 2022 | Technical | MW | Before Competition Groups | 0.93653 | 0 | 0 | 2004.6259 | 0.00046718 | 74 | Residential_2022_Technical_MW_Before Competition Groups_74 | High Efficiency Storage Water Heater | 0.04672% | 0 | 0.93653 | Residential_2022_Technical_MW_Before Competition Groups_High Efficiency Storage Water Heater
Residential | Res ¦ LED Parking Lot Fixture | 2022 | Technical | MW | Before Competition Groups | 0.79874 | 0 | 0 | 2004.6259 | 0.00039845 | 75 | Residential_2022_Technical_MW_Before Competition Groups_75 | LED Parking Lot Fixture | 0.03984% | 0 | 0.79874 | Residential_2022_Technical_MW_Before Competition Groups_LED Parking Lot Fixture
Residential | Res ¦ Condensing Make Up Air Unit | 2022 | Technical | MW | Before Competition Groups | 0.63846 | 0 | 0 | 2004.6259 | 0.00031849 | 76 | Residential_2022_Technical_MW_Before Competition Groups_76 | Condensing Make Up Air Unit | 0.03185% | 0 | 0.63846 | Residential_2022_Technical_MW_Before Competition Groups_Condensing Make Up Air Unit
Residential | Res ¦ VFD on Pumps | 2022 | Technical | MW | Before Competition Groups | 0.57939 | 0 | 0 | 2004.6259 | 0.00028903 | 77 | Residential_2022_Technical_MW_Before Competition Groups_77 | VFD on Pumps | 0.0289% | 0 | 0.57939 | Residential_2022_Technical_MW_Before Competition Groups_VFD on Pumps
Residential | Res ¦ HVAC Optimization | 2022 | Technical | MW | Before Competition Groups | 0.57738 | 0 | 0 | 2004.6259 | 0.00028803 | 78 | Residential_2022_Technical_MW_Before Competition Groups_78 | HVAC Optimization | 0.0288% | 0 | 0.57738 | Residential_2022_Technical_MW_Before Competition Groups_HVAC Optimization
Residential | Res ¦ Solar Powered Attic Fan | 2022 | Technical | MW | Before Competition Groups | 0.49193 | 0 | 0 | 2004.6259 | 0.0002454 | 79 | Residential_2022_Technical_MW_Before Competition Groups_79 | Solar Powered Attic Fan | 0.02454% | 0 | 0.49193 | Residential_2022_Technical_MW_Before Competition Groups_Solar Powered Attic Fan
Residential | Res ¦ ENERGY STAR LED Lamps (General Service Lamps) | 2022 | Technical | MW | Before Competition Groups | 0.43013 | 0 | 0 | 2004.6259 | 0.00021457 | 80 | Residential_2022_Technical_MW_Before Competition Groups_80 | ENERGY STAR LED Lamps (General Service Lamps) | 0.02146% | 0 | 0.43013 | Residential_2022_Technical_MW_Before Competition Groups_ENERGY STAR LED Lamps (General Service Lamps)
Residential | Res ¦ LED Exterior Area Lights - LED Fixture (200W) | 2022 | Technical | MW | Before Competition Groups | 0.36308 | 0 | 0 | 2004.6259 | 0.00018112 | 81 | Residential_2022_Technical_MW_Before Competition Groups_81 | LED Exterior Area Lights - LED Fixture (200W) | 0.01811% | 0 | 0.36308 | Residential_2022_Technical_MW_Before Competition Groups_LED Exterior Area Lights - LED Fixture (200W)
Residential | Res ¦ ECM MOTORS FOR HVAC APPLICATION (FAN-POWERED VAV BOX) | 2022 | Technical | MW | Before Competition Groups | 0.30321 | 0 | 0 | 2004.6259 | 0.00015126 | 82 | Residential_2022_Technical_MW_Before Competition Groups_82 | ECM MOTORS FOR HVAC APPLICATION (FAN-POWERED VAV BOX) | 0.01513% | 0 | 0.30321 | Residential_2022_Technical_MW_Before Competition Groups_ECM MOTORS FOR HVAC APPLICATION (FAN-POWERED VAV BOX)
Residential | Res ¦ Beverage Vending Machine Controls | 2022 | Technical | MW | Before Competition Groups | 0.19035 | 0 | 0 | 2004.6259 | 9.4957e-05 | 83 | Residential_2022_Technical_MW_Before Competition Groups_83 | Beverage Vending Machine Controls | 0.009496% | 0 | 0.19035 | Residential_2022_Technical_MW_Before Competition Groups_Beverage Vending Machine Controls
Residential | Res ¦ Wall Insulation MF | 2022 | Technical | MW | Before Competition Groups | 0.18772 | 0 | 0 | 2004.6259 | 9.3645e-05 | 84 | Residential_2022_Technical_MW_Before Competition Groups_84 | Wall Insulation MF | 0.009364% | 0 | 0.18772 | Residential_2022_Technical_MW_Before Competition Groups_Wall Insulation MF
Residential | Res ¦ Chilled Water Optimization | 2022 | Technical | MW | Before Competition Groups | 0.090187 | 0 | 0 | 2004.6259 | 4.4989e-05 | 85 | Residential_2022_Technical_MW_Before Competition Groups_85 | Chilled Water Optimization | 0.004499% | 0 | 0.090187 | Residential_2022_Technical_MW_Before Competition Groups_Chilled Water Optimization
Residential | Res ¦ LED Recessed Downlights | 2022 | Technical | MW | Before Competition Groups | 0.038166 | 0 | 0 | 2004.6259 | 1.9039e-05 | 86 | Residential_2022_Technical_MW_Before Competition Groups_86 | LED Recessed Downlights | 0.001904% | 0 | 0.038166 | Residential_2022_Technical_MW_Before Competition Groups_LED Recessed Downlights
Residential | Res ¦ LED High Bay Fixture | 2022 | Technical | MW | Before Competition Groups | 0.032615 | 0 | 0 | 2004.6259 | 1.627e-05 | 87 | Residential_2022_Technical_MW_Before Competition Groups_87 | LED High Bay Fixture | 0.001627% | 0 | 0.032615 | Residential_2022_Technical_MW_Before Competition Groups_LED High Bay Fixture
Residential | Res ¦ Radiant Barrier | 2022 | Technical | MW | Before Competition Groups | 0.014492 | 0 | 0 | 2004.6259 | 7.2294e-06 | 88 | Residential_2022_Technical_MW_Before Competition Groups_88 | Radiant Barrier | 0.0007229% | 0 | 0.014492 | Residential_2022_Technical_MW_Before Competition Groups_Radiant Barrier
Residential | Res ¦ Solar Water Preheat (Pools/DHW) | 2022 | Technical | MW | Before Competition Groups | 0.0031282 | 0 | 0 | 2004.6259 | 1.5605e-06 | 89 | Residential_2022_Technical_MW_Before Competition Groups_89 | Solar Water Preheat (Pools/DHW) | 0.000156% | 0 | 0.0031282 | Residential_2022_Technical_MW_Before Competition Groups_Solar Water Preheat (Pools/DHW)
Residential | Res ¦ Photocell Controls (Outdoor) | 2022 | Technical | MW | Before Competition Groups | 7.6454e-05 | 0 | 0 | 2004.6259 | 3.8139e-08 | 90 | Residential_2022_Technical_MW_Before Competition Groups_90 | Photocell Controls (Outdoor) | 3.814e-06% | 0 | 7.6454e-05 | Residential_2022_Technical_MW_Before Competition Groups_Photocell Controls (Outdoor)
Residential | Res ¦ Adaptive Thermostat | 2023 | Economic | MW | Before Competition Groups | 188.6952 | 0 | 0 | 1112.646 | 0.16959 | 1 | Residential_2023_Economic_MW_Before Competition Groups_1 | Adaptive Thermostat | 16.96% | 0 | 188.6952 | Residential_2023_Economic_MW_Before Competition Groups_Adaptive Thermostat
Residential | Res ¦ Building Recommissioning, Operations and Maintenance (O&M) Improvements | 2023 | Economic | MW | Before Competition Groups | 91.0222 | 0 | 0 | 1112.646 | 0.081807 | 2 | Residential_2023_Economic_MW_Before Competition Groups_2 | Building Recommissioning, Operations and Maintenance (O&M) Improvements | 8.181% | 0 | 91.0222 | Residential_2023_Economic_MW_Before Competition Groups_Building Recommissioning, Operations and Maintenance (O&M) Improvements
Residential | Res ¦ Basement Wall Insulation | 2023 | Economic | MW | Before Competition Groups | 83.9549 | 0 | 0 | 1112.646 | 0.075455 | 3 | Residential_2023_Economic_MW_Before Competition Groups_3 | Basement Wall Insulation | 7.546% | 0 | 83.9549 | Residential_2023_Economic_MW_Before Competition Groups_Basement Wall Insulation
Residential | Res ¦ Energy Star LED Bulbs General Purpose LEDs | 2023 | Economic | MW | Before Competition Groups | 81.9226 | 0 | 0 | 1112.646 | 0.073629 | 4 | Residential_2023_Economic_MW_Before Competition Groups_4 | Energy Star LED Bulbs General Purpose LEDs | 7.363% | 0 | 81.9226 | Residential_2023_Economic_MW_Before Competition Groups_Energy Star LED Bulbs General Purpose LEDs
Residential | Res ¦ Energy Star A Line, PAR, MR Lamps | 2023 | Economic | MW | Before Competition Groups | 81.5303 | 0 | 0 | 1112.646 | 0.073276 | 5 | Residential_2023_Economic_MW_Before Competition Groups_5 | Energy Star A Line, PAR, MR Lamps | 7.328% | 0 | 81.5303 | Residential_2023_Economic_MW_Before Competition Groups_Energy Star A Line, PAR, MR Lamps
Residential | Res ¦ Ductless Mini-Split Heat Pump | 2023 | Economic | MW | Before Competition Groups | 78.2342 | 0 | 0 | 1112.646 | 0.070314 | 6 | Residential_2023_Economic_MW_Before Competition Groups_6 | Ductless Mini-Split Heat Pump | 7.031% | 0 | 78.2342 | Residential_2023_Economic_MW_Before Competition Groups_Ductless Mini-Split Heat Pump
Residential | Res ¦ Energy Star LED Specialty Bulbs | 2023 | Economic | MW | Before Competition Groups | 75.3841 | 0 | 0 | 1112.646 | 0.067752 | 7 | Residential_2023_Economic_MW_Before Competition Groups_7 | Energy Star LED Specialty Bulbs | 6.775% | 0 | 75.3841 | Residential_2023_Economic_MW_Before Competition Groups_Energy Star LED Specialty Bulbs
Residential | Res ¦ Variable Speed Pool Pump Motor | 2023 | Economic | MW | Before Competition Groups | 65.0163 | 0 | 0 | 1112.646 | 0.058434 | 8 | Residential_2023_Economic_MW_Before Competition Groups_8 | Variable Speed Pool Pump Motor | 5.843% | 0 | 65.0163 | Residential_2023_Economic_MW_Before Competition Groups_Variable Speed Pool Pump Motor
Residential | Res ¦ Attic Insulation | 2023 | Economic | MW | Before Competition Groups | 64.7658 | 0 | 0 | 1112.646 | 0.058209 | 9 | Residential_2023_Economic_MW_Before Competition Groups_9 | Attic Insulation | 5.821% | 0 | 64.7658 | Residential_2023_Economic_MW_Before Competition Groups_Attic Insulation
Residential | Res ¦ Energy Star Air Source Heat Pump | 2023 | Economic | MW | Before Competition Groups | 44.7145 | 0 | 0 | 1112.646 | 0.040188 | 10 | Residential_2023_Economic_MW_Before Competition Groups_10 | Energy Star Air Source Heat Pump | 4.019% | 0 | 44.7145 | Residential_2023_Economic_MW_Before Competition Groups_Energy Star Air Source Heat Pump
Residential | Res ¦ Energy Star Clothes Washer | 2023 | Economic | MW | Before Competition Groups | 40.1897 | 0 | 0 | 1112.646 | 0.036121 | 11 | Residential_2023_Economic_MW_Before Competition Groups_11 | Energy Star Clothes Washer | 3.612% | 0 | 40.1897 | Residential_2023_Economic_MW_Before Competition Groups_Energy Star Clothes Washer
Residential | Res ¦ Energy Star Room Air Conditioner | 2023 | Economic | MW | Before Competition Groups | 32.9878 | 0 | 0 | 1112.646 | 0.029648 | 12 | Residential_2023_Economic_MW_Before Competition Groups_12 | Energy Star Room Air Conditioner | 2.965% | 0 | 32.9878 | Residential_2023_Economic_MW_Before Competition Groups_Energy Star Room Air Conditioner
Residential | Res ¦ Air Sealing | 2023 | Economic | MW | Before Competition Groups | 17.8582 | 0 | 0 | 1112.646 | 0.01605 | 13 | Residential_2023_Economic_MW_Before Competition Groups_13 | Air Sealing | 1.605% | 0 | 17.8582 | Residential_2023_Economic_MW_Before Competition Groups_Air Sealing
Residential | Res ¦ Floor Insulation | 2023 | Economic | MW | Before Competition Groups | 16.9742 | 0 | 0 | 1112.646 | 0.015256 | 14 | Residential_2023_Economic_MW_Before Competition Groups_14 | Floor Insulation | 1.526% | 0 | 16.9742 | Residential_2023_Economic_MW_Before Competition Groups_Floor Insulation
Residential | Res ¦ Duct Insulation | 2023 | Economic | MW | Before Competition Groups | 15.6047 | 0 | 0 | 1112.646 | 0.014025 | 15 | Residential_2023_Economic_MW_Before Competition Groups_15 | Duct Insulation | 1.402% | 0 | 15.6047 | Residential_2023_Economic_MW_Before Competition Groups_Duct Insulation
Residential | Res ¦ Advanced BAS/Controllers | 2023 | Economic | MW | Before Competition Groups | 13.3222 | 0 | 0 | 1112.646 | 0.011973 | 16 | Residential_2023_Economic_MW_Before Competition Groups_16 | Advanced BAS/Controllers | 1.197% | 0 | 13.3222 | Residential_2023_Economic_MW_Before Competition Groups_Advanced BAS/Controllers
Residential | Res ¦ Clothes Drying Racks | 2023 | Economic | MW | Before Competition Groups | 12.3283 | 0 | 0 | 1112.646 | 0.01108 | 17 | Residential_2023_Economic_MW_Before Competition Groups_17 | Clothes Drying Racks | 1.108% | 0 | 12.3283 | Residential_2023_Economic_MW_Before Competition Groups_Clothes Drying Racks
Residential | Res ¦ Occupancy Sensors MF | 2023 | Economic | MW | Before Competition Groups | 12.2104 | 0 | 0 | 1112.646 | 0.010974 | 18 | Residential_2023_Economic_MW_Before Competition Groups_18 | Occupancy Sensors MF | 1.097% | 0 | 12.2104 | Residential_2023_Economic_MW_Before Competition Groups_Occupancy Sensors MF
Residential | Res ¦ Energy Star Clothes Dryer | 2023 | Economic | MW | Before Competition Groups | 10.8561 | 0 | 0 | 1112.646 | 0.0097571 | 19 | Residential_2023_Economic_MW_Before Competition Groups_19 | Energy Star Clothes Dryer | 0.9757% | 0 | 10.8561 | Residential_2023_Economic_MW_Before Competition Groups_Energy Star Clothes Dryer
Residential | Res ¦ Refrigerator Recycling | 2023 | Economic | MW | Before Competition Groups | 10.4474 | 0 | 0 | 1112.646 | 0.0093897 | 20 | Residential_2023_Economic_MW_Before Competition Groups_20 | Refrigerator Recycling | 0.939% | 0 | 10.4474 | Residential_2023_Economic_MW_Before Competition Groups_Refrigerator Recycling
Residential | Res ¦ Freezer Recycling | 2023 | Economic | MW | Before Competition Groups | 9.7326 | 0 | 0 | 1112.646 | 0.0087473 | 21 | Residential_2023_Economic_MW_Before Competition Groups_21 | Freezer Recycling | 0.8747% | 0 | 9.7326 | Residential_2023_Economic_MW_Before Competition Groups_Freezer Recycling
Residential | Res ¦ Energy Star Dehumidifier | 2023 | Economic | MW | Before Competition Groups | 9.1995 | 0 | 0 | 1112.646 | 0.0082682 | 22 | Residential_2023_Economic_MW_Before Competition Groups_22 | Energy Star Dehumidifier | 0.8268% | 0 | 9.1995 | Residential_2023_Economic_MW_Before Competition Groups_Energy Star Dehumidifier
Residential | Res ¦ Energy Star Torchiere | 2023 | Economic | MW | Before Competition Groups | 8.6314 | 0 | 0 | 1112.646 | 0.0077575 | 23 | Residential_2023_Economic_MW_Before Competition Groups_23 | Energy Star Torchiere | 0.7758% | 0 | 8.6314 | Residential_2023_Economic_MW_Before Competition Groups_Energy Star Torchiere
Residential | Res ¦ Duct Insulation MF | 2023 | Economic | MW | Before Competition Groups | 6.5463 | 0 | 0 | 1112.646 | 0.0058836 | 24 | Residential_2023_Economic_MW_Before Competition Groups_24 | Duct Insulation MF | 0.5884% | 0 | 6.5463 | Residential_2023_Economic_MW_Before Competition Groups_Duct Insulation MF
Residential | Res ¦ Minimize Hot and Warm Clothes Wash | 2023 | Economic | MW | Before Competition Groups | 5.164 | 0 | 0 | 1112.646 | 0.0046412 | 25 | Residential_2023_Economic_MW_Before Competition Groups_25 | Minimize Hot and Warm Clothes Wash | 0.4641% | 0 | 5.164 | Residential_2023_Economic_MW_Before Competition Groups_Minimize Hot and Warm Clothes Wash
Residential | Res ¦ High Efficiency Chiller (avg of water and air cooled) | 2023 | Economic | MW | Before Competition Groups | 4.2453 | 0 | 0 | 1112.646 | 0.0038155 | 26 | Residential_2023_Economic_MW_Before Competition Groups_26 | High Efficiency Chiller (avg of water and air cooled) | 0.3815% | 0 | 4.2453 | Residential_2023_Economic_MW_Before Competition Groups_High Efficiency Chiller (avg of water and air cooled)
Residential | Res ¦ Energy Star Light Fixture | 2023 | Economic | MW | Before Competition Groups | 3.7185 | 0 | 0 | 1112.646 | 0.003342 | 27 | Residential_2023_Economic_MW_Before Competition Groups_27 | Energy Star Light Fixture | 0.3342% | 0 | 3.7185 | Residential_2023_Economic_MW_Before Competition Groups_Energy Star Light Fixture
Residential | Res ¦ Outside Air Economizer | 2023 | Economic | MW | Before Competition Groups | 2.9357 | 0 | 0 | 1112.646 | 0.0026385 | 28 | Residential_2023_Economic_MW_Before Competition Groups_28 | Outside Air Economizer | 0.2639% | 0 | 2.9357 | Residential_2023_Economic_MW_Before Competition Groups_Outside Air Economizer
Residential | Res ¦ Demand Control Ventilation | 2023 | Economic | MW | Before Competition Groups | 2.3413 | 0 | 0 | 1112.646 | 0.0021043 | 29 | Residential_2023_Economic_MW_Before Competition Groups_29 | Demand Control Ventilation | 0.2104% | 0 | 2.3413 | Residential_2023_Economic_MW_Before Competition Groups_Demand Control Ventilation
Residential | Res ¦ LED Tube Re-Lamp | 2023 | Economic | MW | Before Competition Groups | 2.2763 | 0 | 0 | 1112.646 | 0.0020458 | 30 | Residential_2023_Economic_MW_Before Competition Groups_30 | LED Tube Re-Lamp | 0.2046% | 0 | 2.2763 | Residential_2023_Economic_MW_Before Competition Groups_LED Tube Re-Lamp
Residential | Res ¦ Furnace Whistle | 2023 | Economic | MW | Before Competition Groups | 2.2499 | 0 | 0 | 1112.646 | 0.0020221 | 31 | Residential_2023_Economic_MW_Before Competition Groups_31 | Furnace Whistle | 0.2022% | 0 | 2.2499 | Residential_2023_Economic_MW_Before Competition Groups_Furnace Whistle
Residential | Res ¦ Home Energy Reports | 2023 | Economic | MW | Before Competition Groups | 2.1219 | 0 | 0 | 1112.646 | 0.001907 | 32 | Residential_2023_Economic_MW_Before Competition Groups_32 | Home Energy Reports | 0.1907% | 0 | 2.1219 | Residential_2023_Economic_MW_Before Competition Groups_Home Energy Reports
Residential | Res ¦ ENERGY STAR LED LAMPS (REFLECTOR LAMPs/MR16/PAR 16) | 2023 | Economic | MW | Before Competition Groups | 1.9427 | 0 | 0 | 1112.646 | 0.001746 | 33 | Residential_2023_Economic_MW_Before Competition Groups_33 | ENERGY STAR LED LAMPS (REFLECTOR LAMPs/MR16/PAR 16) | 0.1746% | 0 | 1.9427 | Residential_2023_Economic_MW_Before Competition Groups_ENERGY STAR LED LAMPS (REFLECTOR LAMPs/MR16/PAR 16)
Residential | Res ¦ Comprehensive Draft Proofing | 2023 | Economic | MW | Before Competition Groups | 1.9119 | 0 | 0 | 1112.646 | 0.0017183 | 34 | Residential_2023_Economic_MW_Before Competition Groups_34 | Comprehensive Draft Proofing | 0.1718% | 0 | 1.9119 | Residential_2023_Economic_MW_Before Competition Groups_Comprehensive Draft Proofing
Residential | Res ¦ Heat Recovery Ventilator | 2023 | Economic | MW | Before Competition Groups | 1.8648 | 0 | 0 | 1112.646 | 0.001676 | 35 | Residential_2023_Economic_MW_Before Competition Groups_35 | Heat Recovery Ventilator | 0.1676% | 0 | 1.8648 | Residential_2023_Economic_MW_Before Competition Groups_Heat Recovery Ventilator
Residential | Res ¦ Variable Frequency Drive (VFD) | 2023 | Economic | MW | Before Competition Groups | 1.8544 | 0 | 0 | 1112.646 | 0.0016666 | 36 | Residential_2023_Economic_MW_Before Competition Groups_36 | Variable Frequency Drive (VFD) | 0.1667% | 0 | 1.8544 | Residential_2023_Economic_MW_Before Competition Groups_Variable Frequency Drive (VFD)
Residential | Res ¦ CO Sensors for parking garage exhaust fans | 2023 | Economic | MW | Before Competition Groups | 1.8522 | 0 | 0 | 1112.646 | 0.0016647 | 37 | Residential_2023_Economic_MW_Before Competition Groups_37 | CO Sensors for parking garage exhaust fans | 0.1665% | 0 | 1.8522 | Residential_2023_Economic_MW_Before Competition Groups_CO Sensors for parking garage exhaust fans
Residential | Res ¦ Water Heater Temperature Setback | 2023 | Economic | MW | Before Competition Groups | 1.1728 | 0 | 0 | 1112.646 | 0.0010541 | 38 | Residential_2023_Economic_MW_Before Competition Groups_38 | Water Heater Temperature Setback | 0.1054% | 0 | 1.1728 | Residential_2023_Economic_MW_Before Competition Groups_Water Heater Temperature Setback
Residential | Res ¦ LED Parking Lot Fixture | 2023 | Economic | MW | Before Competition Groups | 0.82248 | 0 | 0 | 1112.646 | 0.00073921 | 39 | Residential_2023_Economic_MW_Before Competition Groups_39 | LED Parking Lot Fixture | 0.07392% | 0 | 0.82248 | Residential_2023_Economic_MW_Before Competition Groups_LED Parking Lot Fixture
Residential | Res ¦ Energy Star Freezer | 2023 | Economic | MW | Before Competition Groups | 0.81561 | 0 | 0 | 1112.646 | 0.00073304 | 40 | Residential_2023_Economic_MW_Before Competition Groups_40 | Energy Star Freezer | 0.0733% | 0 | 0.81561 | Residential_2023_Economic_MW_Before Competition Groups_Energy Star Freezer
Residential | Res ¦ Condensing Make Up Air Unit | 2023 | Economic | MW | Before Competition Groups | 0.78203 | 0 | 0 | 1112.646 | 0.00070286 | 41 | Residential_2023_Economic_MW_Before Competition Groups_41 | Condensing Make Up Air Unit | 0.07029% | 0 | 0.78203 | Residential_2023_Economic_MW_Before Competition Groups_Condensing Make Up Air Unit
Residential | Res ¦ VFD on Pumps | 2023 | Economic | MW | Before Competition Groups | 0.57024 | 0 | 0 | 1112.646 | 0.00051251 | 42 | Residential_2023_Economic_MW_Before Competition Groups_42 | VFD on Pumps | 0.05125% | 0 | 0.57024 | Residential_2023_Economic_MW_Before Competition Groups_VFD on Pumps
Residential | Res ¦ ENERGY STAR LED Lamps (General Service Lamps) | 2023 | Economic | MW | Before Competition Groups | 0.43497 | 0 | 0 | 1112.646 | 0.00039093 | 43 | Residential_2023_Economic_MW_Before Competition Groups_43 | ENERGY STAR LED Lamps (General Service Lamps) | 0.03909% | 0 | 0.43497 | Residential_2023_Economic_MW_Before Competition Groups_ENERGY STAR LED Lamps (General Service Lamps)
Residential | Res ¦ LED Exterior Area Lights - LED Fixture (200W) | 2023 | Economic | MW | Before Competition Groups | 0.37499 | 0 | 0 | 1112.646 | 0.00033702 | 44 | Residential_2023_Economic_MW_Before Competition Groups_44 | LED Exterior Area Lights - LED Fixture (200W) | 0.0337% | 0 | 0.37499 | Residential_2023_Economic_MW_Before Competition Groups_LED Exterior Area Lights - LED Fixture (200W)
Residential | Res ¦ ECM MOTORS FOR HVAC APPLICATION (FAN-POWERED VAV BOX) | 2023 | Economic | MW | Before Competition Groups | 0.30795 | 0 | 0 | 1112.646 | 0.00027677 | 45 | Residential_2023_Economic_MW_Before Competition Groups_45 | ECM MOTORS FOR HVAC APPLICATION (FAN-POWERED VAV BOX) | 0.02768% | 0 | 0.30795 | Residential_2023_Economic_MW_Before Competition Groups_ECM MOTORS FOR HVAC APPLICATION (FAN-POWERED VAV BOX)
Residential | Res ¦ Wall Insulation | 2023 | Economic | MW | Before Competition Groups | 0.244 | 0 | 0 | 1112.646 | 0.00021929 | 46 | Residential_2023_Economic_MW_Before Competition Groups_46 | Wall Insulation | 0.02193% | 0 | 0.244 | Residential_2023_Economic_MW_Before Competition Groups_Wall Insulation
Residential | Res ¦ Beverage Vending Machine Controls | 2023 | Economic | MW | Before Competition Groups | 0.20156 | 0 | 0 | 1112.646 | 0.00018116 | 47 | Residential_2023_Economic_MW_Before Competition Groups_47 | Beverage Vending Machine Controls | 0.01812% | 0 | 0.20156 | Residential_2023_Economic_MW_Before Competition Groups_Beverage Vending Machine Controls
Residential | Res ¦ Tankless Water Heater | 2023 | Economic | MW | Before Competition Groups | 0.15608 | 0 | 0 | 1112.646 | 0.00014028 | 48 | Residential_2023_Economic_MW_Before Competition Groups_48 | Tankless Water Heater | 0.01403% | 0 | 0.15608 | Residential_2023_Economic_MW_Before Competition Groups_Tankless Water Heater
Residential | Res ¦ Chilled Water Optimization | 2023 | Economic | MW | Before Competition Groups | 0.11021 | 0 | 0 | 1112.646 | 9.9054e-05 | 49 | Residential_2023_Economic_MW_Before Competition Groups_49 | Chilled Water Optimization | 0.009905% | 0 | 0.11021 | Residential_2023_Economic_MW_Before Competition Groups_Chilled Water Optimization
Residential | Res ¦ LED High Bay Fixture | 2023 | Economic | MW | Before Competition Groups | 0.030815 | 0 | 0 | 1112.646 | 2.7695e-05 | 50 | Residential_2023_Economic_MW_Before Competition Groups_50 | LED High Bay Fixture | 0.00277% | 0 | 0.030815 | Residential_2023_Economic_MW_Before Competition Groups_LED High Bay Fixture
Residential | Res ¦ Wall Insulation MF | 2023 | Economic | MW | Before Competition Groups | 0.014788 | 0 | 0 | 1112.646 | 1.329e-05 | 51 | Residential_2023_Economic_MW_Before Competition Groups_51 | Wall Insulation MF | 0.001329% | 0 | 0.014788 | Residential_2023_Economic_MW_Before Competition Groups_Wall Insulation MF
Residential | Res ¦ LED Downlight | 2023 | Economic | MW | Before Competition Groups | 0 | 0 | 0 | 1112.646 | 0 | 52 | Residential_2023_Economic_MW_Before Competition Groups_52 | LED Downlight | 0% | 0 | 0 | Residential_2023_Economic_MW_Before Competition Groups_LED Downlight
Residential | Res ¦ Smart Burners | 2023 | Economic | MW | Before Competition Groups | 0 | 0 | 0 | 1112.646 | 0 | 53 | Residential_2023_Economic_MW_Before Competition Groups_53 | Smart Burners | 0% | 0 | 0 | Residential_2023_Economic_MW_Before Competition Groups_Smart Burners
Residential | Res ¦ Smart Power Bar | 2023 | Economic | MW | Before Competition Groups | 0 | 0 | 0 | 1112.646 | 0 | 54 | Residential_2023_Economic_MW_Before Competition Groups_54 | Smart Power Bar | 0% | 0 | 0 | Residential_2023_Economic_MW_Before Competition Groups_Smart Power Bar
Residential | Res ¦ Energy Star LED Specialty Bulbs | 2023 | SC A | MW | Before Competition Groups | 21.4371 | 0 | 0 | 125.6764 | 0.17057 | 1 | Residential_2023_SC A_MW_Before Competition Groups_1 | Energy Star LED Specialty Bulbs | 17.06% | 0 | 21.4371 | Residential_2023_SC A_MW_Before Competition Groups_Energy Star LED Specialty Bulbs
Residential | Res ¦ Ductless Mini-Split Heat Pump | 2023 | SC A | MW | Before Competition Groups | 20.5775 | 0 | 0 | 125.6764 | 0.16373 | 2 | Residential_2023_SC A_MW_Before Competition Groups_2 | Ductless Mini-Split Heat Pump | 16.37% | 0 | 20.5775 | Residential_2023_SC A_MW_Before Competition Groups_Ductless Mini-Split Heat Pump
Residential | Res ¦ Energy Star Clothes Washer | 2023 | SC A | MW | Before Competition Groups | 14.1455 | 0 | 0 | 125.6764 | 0.11255 | 3 | Residential_2023_SC A_MW_Before Competition Groups_3 | Energy Star Clothes Washer | 11.26% | 0 | 14.1455 | Residential_2023_SC A_MW_Before Competition Groups_Energy Star Clothes Washer
Residential | Res ¦ Building Recommissioning, Operations and Maintenance (O&M) Improvements | 2023 | SC A | MW | Before Competition Groups | 12.9826 | 0 | 0 | 125.6764 | 0.1033 | 4 | Residential_2023_SC A_MW_Before Competition Groups_4 | Building Recommissioning, Operations and Maintenance (O&M) Improvements | 10.33% | 0 | 12.9826 | Residential_2023_SC A_MW_Before Competition Groups_Building Recommissioning, Operations and Maintenance (O&M) Improvements
Residential | Res ¦ Adaptive Thermostat | 2023 | SC A | MW | Before Competition Groups | 8.9383 | 0 | 0 | 125.6764 | 0.071122 | 5 | Residential_2023_SC A_MW_Before Competition Groups_5 | Adaptive Thermostat | 7.112% | 0 | 8.9383 | Residential_2023_SC A_MW_Before Competition Groups_Adaptive Thermostat
Residential | Res ¦ Variable Speed Pool Pump Motor | 2023 | SC A | MW | Before Competition Groups | 6.5501 | 0 | 0 | 125.6764 | 0.052119 | 6 | Residential_2023_SC A_MW_Before Competition Groups_6 | Variable Speed Pool Pump Motor | 5.212% | 0 | 6.5501 | Residential_2023_SC A_MW_Before Competition Groups_Variable Speed Pool Pump Motor
Residential | Res ¦ Energy Star A Line, PAR, MR Lamps | 2023 | SC A | MW | Before Competition Groups | 6.4071 | 0 | 0 | 125.6764 | 0.050981 | 7 | Residential_2023_SC A_MW_Before Competition Groups_7 | Energy Star A Line, PAR, MR Lamps | 5.098% | 0 | 6.4071 | Residential_2023_SC A_MW_Before Competition Groups_Energy Star A Line, PAR, MR Lamps
Residential | Res ¦ Basement Wall Insulation | 2023 | SC A | MW | Before Competition Groups | 5.2954 | 0 | 0 | 125.6764 | 0.042135 | 8 | Residential_2023_SC A_MW_Before Competition Groups_8 | Basement Wall Insulation | 4.214% | 0 | 5.2954 | Residential_2023_SC A_MW_Before Competition Groups_Basement Wall Insulation
Residential | Res ¦ High Efficiency Chiller (avg of water and air cooled) | 2023 | SC A | MW | Before Competition Groups | 3.4873 | 0 | 0 | 125.6764 | 0.027748 | 9 | Residential_2023_SC A_MW_Before Competition Groups_9 | High Efficiency Chiller (avg of water and air cooled) | 2.775% | 0 | 3.4873 | Residential_2023_SC A_MW_Before Competition Groups_High Efficiency Chiller (avg of water and air cooled)
Residential | Res ¦ Energy Star Air Source Heat Pump | 2023 | SC A | MW | Before Competition Groups | 3.4366 | 0 | 0 | 125.6764 | 0.027345 | 10 | Residential_2023_SC A_MW_Before Competition Groups_10 | Energy Star Air Source Heat Pump | 2.734% | 0 | 3.4366 | Residential_2023_SC A_MW_Before Competition Groups_Energy Star Air Source Heat Pump
Residential | Res ¦ Energy Star Room Air Conditioner | 2023 | SC A | MW | Before Competition Groups | 3.2181 | 0 | 0 | 125.6764 | 0.025607 | 11 | Residential_2023_SC A_MW_Before Competition Groups_11 | Energy Star Room Air Conditioner | 2.561% | 0 | 3.2181 | Residential_2023_SC A_MW_Before Competition Groups_Energy Star Room Air Conditioner
Residential | Res ¦ Attic Insulation | 2023 | SC A | MW | Before Competition Groups | 1.8739 | 0 | 0 | 125.6764 | 0.01491 | 12 | Residential_2023_SC A_MW_Before Competition Groups_12 | Attic Insulation | 1.491% | 0 | 1.8739 | Residential_2023_SC A_MW_Before Competition Groups_Attic Insulation
Residential | Res ¦ LED Tube Re-Lamp | 2023 | SC A | MW | Before Competition Groups | 1.863 | 0 | 0 | 125.6764 | 0.014824 | 13 | Residential_2023_SC A_MW_Before Competition Groups_13 | LED Tube Re-Lamp | 1.482% | 0 | 1.863 | Residential_2023_SC A_MW_Before Competition Groups_LED Tube Re-Lamp
Residential | Res ¦ Occupancy Sensors MF | 2023 | SC A | MW | Before Competition Groups | 1.8602 | 0 | 0 | 125.6764 | 0.014802 | 14 | Residential_2023_SC A_MW_Before Competition Groups_14 | Occupancy Sensors MF | 1.48% | 0 | 1.8602 | Residential_2023_SC A_MW_Before Competition Groups_Occupancy Sensors MF
Residential | Res ¦ Energy Star Torchiere | 2023 | SC A | MW | Before Competition Groups | 1.6695 | 0 | 0 | 125.6764 | 0.013284 | 15 | Residential_2023_SC A_MW_Before Competition Groups_15 | Energy Star Torchiere | 1.328% | 0 | 1.6695 | Residential_2023_SC A_MW_Before Competition Groups_Energy Star Torchiere
Residential | Res ¦ Energy Star Clothes Dryer | 2023 | SC A | MW | Before Competition Groups | 1.4647 | 0 | 0 | 125.6764 | 0.011655 | 16 | Residential_2023_SC A_MW_Before Competition Groups_16 | Energy Star Clothes Dryer | 1.165% | 0 | 1.4647 | Residential_2023_SC A_MW_Before Competition Groups_Energy Star Clothes Dryer
Residential | Res ¦ ENERGY STAR LED LAMPS (REFLECTOR LAMPs/MR16/PAR 16) | 2023 | SC A | MW | Before Competition Groups | 1.3114 | 0 | 0 | 125.6764 | 0.010435 | 17 | Residential_2023_SC A_MW_Before Competition Groups_17 | ENERGY STAR LED LAMPS (REFLECTOR LAMPs/MR16/PAR 16) | 1.043% | 0 | 1.3114 | Residential_2023_SC A_MW_Before Competition Groups_ENERGY STAR LED LAMPS (REFLECTOR LAMPs/MR16/PAR 16)
Residential | Res ¦ Advanced BAS/Controllers | 2023 | SC A | MW | Before Competition Groups | 1.2732 | 0 | 0 | 125.6764 | 0.010131 | 18 | Residential_2023_SC A_MW_Before Competition Groups_18 | Advanced BAS/Controllers | 1.013% | 0 | 1.2732 | Residential_2023_SC A_MW_Before Competition Groups_Advanced BAS/Controllers
Residential | Res ¦ Refrigerator Recycling | 2023 | SC A | MW | Before Competition Groups | 1.0832 | 0 | 0 | 125.6764 | 0.0086189 | 19 | Residential_2023_SC A_MW_Before Competition Groups_19 | Refrigerator Recycling | 0.8619% | 0 | 1.0832 | Residential_2023_SC A_MW_Before Competition Groups_Refrigerator Recycling
Residential | Res ¦ Minimize Hot and Warm Clothes Wash | 2023 | SC A | MW | Before Competition Groups | 1.0167 | 0 | 0 | 125.6764 | 0.0080895 | 20 | Residential_2023_SC A_MW_Before Competition Groups_20 | Minimize Hot and Warm Clothes Wash | 0.8089% | 0 | 1.0167 | Residential_2023_SC A_MW_Before Competition Groups_Minimize Hot and Warm Clothes Wash
Residential | Res ¦ Outside Air Economizer | 2023 | SC A | MW | Before Competition Groups | 0.77813 | 0 | 0 | 125.6764 | 0.0061916 | 21 | Residential_2023_SC A_MW_Before Competition Groups_21 | Outside Air Economizer | 0.6192% | 0 | 0.77813 | Residential_2023_SC A_MW_Before Competition Groups_Outside Air Economizer
Residential | Res ¦ Energy Star Light Fixture | 2023 | SC A | MW | Before Competition Groups | 0.7598 | 0 | 0 | 125.6764 | 0.0060457 | 22 | Residential_2023_SC A_MW_Before Competition Groups_22 | Energy Star Light Fixture | 0.6046% | 0 | 0.7598 | Residential_2023_SC A_MW_Before Competition Groups_Energy Star Light Fixture
Residential | Res ¦ Air Sealing | 2023 | SC A | MW | Before Competition Groups | 0.66171 | 0 | 0 | 125.6764 | 0.0052652 | 23 | Residential_2023_SC A_MW_Before Competition Groups_23 | Air Sealing | 0.5265% | 0 | 0.66171 | Residential_2023_SC A_MW_Before Competition Groups_Air Sealing
Residential | Res ¦ LED Parking Lot Fixture | 2023 | SC A | MW | Before Competition Groups | 0.46604 | 0 | 0 | 125.6764 | 0.0037082 | 24 | Residential_2023_SC A_MW_Before Competition Groups_24 | LED Parking Lot Fixture | 0.3708% | 0 | 0.46604 | Residential_2023_SC A_MW_Before Competition Groups_LED Parking Lot Fixture
Residential | Res ¦ ENERGY STAR LED Lamps (General Service Lamps) | 2023 | SC A | MW | Before Competition Groups | 0.32259 | 0 | 0 | 125.6764 | 0.0025668 | 25 | Residential_2023_SC A_MW_Before Competition Groups_25 | ENERGY STAR LED Lamps (General Service Lamps) | 0.2567% | 0 | 0.32259 | Residential_2023_SC A_MW_Before Competition Groups_ENERGY STAR LED Lamps (General Service Lamps)
Residential | Res ¦ Furnace Whistle | 2023 | SC A | MW | Before Competition Groups | 0.32091 | 0 | 0 | 125.6764 | 0.0025534 | 26 | Residential_2023_SC A_MW_Before Competition Groups_26 | Furnace Whistle | 0.2553% | 0 | 0.32091 | Residential_2023_SC A_MW_Before Competition Groups_Furnace Whistle
Residential | Res ¦ Variable Frequency Drive (VFD) | 2023 | SC A | MW | Before Competition Groups | 0.26449 | 0 | 0 | 125.6764 | 0.0021045 | 27 | Residential_2023_SC A_MW_Before Competition Groups_27 | Variable Frequency Drive (VFD) | 0.2105% | 0 | 0.26449 | Residential_2023_SC A_MW_Before Competition Groups_Variable Frequency Drive (VFD)
Residential | Res ¦ Comprehensive Draft Proofing | 2023 | SC A | MW | Before Competition Groups | 0.2632 | 0 | 0 | 125.6764 | 0.0020943 | 28 | Residential_2023_SC A_MW_Before Competition Groups_28 | Comprehensive Draft Proofing | 0.2094% | 0 | 0.2632 | Residential_2023_SC A_MW_Before Competition Groups_Comprehensive Draft Proofing
Residential | Res ¦ Home Energy Reports | 2023 | SC A | MW | Before Competition Groups | 0.22825 | 0 | 0 | 125.6764 | 0.0018161 | 29 | Residential_2023_SC A_MW_Before Competition Groups_29 | Home Energy Reports | 0.1816% | 0 | 0.22825 | Residential_2023_SC A_MW_Before Competition Groups_Home Energy Reports
Residential | Res ¦ LED Exterior Area Lights - LED Fixture (200W) | 2023 | SC A | MW | Before Competition Groups | 0.21848 | 0 | 0 | 125.6764 | 0.0017384 | 30 | Residential_2023_SC A_MW_Before Competition Groups_30 | LED Exterior Area Lights - LED Fixture (200W) | 0.1738% | 0 | 0.21848 | Residential_2023_SC A_MW_Before Competition Groups_LED Exterior Area Lights - LED Fixture (200W)
Residential | Res ¦ CO Sensors for parking garage exhaust fans | 2023 | SC A | MW | Before Competition Groups | 0.20008 | 0 | 0 | 125.6764 | 0.001592 | 31 | Residential_2023_SC A_MW_Before Competition Groups_31 | CO Sensors for parking garage exhaust fans | 0.1592% | 0 | 0.20008 | Residential_2023_SC A_MW_Before Competition Groups_CO Sensors for parking garage exhaust fans
Residential | Res ¦ Demand Control Ventilation | 2023 | SC A | MW | Before Competition Groups | 0.19262 | 0 | 0 | 125.6764 | 0.0015326 | 32 | Residential_2023_SC A_MW_Before Competition Groups_32 | Demand Control Ventilation | 0.1533% | 0 | 0.19262 | Residential_2023_SC A_MW_Before Competition Groups_Demand Control Ventilation
Residential | Res ¦ Energy Star Freezer | 2023 | SC A | MW | Before Competition Groups | 0.19206 | 0 | 0 | 125.6764 | 0.0015282 | 33 | Residential_2023_SC A_MW_Before Competition Groups_33 | Energy Star Freezer | 0.1528% | 0 | 0.19206 | Residential_2023_SC A_MW_Before Competition Groups_Energy Star Freezer
Residential | Res ¦ Water Heater Temperature Setback | 2023 | SC A | MW | Before Competition Groups | 0.16607 | 0 | 0 | 125.6764 | 0.0013214 | 34 | Residential_2023_SC A_MW_Before Competition Groups_34 | Water Heater Temperature Setback | 0.1321% | 0 | 0.16607 | Residential_2023_SC A_MW_Before Competition Groups_Water Heater Temperature Setback
Residential | Res ¦ Floor Insulation | 2023 | SC A | MW | Before Competition Groups | 0.13278 | 0 | 0 | 125.6764 | 0.0010565 | 35 | Residential_2023_SC A_MW_Before Competition Groups_35 | Floor Insulation | 0.1057% | 0 | 0.13278 | Residential_2023_SC A_MW_Before Competition Groups_Floor Insulation
Residential | Res ¦ Clothes Drying Racks | 2023 | SC A | MW | Before Competition Groups | 0.12045 | 0 | 0 | 125.6764 | 0.00095841 | 36 | Residential_2023_SC A_MW_Before Competition Groups_36 | Clothes Drying Racks | 0.09584% | 0 | 0.12045 | Residential_2023_SC A_MW_Before Competition Groups_Clothes Drying Racks
Residential | Res ¦ Energy Star Dehumidifier | 2023 | SC A | MW | Before Competition Groups | 0.11364 | 0 | 0 | 125.6764 | 0.00090425 | 37 | Residential_2023_SC A_MW_Before Competition Groups_37 | Energy Star Dehumidifier | 0.09042% | 0 | 0.11364 | Residential_2023_SC A_MW_Before Competition Groups_Energy Star Dehumidifier
Residential | Res ¦ Duct Insulation | 2023 | SC A | MW | Before Competition Groups | 0.083391 | 0 | 0 | 125.6764 | 0.00066353 | 38 | Residential_2023_SC A_MW_Before Competition Groups_38 | Duct Insulation | 0.06635% | 0 | 0.083391 | Residential_2023_SC A_MW_Before Competition Groups_Duct Insulation
Residential | Res ¦ VFD on Pumps | 2023 | SC A | MW | Before Competition Groups | 0.075498 | 0 | 0 | 125.6764 | 0.00060073 | 39 | Residential_2023_SC A_MW_Before Competition Groups_39 | VFD on Pumps | 0.06007% | 0 | 0.075498 | Residential_2023_SC A_MW_Before Competition Groups_VFD on Pumps
Residential | Res ¦ Condensing Make Up Air Unit | 2023 | SC A | MW | Before Competition Groups | 0.054503 | 0 | 0 | 125.6764 | 0.00043367 | 40 | Residential_2023_SC A_MW_Before Competition Groups_40 | Condensing Make Up Air Unit | 0.04337% | 0 | 0.054503 | Residential_2023_SC A_MW_Before Competition Groups_Condensing Make Up Air Unit
Residential | Res ¦ Duct Insulation MF | 2023 | SC A | MW | Before Competition Groups | 0.046282 | 0 | 0 | 125.6764 | 0.00036827 | 41 | Residential_2023_SC A_MW_Before Competition Groups_41 | Duct Insulation MF | 0.03683% | 0 | 0.046282 | Residential_2023_SC A_MW_Before Competition Groups_Duct Insulation MF
Residential | Res ¦ ECM MOTORS FOR HVAC APPLICATION (FAN-POWERED VAV BOX) | 2023 | SC A | MW | Before Competition Groups | 0.041811 | 0 | 0 | 125.6764 | 0.00033269 | 42 | Residential_2023_SC A_MW_Before Competition Groups_42 | ECM MOTORS FOR HVAC APPLICATION (FAN-POWERED VAV BOX) | 0.03327% | 0 | 0.041811 | Residential_2023_SC A_MW_Before Competition Groups_ECM MOTORS FOR HVAC APPLICATION (FAN-POWERED VAV BOX)
Residential | Res ¦ Chilled Water Optimization | 2023 | SC A | MW | Before Competition Groups | 0.02655 | 0 | 0 | 125.6764 | 0.00021126 | 43 | Residential_2023_SC A_MW_Before Competition Groups_43 | Chilled Water Optimization | 0.02113% | 0 | 0.02655 | Residential_2023_SC A_MW_Before Competition Groups_Chilled Water Optimization
Residential | Res ¦ Heat Recovery Ventilator | 2023 | SC A | MW | Before Competition Groups | 0.023705 | 0 | 0 | 125.6764 | 0.00018862 | 44 | Residential_2023_SC A_MW_Before Competition Groups_44 | Heat Recovery Ventilator | 0.01886% | 0 | 0.023705 | Residential_2023_SC A_MW_Before Competition Groups_Heat Recovery Ventilator
Residential | Res ¦ Beverage Vending Machine Controls | 2023 | SC A | MW | Before Competition Groups | 0.019958 | 0 | 0 | 125.6764 | 0.0001588 | 45 | Residential_2023_SC A_MW_Before Competition Groups_45 | Beverage Vending Machine Controls | 0.01588% | 0 | 0.019958 | Residential_2023_SC A_MW_Before Competition Groups_Beverage Vending Machine Controls
Residential | Res ¦ Tankless Water Heater | 2023 | SC A | MW | Before Competition Groups | 0.0059224 | 0 | 0 | 125.6764 | 4.7124e-05 | 46 | Residential_2023_SC A_MW_Before Competition Groups_46 | Tankless Water Heater | 0.004712% | 0 | 0.0059224 | Residential_2023_SC A_MW_Before Competition Groups_Tankless Water Heater
Residential | Res ¦ LED High Bay Fixture | 2023 | SC A | MW | Before Competition Groups | 0.0040978 | 0 | 0 | 125.6764 | 3.2606e-05 | 47 | Residential_2023_SC A_MW_Before Competition Groups_47 | LED High Bay Fixture | 0.003261% | 0 | 0.0040978 | Residential_2023_SC A_MW_Before Competition Groups_LED High Bay Fixture
Residential | Res ¦ Wall Insulation MF | 2023 | SC A | MW | Before Competition Groups | 0.00093792 | 0 | 0 | 125.6764 | 7.463e-06 | 48 | Residential_2023_SC A_MW_Before Competition Groups_48 | Wall Insulation MF | 0.0007463% | 0 | 0.00093792 | Residential_2023_SC A_MW_Before Competition Groups_Wall Insulation MF
Residential | Res ¦ Wall Insulation | 2023 | SC A | MW | Before Competition Groups | 0.00086061 | 0 | 0 | 125.6764 | 6.8479e-06 | 49 | Residential_2023_SC A_MW_Before Competition Groups_49 | Wall Insulation | 0.0006848% | 0 | 0.00086061 | Residential_2023_SC A_MW_Before Competition Groups_Wall Insulation
Residential | Res ¦ Freezer Recycling | 2023 | SC A | MW | Before Competition Groups | 0.00011014 | 0 | 0 | 125.6764 | 8.7637e-07 | 50 | Residential_2023_SC A_MW_Before Competition Groups_50 | Freezer Recycling | 8.764e-05% | 0 | 0.00011014 | Residential_2023_SC A_MW_Before Competition Groups_Freezer Recycling
Residential | Res ¦ Energy Star LED Bulbs General Purpose LEDs | 2023 | SC A | MW | Before Competition Groups | 1.0259e-08 | 0 | 0 | 125.6764 | 8.1631e-11 | 51 | Residential_2023_SC A_MW_Before Competition Groups_51 | Energy Star LED Bulbs General Purpose LEDs | 8.163e-09% | 0 | 1.0259e-08 | Residential_2023_SC A_MW_Before Competition Groups_Energy Star LED Bulbs General Purpose LEDs
Residential | Res ¦ LED Downlight | 2023 | SC A | MW | Before Competition Groups | 0 | 0 | 0 | 125.6764 | 0 | 52 | Residential_2023_SC A_MW_Before Competition Groups_52 | LED Downlight | 0% | 0 | 0 | Residential_2023_SC A_MW_Before Competition Groups_LED Downlight
Residential | Res ¦ Smart Burners | 2023 | SC A | MW | Before Competition Groups | 0 | 0 | 0 | 125.6764 | 0 | 53 | Residential_2023_SC A_MW_Before Competition Groups_53 | Smart Burners | 0% | 0 | 0 | Residential_2023_SC A_MW_Before Competition Groups_Smart Burners
Residential | Res ¦ Smart Power Bar | 2023 | SC A | MW | Before Competition Groups | 0 | 0 | 0 | 125.6764 | 0 | 54 | Residential_2023_SC A_MW_Before Competition Groups_54 | Smart Power Bar | 0% | 0 | 0 | Residential_2023_SC A_MW_Before Competition Groups_Smart Power Bar
Residential | Res ¦ Building Recommissioning, Operations and Maintenance (O&M) Improvements | 2023 | SC B | MW | Before Competition Groups | 34.3853 | 0 | 0 | 227.8159 | 0.15093 | 1 | Residential_2023_SC B_MW_Before Competition Groups_1 | Building Recommissioning, Operations and Maintenance (O&M) Improvements | 15.09% | 0 | 34.3853 | Residential_2023_SC B_MW_Before Competition Groups_Building Recommissioning, Operations and Maintenance (O&M) Improvements
Residential | Res ¦ Ductless Mini-Split Heat Pump | 2023 | SC B | MW | Before Competition Groups | 25.2501 | 0 | 0 | 227.8159 | 0.11084 | 2 | Residential_2023_SC B_MW_Before Competition Groups_2 | Ductless Mini-Split Heat Pump | 11.08% | 0 | 25.2501 | Residential_2023_SC B_MW_Before Competition Groups_Ductless Mini-Split Heat Pump
Residential | Res ¦ Variable Speed Pool Pump Motor | 2023 | SC B | MW | Before Competition Groups | 24.5586 | 0 | 0 | 227.8159 | 0.1078 | 3 | Residential_2023_SC B_MW_Before Competition Groups_3 | Variable Speed Pool Pump Motor | 10.78% | 0 | 24.5586 | Residential_2023_SC B_MW_Before Competition Groups_Variable Speed Pool Pump Motor
Residential | Res ¦ Energy Star Clothes Washer | 2023 | SC B | MW | Before Competition Groups | 23.6599 | 0 | 0 | 227.8159 | 0.10386 | 4 | Residential_2023_SC B_MW_Before Competition Groups_4 | Energy Star Clothes Washer | 10.39% | 0 | 23.6599 | Residential_2023_SC B_MW_Before Competition Groups_Energy Star Clothes Washer
Residential | Res ¦ Adaptive Thermostat | 2023 | SC B | MW | Before Competition Groups | 20.1359 | 0 | 0 | 227.8159 | 0.088387 | 5 | Residential_2023_SC B_MW_Before Competition Groups_5 | Adaptive Thermostat | 8.839% | 0 | 20.1359 | Residential_2023_SC B_MW_Before Competition Groups_Adaptive Thermostat
Residential | Res ¦ Energy Star LED Bulbs General Purpose LEDs | 2023 | SC B | MW | Before Competition Groups | 10.9733 | 0 | 0 | 227.8159 | 0.048168 | 6 | Residential_2023_SC B_MW_Before Competition Groups_6 | Energy Star LED Bulbs General Purpose LEDs | 4.817% | 0 | 10.9733 | Residential_2023_SC B_MW_Before Competition Groups_Energy Star LED Bulbs General Purpose LEDs
Residential | Res ¦ Energy Star LED Specialty Bulbs | 2023 | SC B | MW | Before Competition Groups | 10.0472 | 0 | 0 | 227.8159 | 0.044102 | 7 | Residential_2023_SC B_MW_Before Competition Groups_7 | Energy Star LED Specialty Bulbs | 4.41% | 0 | 10.0472 | Residential_2023_SC B_MW_Before Competition Groups_Energy Star LED Specialty Bulbs
Residential | Res ¦ Energy Star A Line, PAR, MR Lamps | 2023 | SC B | MW | Before Competition Groups | 8.6873 | 0 | 0 | 227.8159 | 0.038133 | 8 | Residential_2023_SC B_MW_Before Competition Groups_8 | Energy Star A Line, PAR, MR Lamps | 3.813% | 0 | 8.6873 | Residential_2023_SC B_MW_Before Competition Groups_Energy Star A Line, PAR, MR Lamps
Residential | Res ¦ Energy Star Room Air Conditioner | 2023 | SC B | MW | Before Competition Groups | 6.39 | 0 | 0 | 227.8159 | 0.028049 | 9 | Residential_2023_SC B_MW_Before Competition Groups_9 | Energy Star Room Air Conditioner | 2.805% | 0 | 6.39 | Residential_2023_SC B_MW_Before Competition Groups_Energy Star Room Air Conditioner
Residential | Res ¦ Basement Wall Insulation | 2023 | SC B | MW | Before Competition Groups | 5.3242 | 0 | 0 | 227.8159 | 0.023371 | 10 | Residential_2023_SC B_MW_Before Competition Groups_10 | Basement Wall Insulation | 2.337% | 0 | 5.3242 | Residential_2023_SC B_MW_Before Competition Groups_Basement Wall Insulation
Residential | Res ¦ Advanced BAS/Controllers | 2023 | SC B | MW | Before Competition Groups | 5.0319 | 0 | 0 | 227.8159 | 0.022088 | 11 | Residential_2023_SC B_MW_Before Competition Groups_11 | Advanced BAS/Controllers | 2.209% | 0 | 5.0319 | Residential_2023_SC B_MW_Before Competition Groups_Advanced BAS/Controllers
Residential | Res ¦ Occupancy Sensors MF | 2023 | SC B | MW | Before Competition Groups | 4.9296 | 0 | 0 | 227.8159 | 0.021639 | 12 | Residential_2023_SC B_MW_Before Competition Groups_12 | Occupancy Sensors MF | 2.164% | 0 | 4.9296 | Residential_2023_SC B_MW_Before Competition Groups_Occupancy Sensors MF
Residential | Res ¦ Energy Star Air Source Heat Pump | 2023 | SC B | MW | Before Competition Groups | 4.9099 | 0 | 0 | 227.8159 | 0.021552 | 13 | Residential_2023_SC B_MW_Before Competition Groups_13 | Energy Star Air Source Heat Pump | 2.155% | 0 | 4.9099 | Residential_2023_SC B_MW_Before Competition Groups_Energy Star Air Source Heat Pump
Residential | Res ¦ Clothes Drying Racks | 2023 | SC B | MW | Before Competition Groups | 4.6544 | 0 | 0 | 227.8159 | 0.020431 | 14 | Residential_2023_SC B_MW_Before Competition Groups_14 | Clothes Drying Racks | 2.043% | 0 | 4.6544 | Residential_2023_SC B_MW_Before Competition Groups_Clothes Drying Racks
Residential | Res ¦ Attic Insulation | 2023 | SC B | MW | Before Competition Groups | 4.1066 | 0 | 0 | 227.8159 | 0.018026 | 15 | Residential_2023_SC B_MW_Before Competition Groups_15 | Attic Insulation | 1.803% | 0 | 4.1066 | Residential_2023_SC B_MW_Before Competition Groups_Attic Insulation
Residential | Res ¦ Refrigerator Recycling | 2023 | SC B | MW | Before Competition Groups | 3.9462 | 0 | 0 | 227.8159 | 0.017322 | 16 | Residential_2023_SC B_MW_Before Competition Groups_16 | Refrigerator Recycling | 1.732% | 0 | 3.9462 | Residential_2023_SC B_MW_Before Competition Groups_Refrigerator Recycling
Residential | Res ¦ Freezer Recycling | 2023 | SC B | MW | Before Competition Groups | 3.6647 | 0 | 0 | 227.8159 | 0.016086 | 17 | Residential_2023_SC B_MW_Before Competition Groups_17 | Freezer Recycling | 1.609% | 0 | 3.6647 | Residential_2023_SC B_MW_Before Competition Groups_Freezer Recycling
Residential | Res ¦ High Efficiency Chiller (avg of water and air cooled) | 2023 | SC B | MW | Before Competition Groups | 3.5837 | 0 | 0 | 227.8159 | 0.015731 | 18 | Residential_2023_SC B_MW_Before Competition Groups_18 | High Efficiency Chiller (avg of water and air cooled) | 1.573% | 0 | 3.5837 | Residential_2023_SC B_MW_Before Competition Groups_High Efficiency Chiller (avg of water and air cooled)
Residential | Res ¦ Energy Star Clothes Dryer | 2023 | SC B | MW | Before Competition Groups | 2.9206 | 0 | 0 | 227.8159 | 0.01282 | 19 | Residential_2023_SC B_MW_Before Competition Groups_19 | Energy Star Clothes Dryer | 1.282% | 0 | 2.9206 | Residential_2023_SC B_MW_Before Competition Groups_Energy Star Clothes Dryer
Residential | Res ¦ Energy Star Torchiere | 2023 | SC B | MW | Before Competition Groups | 2.3848 | 0 | 0 | 227.8159 | 0.010468 | 20 | Residential_2023_SC B_MW_Before Competition Groups_20 | Energy Star Torchiere | 1.047% | 0 | 2.3848 | Residential_2023_SC B_MW_Before Competition Groups_Energy Star Torchiere
Residential | Res ¦ LED Tube Re-Lamp | 2023 | SC B | MW | Before Competition Groups | 1.863 | 0 | 0 | 227.8159 | 0.0081778 | 21 | Residential_2023_SC B_MW_Before Competition Groups_21 | LED Tube Re-Lamp | 0.8178% | 0 | 1.863 | Residential_2023_SC B_MW_Before Competition Groups_LED Tube Re-Lamp
Residential | Res ¦ Outside Air Economizer | 2023 | SC B | MW | Before Competition Groups | 1.3646 | 0 | 0 | 227.8159 | 0.00599 | 22 | Residential_2023_SC B_MW_Before Competition Groups_22 | Outside Air Economizer | 0.599% | 0 | 1.3646 | Residential_2023_SC B_MW_Before Competition Groups_Outside Air Economizer
Residential | Res ¦ ENERGY STAR LED LAMPS (REFLECTOR LAMPs/MR16/PAR 16) | 2023 | SC B | MW | Before Competition Groups | 1.3114 | 0 | 0 | 227.8159 | 0.0057564 | 23 | Residential_2023_SC B_MW_Before Competition Groups_23 | ENERGY STAR LED LAMPS (REFLECTOR LAMPs/MR16/PAR 16) | 0.5756% | 0 | 1.3114 | Residential_2023_SC B_MW_Before Competition Groups_ENERGY STAR LED LAMPS (REFLECTOR LAMPs/MR16/PAR 16)
Residential | Res ¦ Energy Star Dehumidifier | 2023 | SC B | MW | Before Competition Groups | 1.1965 | 0 | 0 | 227.8159 | 0.0052521 | 24 | Residential_2023_SC B_MW_Before Competition Groups_24 | Energy Star Dehumidifier | 0.5252% | 0 | 1.1965 | Residential_2023_SC B_MW_Before Competition Groups_Energy Star Dehumidifier
Residential | Res ¦ Air Sealing | 2023 | SC B | MW | Before Competition Groups | 1.1325 | 0 | 0 | 227.8159 | 0.0049709 | 25 | Residential_2023_SC B_MW_Before Competition Groups_25 | Air Sealing | 0.4971% | 0 | 1.1325 | Residential_2023_SC B_MW_Before Competition Groups_Air Sealing
Residential | Res ¦ Floor Insulation | 2023 | SC B | MW | Before Competition Groups | 1.0759 | 0 | 0 | 227.8159 | 0.0047226 | 26 | Residential_2023_SC B_MW_Before Competition Groups_26 | Floor Insulation | 0.4723% | 0 | 1.0759 | Residential_2023_SC B_MW_Before Competition Groups_Floor Insulation
Residential | Res ¦ Energy Star Light Fixture | 2023 | SC B | MW | Before Competition Groups | 1.0485 | 0 | 0 | 227.8159 | 0.0046026 | 27 | Residential_2023_SC B_MW_Before Competition Groups_27 | Energy Star Light Fixture | 0.4603% | 0 | 1.0485 | Residential_2023_SC B_MW_Before Competition Groups_Energy Star Light Fixture
Residential | Res ¦ Minimize Hot and Warm Clothes Wash | 2023 | SC B | MW | Before Competition Groups | 1.0167 | 0 | 0 | 227.8159 | 0.0044626 | 28 | Residential_2023_SC B_MW_Before Competition Groups_28 | Minimize Hot and Warm Clothes Wash | 0.4463% | 0 | 1.0167 | Residential_2023_SC B_MW_Before Competition Groups_Minimize Hot and Warm Clothes Wash
Residential | Res ¦ Duct Insulation | 2023 | SC B | MW | Before Competition Groups | 0.92179 | 0 | 0 | 227.8159 | 0.0040462 | 29 | Residential_2023_SC B_MW_Before Competition Groups_29 | Duct Insulation | 0.4046% | 0 | 0.92179 | Residential_2023_SC B_MW_Before Competition Groups_Duct Insulation
Residential | Res ¦ Demand Control Ventilation | 2023 | SC B | MW | Before Competition Groups | 0.88428 | 0 | 0 | 227.8159 | 0.0038816 | 30 | Residential_2023_SC B_MW_Before Competition Groups_30 | Demand Control Ventilation | 0.3882% | 0 | 0.88428 | Residential_2023_SC B_MW_Before Competition Groups_Demand Control Ventilation
Residential | Res ¦ Furnace Whistle | 2023 | SC B | MW | Before Competition Groups | 0.84995 | 0 | 0 | 227.8159 | 0.0037309 | 31 | Residential_2023_SC B_MW_Before Competition Groups_31 | Furnace Whistle | 0.3731% | 0 | 0.84995 | Residential_2023_SC B_MW_Before Competition Groups_Furnace Whistle
Residential | Res ¦ Comprehensive Draft Proofing | 2023 | SC B | MW | Before Competition Groups | 0.72224 | 0 | 0 | 227.8159 | 0.0031703 | 32 | Residential_2023_SC B_MW_Before Competition Groups_32 | Comprehensive Draft Proofing | 0.317% | 0 | 0.72224 | Residential_2023_SC B_MW_Before Competition Groups_Comprehensive Draft Proofing
Residential | Res ¦ Variable Frequency Drive (VFD) | 2023 | SC B | MW | Before Competition Groups | 0.70048 | 0 | 0 | 227.8159 | 0.0030748 | 33 | Residential_2023_SC B_MW_Before Competition Groups_33 | Variable Frequency Drive (VFD) | 0.3075% | 0 | 0.70048 | Residential_2023_SC B_MW_Before Competition Groups_Variable Frequency Drive (VFD)
Residential | Res ¦ CO Sensors for parking garage exhaust fans | 2023 | SC B | MW | Before Competition Groups | 0.6509 | 0 | 0 | 227.8159 | 0.0028571 | 34 | Residential_2023_SC B_MW_Before Competition Groups_34 | CO Sensors for parking garage exhaust fans | 0.2857% | 0 | 0.6509 | Residential_2023_SC B_MW_Before Competition Groups_CO Sensors for parking garage exhaust fans
Residential | Res ¦ LED Parking Lot Fixture | 2023 | SC B | MW | Before Competition Groups | 0.52295 | 0 | 0 | 227.8159 | 0.0022955 | 35 | Residential_2023_SC B_MW_Before Competition Groups_35 | LED Parking Lot Fixture | 0.2296% | 0 | 0.52295 | Residential_2023_SC B_MW_Before Competition Groups_LED Parking Lot Fixture
Residential | Res ¦ Energy Star Freezer | 2023 | SC B | MW | Before Competition Groups | 0.4978 | 0 | 0 | 227.8159 | 0.0021851 | 36 | Residential_2023_SC B_MW_Before Competition Groups_36 | Energy Star Freezer | 0.2185% | 0 | 0.4978 | Residential_2023_SC B_MW_Before Competition Groups_Energy Star Freezer
Residential | Res ¦ Water Heater Temperature Setback | 2023 | SC B | MW | Before Competition Groups | 0.44304 | 0 | 0 | 227.8159 | 0.0019447 | 37 | Residential_2023_SC B_MW_Before Competition Groups_37 | Water Heater Temperature Setback | 0.1945% | 0 | 0.44304 | Residential_2023_SC B_MW_Before Competition Groups_Water Heater Temperature Setback
Residential | Res ¦ Duct Insulation MF | 2023 | SC B | MW | Before Competition Groups | 0.4149 | 0 | 0 | 227.8159 | 0.0018212 | 38 | Residential_2023_SC B_MW_Before Competition Groups_38 | Duct Insulation MF | 0.1821% | 0 | 0.4149 | Residential_2023_SC B_MW_Before Competition Groups_Duct Insulation MF
Residential | Res ¦ ENERGY STAR LED Lamps (General Service Lamps) | 2023 | SC B | MW | Before Competition Groups | 0.32259 | 0 | 0 | 227.8159 | 0.001416 | 39 | Residential_2023_SC B_MW_Before Competition Groups_39 | ENERGY STAR LED Lamps (General Service Lamps) | 0.1416% | 0 | 0.32259 | Residential_2023_SC B_MW_Before Competition Groups_ENERGY STAR LED Lamps (General Service Lamps)
Residential | Res ¦ Condensing Make Up Air Unit | 2023 | SC B | MW | Before Competition Groups | 0.2345 | 0 | 0 | 227.8159 | 0.0010293 | 40 | Residential_2023_SC B_MW_Before Competition Groups_40 | Condensing Make Up Air Unit | 0.1029% | 0 | 0.2345 | Residential_2023_SC B_MW_Before Competition Groups_Condensing Make Up Air Unit
Residential | Res ¦ Home Energy Reports | 2023 | SC B | MW | Before Competition Groups | 0.22825 | 0 | 0 | 227.8159 | 0.0010019 | 41 | Residential_2023_SC B_MW_Before Competition Groups_41 | Home Energy Reports | 0.1002% | 0 | 0.22825 | Residential_2023_SC B_MW_Before Competition Groups_Home Energy Reports
Residential | Res ¦ LED Exterior Area Lights - LED Fixture (200W) | 2023 | SC B | MW | Before Competition Groups | 0.21848 | 0 | 0 | 227.8159 | 0.000959 | 42 | Residential_2023_SC B_MW_Before Competition Groups_42 | LED Exterior Area Lights - LED Fixture (200W) | 0.0959% | 0 | 0.21848 | Residential_2023_SC B_MW_Before Competition Groups_LED Exterior Area Lights - LED Fixture (200W)
Residential | Res ¦ VFD on Pumps | 2023 | SC B | MW | Before Competition Groups | 0.2154 | 0 | 0 | 227.8159 | 0.0009455 | 43 | Residential_2023_SC B_MW_Before Competition Groups_43 | VFD on Pumps | 0.09455% | 0 | 0.2154 | Residential_2023_SC B_MW_Before Competition Groups_VFD on Pumps
Residential | Res ¦ Heat Recovery Ventilator | 2023 | SC B | MW | Before Competition Groups | 0.19417 | 0 | 0 | 227.8159 | 0.0008523 | 44 | Residential_2023_SC B_MW_Before Competition Groups_44 | Heat Recovery Ventilator | 0.08523% | 0 | 0.19417 | Residential_2023_SC B_MW_Before Competition Groups_Heat Recovery Ventilator
Residential | Res ¦ ECM MOTORS FOR HVAC APPLICATION (FAN-POWERED VAV BOX) | 2023 | SC B | MW | Before Competition Groups | 0.1054 | 0 | 0 | 227.8159 | 0.00046265 | 45 | Residential_2023_SC B_MW_Before Competition Groups_45 | ECM MOTORS FOR HVAC APPLICATION (FAN-POWERED VAV BOX) | 0.04626% | 0 | 0.1054 | Residential_2023_SC B_MW_Before Competition Groups_ECM MOTORS FOR HVAC APPLICATION (FAN-POWERED VAV BOX)
Residential | Res ¦ Beverage Vending Machine Controls | 2023 | SC B | MW | Before Competition Groups | 0.056189 | 0 | 0 | 227.8159 | 0.00024664 | 46 | Residential_2023_SC B_MW_Before Competition Groups_46 | Beverage Vending Machine Controls | 0.02466% | 0 | 0.056189 | Residential_2023_SC B_MW_Before Competition Groups_Beverage Vending Machine Controls
Residential | Res ¦ Chilled Water Optimization | 2023 | SC B | MW | Before Competition Groups | 0.034626 | 0 | 0 | 227.8159 | 0.00015199 | 47 | Residential_2023_SC B_MW_Before Competition Groups_47 | Chilled Water Optimization | 0.0152% | 0 | 0.034626 | Residential_2023_SC B_MW_Before Competition Groups_Chilled Water Optimization
Residential | Res ¦ Tankless Water Heater | 2023 | SC B | MW | Before Competition Groups | 0.018502 | 0 | 0 | 227.8159 | 8.1214e-05 | 48 | Residential_2023_SC B_MW_Before Competition Groups_48 | Tankless Water Heater | 0.008121% | 0 | 0.018502 | Residential_2023_SC B_MW_Before Competition Groups_Tankless Water Heater
Residential | Res ¦ Wall Insulation | 2023 | SC B | MW | Before Competition Groups | 0.015464 | 0 | 0 | 227.8159 | 6.7881e-05 | 49 | Residential_2023_SC B_MW_Before Competition Groups_49 | Wall Insulation | 0.006788% | 0 | 0.015464 | Residential_2023_SC B_MW_Before Competition Groups_Wall Insulation
Residential | Res ¦ LED High Bay Fixture | 2023 | SC B | MW | Before Competition Groups | 0.0094093 | 0 | 0 | 227.8159 | 4.1302e-05 | 50 | Residential_2023_SC B_MW_Before Competition Groups_50 | LED High Bay Fixture | 0.00413% | 0 | 0.0094093 | Residential_2023_SC B_MW_Before Competition Groups_LED High Bay Fixture
Residential | Res ¦ Wall Insulation MF | 2023 | SC B | MW | Before Competition Groups | 0.00093786 | 0 | 0 | 227.8159 | 4.1168e-06 | 51 | Residential_2023_SC B_MW_Before Competition Groups_51 | Wall Insulation MF | 0.0004117% | 0 | 0.00093786 | Residential_2023_SC B_MW_Before Competition Groups_Wall Insulation MF
Residential | Res ¦ LED Downlight | 2023 | SC B | MW | Before Competition Groups | 0 | 0 | 0 | 227.8159 | 0 | 52 | Residential_2023_SC B_MW_Before Competition Groups_52 | LED Downlight | 0% | 0 | 0 | Residential_2023_SC B_MW_Before Competition Groups_LED Downlight
Residential | Res ¦ Smart Burners | 2023 | SC B | MW | Before Competition Groups | 0 | 0 | 0 | 227.8159 | 0 | 53 | Residential_2023_SC B_MW_Before Competition Groups_53 | Smart Burners | 0% | 0 | 0 | Residential_2023_SC B_MW_Before Competition Groups_Smart Burners
Residential | Res ¦ Smart Power Bar | 2023 | SC B | MW | Before Competition Groups | 0 | 0 | 0 | 227.8159 | 0 | 54 | Residential_2023_SC B_MW_Before Competition Groups_54 | Smart Power Bar | 0% | 0 | 0 | Residential_2023_SC B_MW_Before Competition Groups_Smart Power Bar
Residential | Res ¦ Energy Star LED Specialty Bulbs | 2023 | SC C | MW | Before Competition Groups | 21.4371 | 0 | 0 | 150.2926 | 0.14264 | 1 | Residential_2023_SC C_MW_Before Competition Groups_1 | Energy Star LED Specialty Bulbs | 14.26% | 0 | 21.4371 | Residential_2023_SC C_MW_Before Competition Groups_Energy Star LED Specialty Bulbs
Residential | Res ¦ Energy Star Clothes Washer | 2023 | SC C | MW | Before Competition Groups | 21.1278 | 0 | 0 | 150.2926 | 0.14058 | 2 | Residential_2023_SC C_MW_Before Competition Groups_2 | Energy Star Clothes Washer | 14.06% | 0 | 21.1278 | Residential_2023_SC C_MW_Before Competition Groups_Energy Star Clothes Washer
Residential | Res ¦ Ductless Mini-Split Heat Pump | 2023 | SC C | MW | Before Competition Groups | 20.5774 | 0 | 0 | 150.2926 | 0.13692 | 3 | Residential_2023_SC C_MW_Before Competition Groups_3 | Ductless Mini-Split Heat Pump | 13.69% | 0 | 20.5774 | Residential_2023_SC C_MW_Before Competition Groups_Ductless Mini-Split Heat Pump
Residential | Res ¦ Adaptive Thermostat | 2023 | SC C | MW | Before Competition Groups | 14.2731 | 0 | 0 | 150.2926 | 0.094969 | 4 | Residential_2023_SC C_MW_Before Competition Groups_4 | Adaptive Thermostat | 9.497% | 0 | 14.2731 | Residential_2023_SC C_MW_Before Competition Groups_Adaptive Thermostat
Residential | Res ¦ Building Recommissioning, Operations and Maintenance (O&M) Improvements | 2023 | SC C | MW | Before Competition Groups | 12.9826 | 0 | 0 | 150.2926 | 0.086382 | 5 | Residential_2023_SC C_MW_Before Competition Groups_5 | Building Recommissioning, Operations and Maintenance (O&M) Improvements | 8.638% | 0 | 12.9826 | Residential_2023_SC C_MW_Before Competition Groups_Building Recommissioning, Operations and Maintenance (O&M) Improvements
Residential | Res ¦ Variable Speed Pool Pump Motor | 2023 | SC C | MW | Before Competition Groups | 9.2733 | 0 | 0 | 150.2926 | 0.061702 | 6 | Residential_2023_SC C_MW_Before Competition Groups_6 | Variable Speed Pool Pump Motor | 6.17% | 0 | 9.2733 | Residential_2023_SC C_MW_Before Competition Groups_Variable Speed Pool Pump Motor
Residential | Res ¦ Energy Star A Line, PAR, MR Lamps | 2023 | SC C | MW | Before Competition Groups | 6.4071 | 0 | 0 | 150.2926 | 0.042631 | 7 | Residential_2023_SC C_MW_Before Competition Groups_7 | Energy Star A Line, PAR, MR Lamps | 4.263% | 0 | 6.4071 | Residential_2023_SC C_MW_Before Competition Groups_Energy Star A Line, PAR, MR Lamps
Residential | Res ¦ Energy Star Room Air Conditioner | 2023 | SC C | MW | Before Competition Groups | 5.3821 | 0 | 0 | 150.2926 | 0.035811 | 8 | Residential_2023_SC C_MW_Before Competition Groups_8 | Energy Star Room Air Conditioner | 3.581% | 0 | 5.3821 | Residential_2023_SC C_MW_Before Competition Groups_Energy Star Room Air Conditioner
Residential | Res ¦ Basement Wall Insulation | 2023 | SC C | MW | Before Competition Groups | 5.3249 | 0 | 0 | 150.2926 | 0.035431 | 9 | Residential_2023_SC C_MW_Before Competition Groups_9 | Basement Wall Insulation | 3.543% | 0 | 5.3249 | Residential_2023_SC C_MW_Before Competition Groups_Basement Wall Insulation
Residential | Res ¦ Attic Insulation | 2023 | SC C | MW | Before Competition Groups | 4.0226 | 0 | 0 | 150.2926 | 0.026765 | 10 | Residential_2023_SC C_MW_Before Competition Groups_10 | Attic Insulation | 2.676% | 0 | 4.0226 | Residential_2023_SC C_MW_Before Competition Groups_Attic Insulation
Residential | Res ¦ High Efficiency Chiller (avg of water and air cooled) | 2023 | SC C | MW | Before Competition Groups | 3.4873 | 0 | 0 | 150.2926 | 0.023203 | 11 | Residential_2023_SC C_MW_Before Competition Groups_11 | High Efficiency Chiller (avg of water and air cooled) | 2.32% | 0 | 3.4873 | Residential_2023_SC C_MW_Before Competition Groups_High Efficiency Chiller (avg of water and air cooled)
Residential | Res ¦ Energy Star Air Source Heat Pump | 2023 | SC C | MW | Before Competition Groups | 3.4366 | 0 | 0 | 150.2926 | 0.022866 | 12 | Residential_2023_SC C_MW_Before Competition Groups_12 | Energy Star Air Source Heat Pump | 2.287% | 0 | 3.4366 | Residential_2023_SC C_MW_Before Competition Groups_Energy Star Air Source Heat Pump
Residential | Res ¦ Energy Star Clothes Dryer | 2023 | SC C | MW | Before Competition Groups | 2.9214 | 0 | 0 | 150.2926 | 0.019438 | 13 | Residential_2023_SC C_MW_Before Competition Groups_13 | Energy Star Clothes Dryer | 1.944% | 0 | 2.9214 | Residential_2023_SC C_MW_Before Competition Groups_Energy Star Clothes Dryer
Residential | Res ¦ Advanced BAS/Controllers | 2023 | SC C | MW | Before Competition Groups | 1.9002 | 0 | 0 | 150.2926 | 0.012643 | 14 | Residential_2023_SC C_MW_Before Competition Groups_14 | Advanced BAS/Controllers | 1.264% | 0 | 1.9002 | Residential_2023_SC C_MW_Before Competition Groups_Advanced BAS/Controllers
Residential | Res ¦ LED Tube Re-Lamp | 2023 | SC C | MW | Before Competition Groups | 1.863 | 0 | 0 | 150.2926 | 0.012396 | 15 | Residential_2023_SC C_MW_Before Competition Groups_15 | LED Tube Re-Lamp | 1.24% | 0 | 1.863 | Residential_2023_SC C_MW_Before Competition Groups_LED Tube Re-Lamp
Residential | Res ¦ Occupancy Sensors MF | 2023 | SC C | MW | Before Competition Groups | 1.8602 | 0 | 0 | 150.2926 | 0.012377 | 16 | Residential_2023_SC C_MW_Before Competition Groups_16 | Occupancy Sensors MF | 1.238% | 0 | 1.8602 | Residential_2023_SC C_MW_Before Competition Groups_Occupancy Sensors MF
Residential | Res ¦ Energy Star Torchiere | 2023 | SC C | MW | Before Competition Groups | 1.6695 | 0 | 0 | 150.2926 | 0.011108 | 17 | Residential_2023_SC C_MW_Before Competition Groups_17 | Energy Star Torchiere | 1.111% | 0 | 1.6695 | Residential_2023_SC C_MW_Before Competition Groups_Energy Star Torchiere
Residential | Res ¦ Refrigerator Recycling | 2023 | SC C | MW | Before Competition Groups | 1.4901 | 0 | 0 | 150.2926 | 0.0099148 | 18 | Residential_2023_SC C_MW_Before Competition Groups_18 | Refrigerator Recycling | 0.9915% | 0 | 1.4901 | Residential_2023_SC C_MW_Before Competition Groups_Refrigerator Recycling
Residential | Res ¦ ENERGY STAR LED LAMPS (REFLECTOR LAMPs/MR16/PAR 16) | 2023 | SC C | MW | Before Competition Groups | 1.3114 | 0 | 0 | 150.2926 | 0.0087256 | 19 | Residential_2023_SC C_MW_Before Competition Groups_19 | ENERGY STAR LED LAMPS (REFLECTOR LAMPs/MR16/PAR 16) | 0.8726% | 0 | 1.3114 | Residential_2023_SC C_MW_Before Competition Groups_ENERGY STAR LED LAMPS (REFLECTOR LAMPs/MR16/PAR 16)
Residential | Res ¦ Air Sealing | 2023 | SC C | MW | Before Competition Groups | 1.0438 | 0 | 0 | 150.2926 | 0.0069449 | 20 | Residential_2023_SC C_MW_Before Competition Groups_20 | Air Sealing | 0.6945% | 0 | 1.0438 | Residential_2023_SC C_MW_Before Competition Groups_Air Sealing
Residential | Res ¦ Minimize Hot and Warm Clothes Wash | 2023 | SC C | MW | Before Competition Groups | 1.0167 | 0 | 0 | 150.2926 | 0.0067645 | 21 | Residential_2023_SC C_MW_Before Competition Groups_21 | Minimize Hot and Warm Clothes Wash | 0.6765% | 0 | 1.0167 | Residential_2023_SC C_MW_Before Competition Groups_Minimize Hot and Warm Clothes Wash
Residential | Res ¦ Energy Star Light Fixture | 2023 | SC C | MW | Before Competition Groups | 0.96306 | 0 | 0 | 150.2926 | 0.0064079 | 22 | Residential_2023_SC C_MW_Before Competition Groups_22 | Energy Star Light Fixture | 0.6408% | 0 | 0.96306 | Residential_2023_SC C_MW_Before Competition Groups_Energy Star Light Fixture
Residential | Res ¦ Floor Insulation | 2023 | SC C | MW | Before Competition Groups | 0.84607 | 0 | 0 | 150.2926 | 0.0056295 | 23 | Residential_2023_SC C_MW_Before Competition Groups_23 | Floor Insulation | 0.5629% | 0 | 0.84607 | Residential_2023_SC C_MW_Before Competition Groups_Floor Insulation
Residential | Res ¦ Outside Air Economizer | 2023 | SC C | MW | Before Competition Groups | 0.77813 | 0 | 0 | 150.2926 | 0.0051775 | 24 | Residential_2023_SC C_MW_Before Competition Groups_24 | Outside Air Economizer | 0.5177% | 0 | 0.77813 | Residential_2023_SC C_MW_Before Competition Groups_Outside Air Economizer
Residential | Res ¦ LED Parking Lot Fixture | 2023 | SC C | MW | Before Competition Groups | 0.46604 | 0 | 0 | 150.2926 | 0.0031009 | 25 | Residential_2023_SC C_MW_Before Competition Groups_25 | LED Parking Lot Fixture | 0.3101% | 0 | 0.46604 | Residential_2023_SC C_MW_Before Competition Groups_LED Parking Lot Fixture
Residential | Res ¦ Energy Star Dehumidifier | 2023 | SC C | MW | Before Competition Groups | 0.4447 | 0 | 0 | 150.2926 | 0.0029589 | 26 | Residential_2023_SC C_MW_Before Competition Groups_26 | Energy Star Dehumidifier | 0.2959% | 0 | 0.4447 | Residential_2023_SC C_MW_Before Competition Groups_Energy Star Dehumidifier
Residential | Res ¦ Duct Insulation MF | 2023 | SC C | MW | Before Competition Groups | 0.38202 | 0 | 0 | 150.2926 | 0.0025419 | 27 | Residential_2023_SC C_MW_Before Competition Groups_27 | Duct Insulation MF | 0.2542% | 0 | 0.38202 | Residential_2023_SC C_MW_Before Competition Groups_Duct Insulation MF
Residential | Res ¦ Energy Star Freezer | 2023 | SC C | MW | Before Competition Groups | 0.37657 | 0 | 0 | 150.2926 | 0.0025056 | 28 | Residential_2023_SC C_MW_Before Competition Groups_28 | Energy Star Freezer | 0.2506% | 0 | 0.37657 | Residential_2023_SC C_MW_Before Competition Groups_Energy Star Freezer
Residential | Res ¦ Demand Control Ventilation | 2023 | SC C | MW | Before Competition Groups | 0.33395 | 0 | 0 | 150.2926 | 0.002222 | 29 | Residential_2023_SC C_MW_Before Competition Groups_29 | Demand Control Ventilation | 0.2222% | 0 | 0.33395 | Residential_2023_SC C_MW_Before Competition Groups_Demand Control Ventilation
Residential | Res ¦ ENERGY STAR LED Lamps (General Service Lamps) | 2023 | SC C | MW | Before Competition Groups | 0.32259 | 0 | 0 | 150.2926 | 0.0021464 | 30 | Residential_2023_SC C_MW_Before Competition Groups_30 | ENERGY STAR LED Lamps (General Service Lamps) | 0.2146% | 0 | 0.32259 | Residential_2023_SC C_MW_Before Competition Groups_ENERGY STAR LED Lamps (General Service Lamps)
Residential | Res ¦ Furnace Whistle | 2023 | SC C | MW | Before Competition Groups | 0.32091 | 0 | 0 | 150.2926 | 0.0021352 | 31 | Residential_2023_SC C_MW_Before Competition Groups_31 | Furnace Whistle | 0.2135% | 0 | 0.32091 | Residential_2023_SC C_MW_Before Competition Groups_Furnace Whistle
Residential | Res ¦ Duct Insulation | 2023 | SC C | MW | Before Competition Groups | 0.29309 | 0 | 0 | 150.2926 | 0.0019501 | 32 | Residential_2023_SC C_MW_Before Competition Groups_32 | Duct Insulation | 0.195% | 0 | 0.29309 | Residential_2023_SC C_MW_Before Competition Groups_Duct Insulation
Residential | Res ¦ Comprehensive Draft Proofing | 2023 | SC C | MW | Before Competition Groups | 0.27269 | 0 | 0 | 150.2926 | 0.0018144 | 33 | Residential_2023_SC C_MW_Before Competition Groups_33 | Comprehensive Draft Proofing | 0.1814% | 0 | 0.27269 | Residential_2023_SC C_MW_Before Competition Groups_Comprehensive Draft Proofing
Residential | Res ¦ CO Sensors for parking garage exhaust fans | 2023 | SC C | MW | Before Competition Groups | 0.26922 | 0 | 0 | 150.2926 | 0.0017913 | 34 | Residential_2023_SC C_MW_Before Competition Groups_34 | CO Sensors for parking garage exhaust fans | 0.1791% | 0 | 0.26922 | Residential_2023_SC C_MW_Before Competition Groups_CO Sensors for parking garage exhaust fans
Residential | Res ¦ Variable Frequency Drive (VFD) | 2023 | SC C | MW | Before Competition Groups | 0.26449 | 0 | 0 | 150.2926 | 0.0017598 | 35 | Residential_2023_SC C_MW_Before Competition Groups_35 | Variable Frequency Drive (VFD) | 0.176% | 0 | 0.26449 | Residential_2023_SC C_MW_Before Competition Groups_Variable Frequency Drive (VFD)
Residential | Res ¦ Home Energy Reports | 2023 | SC C | MW | Before Competition Groups | 0.22825 | 0 | 0 | 150.2926 | 0.0015187 | 36 | Residential_2023_SC C_MW_Before Competition Groups_36 | Home Energy Reports | 0.1519% | 0 | 0.22825 | Residential_2023_SC C_MW_Before Competition Groups_Home Energy Reports
Residential | Res ¦ LED Exterior Area Lights - LED Fixture (200W) | 2023 | SC C | MW | Before Competition Groups | 0.21848 | 0 | 0 | 150.2926 | 0.0014537 | 37 | Residential_2023_SC C_MW_Before Competition Groups_37 | LED Exterior Area Lights - LED Fixture (200W) | 0.1454% | 0 | 0.21848 | Residential_2023_SC C_MW_Before Competition Groups_LED Exterior Area Lights - LED Fixture (200W)
Residential | Res ¦ Condensing Make Up Air Unit | 2023 | SC C | MW | Before Competition Groups | 0.17754 | 0 | 0 | 150.2926 | 0.0011813 | 38 | Residential_2023_SC C_MW_Before Competition Groups_38 | Condensing Make Up Air Unit | 0.1181% | 0 | 0.17754 | Residential_2023_SC C_MW_Before Competition Groups_Condensing Make Up Air Unit
Residential | Res ¦ Water Heater Temperature Setback | 2023 | SC C | MW | Before Competition Groups | 0.16728 | 0 | 0 | 150.2926 | 0.001113 | 39 | Residential_2023_SC C_MW_Before Competition Groups_39 | Water Heater Temperature Setback | 0.1113% | 0 | 0.16728 | Residential_2023_SC C_MW_Before Competition Groups_Water Heater Temperature Setback
Residential | Res ¦ Clothes Drying Racks | 2023 | SC C | MW | Before Competition Groups | 0.12045 | 0 | 0 | 150.2926 | 0.00080143 | 40 | Residential_2023_SC C_MW_Before Competition Groups_40 | Clothes Drying Racks | 0.08014% | 0 | 0.12045 | Residential_2023_SC C_MW_Before Competition Groups_Clothes Drying Racks
Residential | Res ¦ VFD on Pumps | 2023 | SC C | MW | Before Competition Groups | 0.081334 | 0 | 0 | 150.2926 | 0.00054117 | 41 | Residential_2023_SC C_MW_Before Competition Groups_41 | VFD on Pumps | 0.05412% | 0 | 0.081334 | Residential_2023_SC C_MW_Before Competition Groups_VFD on Pumps
Residential | Res ¦ Heat Recovery Ventilator | 2023 | SC C | MW | Before Competition Groups | 0.044714 | 0 | 0 | 150.2926 | 0.00029751 | 42 | Residential_2023_SC C_MW_Before Competition Groups_42 | Heat Recovery Ventilator | 0.02975% | 0 | 0.044714 | Residential_2023_SC C_MW_Before Competition Groups_Heat Recovery Ventilator
Residential | Res ¦ ECM MOTORS FOR HVAC APPLICATION (FAN-POWERED VAV BOX) | 2023 | SC C | MW | Before Competition Groups | 0.041909 | 0 | 0 | 150.2926 | 0.00027885 | 43 | Residential_2023_SC C_MW_Before Competition Groups_43 | ECM MOTORS FOR HVAC APPLICATION (FAN-POWERED VAV BOX) | 0.02789% | 0 | 0.041909 | Residential_2023_SC C_MW_Before Competition Groups_ECM MOTORS FOR HVAC APPLICATION (FAN-POWERED VAV BOX)
Residential | Res ¦ Chilled Water Optimization | 2023 | SC C | MW | Before Competition Groups | 0.02655 | 0 | 0 | 150.2926 | 0.00017666 | 44 | Residential_2023_SC C_MW_Before Competition Groups_44 | Chilled Water Optimization | 0.01767% | 0 | 0.02655 | Residential_2023_SC C_MW_Before Competition Groups_Chilled Water Optimization
Residential | Res ¦ Beverage Vending Machine Controls | 2023 | SC C | MW | Before Competition Groups | 0.022082 | 0 | 0 | 150.2926 | 0.00014693 | 45 | Residential_2023_SC C_MW_Before Competition Groups_45 | Beverage Vending Machine Controls | 0.01469% | 0 | 0.022082 | Residential_2023_SC C_MW_Before Competition Groups_Beverage Vending Machine Controls
Residential | Res ¦ Tankless Water Heater | 2023 | SC C | MW | Before Competition Groups | 0.010648 | 0 | 0 | 150.2926 | 7.0848e-05 | 46 | Residential_2023_SC C_MW_Before Competition Groups_46 | Tankless Water Heater | 0.007085% | 0 | 0.010648 | Residential_2023_SC C_MW_Before Competition Groups_Tankless Water Heater
Residential | Res ¦ LED High Bay Fixture | 2023 | SC C | MW | Before Competition Groups | 0.0094093 | 0 | 0 | 150.2926 | 6.2606e-05 | 47 | Residential_2023_SC C_MW_Before Competition Groups_47 | LED High Bay Fixture | 0.006261% | 0 | 0.0094093 | Residential_2023_SC C_MW_Before Competition Groups_LED High Bay Fixture
Residential | Res ¦ Wall Insulation | 2023 | SC C | MW | Before Competition Groups | 0.0012717 | 0 | 0 | 150.2926 | 8.4613e-06 | 48 | Residential_2023_SC C_MW_Before Competition Groups_48 | Wall Insulation | 0.0008461% | 0 | 0.0012717 | Residential_2023_SC C_MW_Before Competition Groups_Wall Insulation
Residential | Res ¦ Wall Insulation MF | 2023 | SC C | MW | Before Competition Groups | 0.00093792 | 0 | 0 | 150.2926 | 6.2406e-06 | 49 | Residential_2023_SC C_MW_Before Competition Groups_49 | Wall Insulation MF | 0.0006241% | 0 | 0.00093792 | Residential_2023_SC C_MW_Before Competition Groups_Wall Insulation MF
Residential | Res ¦ Freezer Recycling | 2023 | SC C | MW | Before Competition Groups | 0.00011014 | 0 | 0 | 150.2926 | 7.3283e-07 | 50 | Residential_2023_SC C_MW_Before Competition Groups_50 | Freezer Recycling | 7.328e-05% | 0 | 0.00011014 | Residential_2023_SC C_MW_Before Competition Groups_Freezer Recycling
Residential | Res ¦ Energy Star LED Bulbs General Purpose LEDs | 2023 | SC C | MW | Before Competition Groups | 1.0259e-08 | 0 | 0 | 150.2926 | 6.826e-11 | 51 | Residential_2023_SC C_MW_Before Competition Groups_51 | Energy Star LED Bulbs General Purpose LEDs | 6.826e-09% | 0 | 1.0259e-08 | Residential_2023_SC C_MW_Before Competition Groups_Energy Star LED Bulbs General Purpose LEDs
Residential | Res ¦ LED Downlight | 2023 | SC C | MW | Before Competition Groups | 0 | 0 | 0 | 150.2926 | 0 | 52 | Residential_2023_SC C_MW_Before Competition Groups_52 | LED Downlight | 0% | 0 | 0 | Residential_2023_SC C_MW_Before Competition Groups_LED Downlight
Residential | Res ¦ Smart Burners | 2023 | SC C | MW | Before Competition Groups | 0 | 0 | 0 | 150.2926 | 0 | 53 | Residential_2023_SC C_MW_Before Competition Groups_53 | Smart Burners | 0% | 0 | 0 | Residential_2023_SC C_MW_Before Competition Groups_Smart Burners
Residential | Res ¦ Smart Power Bar | 2023 | SC C | MW | Before Competition Groups | 0 | 0 | 0 | 150.2926 | 0 | 54 | Residential_2023_SC C_MW_Before Competition Groups_54 | Smart Power Bar | 0% | 0 | 0 | Residential_2023_SC C_MW_Before Competition Groups_Smart Power Bar
Residential | Res ¦ Ductless Mini-Split Heat Pump | 2023 | SC D | MW | Before Competition Groups | 20.5775 | 0 | 0 | 126.202 | 0.16305 | 1 | Residential_2023_SC D_MW_Before Competition Groups_1 | Ductless Mini-Split Heat Pump | 16.31% | 0 | 20.5775 | Residential_2023_SC D_MW_Before Competition Groups_Ductless Mini-Split Heat Pump
Residential | Res ¦ Building Recommissioning, Operations and Maintenance (O&M) Improvements | 2023 | SC D | MW | Before Competition Groups | 12.9826 | 0 | 0 | 126.202 | 0.10287 | 2 | Residential_2023_SC D_MW_Before Competition Groups_2 | Building Recommissioning, Operations and Maintenance (O&M) Improvements | 10.29% | 0 | 12.9826 | Residential_2023_SC D_MW_Before Competition Groups_Building Recommissioning, Operations and Maintenance (O&M) Improvements
Residential | Res ¦ Energy Star Clothes Washer | 2023 | SC D | MW | Before Competition Groups | 12.82 | 0 | 0 | 126.202 | 0.10158 | 3 | Residential_2023_SC D_MW_Before Competition Groups_3 | Energy Star Clothes Washer | 10.16% | 0 | 12.82 | Residential_2023_SC D_MW_Before Competition Groups_Energy Star Clothes Washer
Residential | Res ¦ Energy Star LED Specialty Bulbs | 2023 | SC D | MW | Before Competition Groups | 11.8153 | 0 | 0 | 126.202 | 0.093622 | 4 | Residential_2023_SC D_MW_Before Competition Groups_4 | Energy Star LED Specialty Bulbs | 9.362% | 0 | 11.8153 | Residential_2023_SC D_MW_Before Competition Groups_Energy Star LED Specialty Bulbs
Residential | Res ¦ Energy Star LED Bulbs General Purpose LEDs | 2023 | SC D | MW | Before Competition Groups | 10.3531 | 0 | 0 | 126.202 | 0.082036 | 5 | Residential_2023_SC D_MW_Before Competition Groups_5 | Energy Star LED Bulbs General Purpose LEDs | 8.204% | 0 | 10.3531 | Residential_2023_SC D_MW_Before Competition Groups_Energy Star LED Bulbs General Purpose LEDs
Residential | Res ¦ Adaptive Thermostat | 2023 | SC D | MW | Before Competition Groups | 8.5429 | 0 | 0 | 126.202 | 0.067692 | 6 | Residential_2023_SC D_MW_Before Competition Groups_6 | Adaptive Thermostat | 6.769% | 0 | 8.5429 | Residential_2023_SC D_MW_Before Competition Groups_Adaptive Thermostat
Residential | Res ¦ Energy Star A Line, PAR, MR Lamps | 2023 | SC D | MW | Before Competition Groups | 6.4428 | 0 | 0 | 126.202 | 0.051052 | 7 | Residential_2023_SC D_MW_Before Competition Groups_7 | Energy Star A Line, PAR, MR Lamps | 5.105% | 0 | 6.4428 | Residential_2023_SC D_MW_Before Competition Groups_Energy Star A Line, PAR, MR Lamps
Residential | Res ¦ Variable Speed Pool Pump Motor | 2023 | SC D | MW | Before Competition Groups | 6.0693 | 0 | 0 | 126.202 | 0.048092 | 8 | Residential_2023_SC D_MW_Before Competition Groups_8 | Variable Speed Pool Pump Motor | 4.809% | 0 | 6.0693 | Residential_2023_SC D_MW_Before Competition Groups_Variable Speed Pool Pump Motor
Residential | Res ¦ Energy Star Room Air Conditioner | 2023 | SC D | MW | Before Competition Groups | 5.3684 | 0 | 0 | 126.202 | 0.042538 | 9 | Residential_2023_SC D_MW_Before Competition Groups_9 | Energy Star Room Air Conditioner | 4.254% | 0 | 5.3684 | Residential_2023_SC D_MW_Before Competition Groups_Energy Star Room Air Conditioner
Residential | Res ¦ Basement Wall Insulation | 2023 | SC D | MW | Before Competition Groups | 5.1357 | 0 | 0 | 126.202 | 0.040694 | 10 | Residential_2023_SC D_MW_Before Competition Groups_10 | Basement Wall Insulation | 4.069% | 0 | 5.1357 | Residential_2023_SC D_MW_Before Competition Groups_Basement Wall Insulation
Residential | Res ¦ High Efficiency Chiller (avg of water and air cooled) | 2023 | SC D | MW | Before Competition Groups | 3.4873 | 0 | 0 | 126.202 | 0.027633 | 11 | Residential_2023_SC D_MW_Before Competition Groups_11 | High Efficiency Chiller (avg of water and air cooled) | 2.763% | 0 | 3.4873 | Residential_2023_SC D_MW_Before Competition Groups_High Efficiency Chiller (avg of water and air cooled)
Residential | Res ¦ Energy Star Air Source Heat Pump | 2023 | SC D | MW | Before Competition Groups | 3.4366 | 0 | 0 | 126.202 | 0.027231 | 12 | Residential_2023_SC D_MW_Before Competition Groups_12 | Energy Star Air Source Heat Pump | 2.723% | 0 | 3.4366 | Residential_2023_SC D_MW_Before Competition Groups_Energy Star Air Source Heat Pump
Residential | Res ¦ Attic Insulation | 2023 | SC D | MW | Before Competition Groups | 2.3146 | 0 | 0 | 126.202 | 0.01834 | 13 | Residential_2023_SC D_MW_Before Competition Groups_13 | Attic Insulation | 1.834% | 0 | 2.3146 | Residential_2023_SC D_MW_Before Competition Groups_Attic Insulation
Residential | Res ¦ Advanced BAS/Controllers | 2023 | SC D | MW | Before Competition Groups | 1.9002 | 0 | 0 | 126.202 | 0.015056 | 14 | Residential_2023_SC D_MW_Before Competition Groups_14 | Advanced BAS/Controllers | 1.506% | 0 | 1.9002 | Residential_2023_SC D_MW_Before Competition Groups_Advanced BAS/Controllers
Residential | Res ¦ Occupancy Sensors MF | 2023 | SC D | MW | Before Competition Groups | 1.8602 | 0 | 0 | 126.202 | 0.01474 | 15 | Residential_2023_SC D_MW_Before Competition Groups_15 | Occupancy Sensors MF | 1.474% | 0 | 1.8602 | Residential_2023_SC D_MW_Before Competition Groups_Occupancy Sensors MF
Residential | Res ¦ LED Tube Re-Lamp | 2023 | SC D | MW | Before Competition Groups | 1.85 | 0 | 0 | 126.202 | 0.014659 | 16 | Residential_2023_SC D_MW_Before Competition Groups_16 | LED Tube Re-Lamp | 1.466% | 0 | 1.85 | Residential_2023_SC D_MW_Before Competition Groups_LED Tube Re-Lamp
Residential | Res ¦ Energy Star Torchiere | 2023 | SC D | MW | Before Competition Groups | 1.4691 | 0 | 0 | 126.202 | 0.011641 | 17 | Residential_2023_SC D_MW_Before Competition Groups_17 | Energy Star Torchiere | 1.164% | 0 | 1.4691 | Residential_2023_SC D_MW_Before Competition Groups_Energy Star Torchiere
Residential | Res ¦ Energy Star Clothes Dryer | 2023 | SC D | MW | Before Competition Groups | 1.379 | 0 | 0 | 126.202 | 0.010927 | 18 | Residential_2023_SC D_MW_Before Competition Groups_18 | Energy Star Clothes Dryer | 1.093% | 0 | 1.379 | Residential_2023_SC D_MW_Before Competition Groups_Energy Star Clothes Dryer
Residential | Res ¦ ENERGY STAR LED LAMPS (REFLECTOR LAMPs/MR16/PAR 16) | 2023 | SC D | MW | Before Competition Groups | 1.3114 | 0 | 0 | 126.202 | 0.010391 | 19 | Residential_2023_SC D_MW_Before Competition Groups_19 | ENERGY STAR LED LAMPS (REFLECTOR LAMPs/MR16/PAR 16) | 1.039% | 0 | 1.3114 | Residential_2023_SC D_MW_Before Competition Groups_ENERGY STAR LED LAMPS (REFLECTOR LAMPs/MR16/PAR 16)
Residential | Res ¦ Minimize Hot and Warm Clothes Wash | 2023 | SC D | MW | Before Competition Groups | 1.0167 | 0 | 0 | 126.202 | 0.0080558 | 20 | Residential_2023_SC D_MW_Before Competition Groups_20 | Minimize Hot and Warm Clothes Wash | 0.8056% | 0 | 1.0167 | Residential_2023_SC D_MW_Before Competition Groups_Minimize Hot and Warm Clothes Wash
Residential | Res ¦ Refrigerator Recycling | 2023 | SC D | MW | Before Competition Groups | 0.90195 | 0 | 0 | 126.202 | 0.0071469 | 21 | Residential_2023_SC D_MW_Before Competition Groups_21 | Refrigerator Recycling | 0.7147% | 0 | 0.90195 | Residential_2023_SC D_MW_Before Competition Groups_Refrigerator Recycling
Residential | Res ¦ Outside Air Economizer | 2023 | SC D | MW | Before Competition Groups | 0.77813 | 0 | 0 | 126.202 | 0.0061658 | 22 | Residential_2023_SC D_MW_Before Competition Groups_22 | Outside Air Economizer | 0.6166% | 0 | 0.77813 | Residential_2023_SC D_MW_Before Competition Groups_Outside Air Economizer
Residential | Res ¦ Energy Star Light Fixture | 2023 | SC D | MW | Before Competition Groups | 0.58316 | 0 | 0 | 126.202 | 0.0046208 | 23 | Residential_2023_SC D_MW_Before Competition Groups_23 | Energy Star Light Fixture | 0.4621% | 0 | 0.58316 | Residential_2023_SC D_MW_Before Competition Groups_Energy Star Light Fixture
Residential | Res ¦ LED Parking Lot Fixture | 2023 | SC D | MW | Before Competition Groups | 0.46604 | 0 | 0 | 126.202 | 0.0036928 | 24 | Residential_2023_SC D_MW_Before Competition Groups_24 | LED Parking Lot Fixture | 0.3693% | 0 | 0.46604 | Residential_2023_SC D_MW_Before Competition Groups_LED Parking Lot Fixture
Residential | Res ¦ Air Sealing | 2023 | SC D | MW | Before Competition Groups | 0.43725 | 0 | 0 | 126.202 | 0.0034647 | 25 | Residential_2023_SC D_MW_Before Competition Groups_25 | Air Sealing | 0.3465% | 0 | 0.43725 | Residential_2023_SC D_MW_Before Competition Groups_Air Sealing
Residential | Res ¦ ENERGY STAR LED Lamps (General Service Lamps) | 2023 | SC D | MW | Before Competition Groups | 0.32259 | 0 | 0 | 126.202 | 0.0025561 | 26 | Residential_2023_SC D_MW_Before Competition Groups_26 | ENERGY STAR LED Lamps (General Service Lamps) | 0.2556% | 0 | 0.32259 | Residential_2023_SC D_MW_Before Competition Groups_ENERGY STAR LED Lamps (General Service Lamps)
Residential | Res ¦ Furnace Whistle | 2023 | SC D | MW | Before Competition Groups | 0.32091 | 0 | 0 | 126.202 | 0.0025428 | 27 | Residential_2023_SC D_MW_Before Competition Groups_27 | Furnace Whistle | 0.2543% | 0 | 0.32091 | Residential_2023_SC D_MW_Before Competition Groups_Furnace Whistle
Residential | Res ¦ Comprehensive Draft Proofing | 2023 | SC D | MW | Before Competition Groups | 0.24434 | 0 | 0 | 126.202 | 0.0019361 | 28 | Residential_2023_SC D_MW_Before Competition Groups_28 | Comprehensive Draft Proofing | 0.1936% | 0 | 0.24434 | Residential_2023_SC D_MW_Before Competition Groups_Comprehensive Draft Proofing
Residential | Res ¦ Home Energy Reports | 2023 | SC D | MW | Before Competition Groups | 0.22825 | 0 | 0 | 126.202 | 0.0018086 | 29 | Residential_2023_SC D_MW_Before Competition Groups_29 | Home Energy Reports | 0.1809% | 0 | 0.22825 | Residential_2023_SC D_MW_Before Competition Groups_Home Energy Reports
Residential | Res ¦ Variable Frequency Drive (VFD) | 2023 | SC D | MW | Before Competition Groups | 0.1985 | 0 | 0 | 126.202 | 0.0015729 | 30 | Residential_2023_SC D_MW_Before Competition Groups_30 | Variable Frequency Drive (VFD) | 0.1573% | 0 | 0.1985 | Residential_2023_SC D_MW_Before Competition Groups_Variable Frequency Drive (VFD)
Residential | Res ¦ LED Exterior Area Lights - LED Fixture (200W) | 2023 | SC D | MW | Before Competition Groups | 0.19176 | 0 | 0 | 126.202 | 0.0015195 | 31 | Residential_2023_SC D_MW_Before Competition Groups_31 | LED Exterior Area Lights - LED Fixture (200W) | 0.1519% | 0 | 0.19176 | Residential_2023_SC D_MW_Before Competition Groups_LED Exterior Area Lights - LED Fixture (200W)
Residential | Res ¦ Energy Star Freezer | 2023 | SC D | MW | Before Competition Groups | 0.17239 | 0 | 0 | 126.202 | 0.001366 | 32 | Residential_2023_SC D_MW_Before Competition Groups_32 | Energy Star Freezer | 0.1366% | 0 | 0.17239 | Residential_2023_SC D_MW_Before Competition Groups_Energy Star Freezer
Residential | Res ¦ CO Sensors for parking garage exhaust fans | 2023 | SC D | MW | Before Competition Groups | 0.16572 | 0 | 0 | 126.202 | 0.0013131 | 33 | Residential_2023_SC D_MW_Before Competition Groups_33 | CO Sensors for parking garage exhaust fans | 0.1313% | 0 | 0.16572 | Residential_2023_SC D_MW_Before Competition Groups_CO Sensors for parking garage exhaust fans
Residential | Res ¦ Floor Insulation | 2023 | SC D | MW | Before Competition Groups | 0.16244 | 0 | 0 | 126.202 | 0.0012872 | 34 | Residential_2023_SC D_MW_Before Competition Groups_34 | Floor Insulation | 0.1287% | 0 | 0.16244 | Residential_2023_SC D_MW_Before Competition Groups_Floor Insulation
Residential | Res ¦ Water Heater Temperature Setback | 2023 | SC D | MW | Before Competition Groups | 0.14948 | 0 | 0 | 126.202 | 0.0011845 | 35 | Residential_2023_SC D_MW_Before Competition Groups_35 | Water Heater Temperature Setback | 0.1184% | 0 | 0.14948 | Residential_2023_SC D_MW_Before Competition Groups_Water Heater Temperature Setback
Residential | Res ¦ Energy Star Dehumidifier | 2023 | SC D | MW | Before Competition Groups | 0.14775 | 0 | 0 | 126.202 | 0.0011707 | 36 | Residential_2023_SC D_MW_Before Competition Groups_36 | Energy Star Dehumidifier | 0.1171% | 0 | 0.14775 | Residential_2023_SC D_MW_Before Competition Groups_Energy Star Dehumidifier
Residential | Res ¦ Demand Control Ventilation | 2023 | SC D | MW | Before Competition Groups | 0.13641 | 0 | 0 | 126.202 | 0.0010809 | 37 | Residential_2023_SC D_MW_Before Competition Groups_37 | Demand Control Ventilation | 0.1081% | 0 | 0.13641 | Residential_2023_SC D_MW_Before Competition Groups_Demand Control Ventilation
Residential | Res ¦ Clothes Drying Racks | 2023 | SC D | MW | Before Competition Groups | 0.12045 | 0 | 0 | 126.202 | 0.00095442 | 38 | Residential_2023_SC D_MW_Before Competition Groups_38 | Clothes Drying Racks | 0.09544% | 0 | 0.12045 | Residential_2023_SC D_MW_Before Competition Groups_Clothes Drying Racks
Residential | Res ¦ Duct Insulation | 2023 | SC D | MW | Before Competition Groups | 0.086723 | 0 | 0 | 126.202 | 0.00068718 | 39 | Residential_2023_SC D_MW_Before Competition Groups_39 | Duct Insulation | 0.06872% | 0 | 0.086723 | Residential_2023_SC D_MW_Before Competition Groups_Duct Insulation
Residential | Res ¦ VFD on Pumps | 2023 | SC D | MW | Before Competition Groups | 0.05593 | 0 | 0 | 126.202 | 0.00044318 | 40 | Residential_2023_SC D_MW_Before Competition Groups_40 | VFD on Pumps | 0.04432% | 0 | 0.05593 | Residential_2023_SC D_MW_Before Competition Groups_VFD on Pumps
Residential | Res ¦ Duct Insulation MF | 2023 | SC D | MW | Before Competition Groups | 0.049892 | 0 | 0 | 126.202 | 0.00039534 | 41 | Residential_2023_SC D_MW_Before Competition Groups_41 | Duct Insulation MF | 0.03953% | 0 | 0.049892 | Residential_2023_SC D_MW_Before Competition Groups_Duct Insulation MF
Residential | Res ¦ Condensing Make Up Air Unit | 2023 | SC D | MW | Before Competition Groups | 0.049534 | 0 | 0 | 126.202 | 0.0003925 | 42 | Residential_2023_SC D_MW_Before Competition Groups_42 | Condensing Make Up Air Unit | 0.03925% | 0 | 0.049534 | Residential_2023_SC D_MW_Before Competition Groups_Condensing Make Up Air Unit
Residential | Res ¦ ECM MOTORS FOR HVAC APPLICATION (FAN-POWERED VAV BOX) | 2023 | SC D | MW | Before Competition Groups | 0.031985 | 0 | 0 | 126.202 | 0.00025344 | 43 | Residential_2023_SC D_MW_Before Competition Groups_43 | ECM MOTORS FOR HVAC APPLICATION (FAN-POWERED VAV BOX) | 0.02534% | 0 | 0.031985 | Residential_2023_SC D_MW_Before Competition Groups_ECM MOTORS FOR HVAC APPLICATION (FAN-POWERED VAV BOX)
Residential | Res ¦ Chilled Water Optimization | 2023 | SC D | MW | Before Competition Groups | 0.02655 | 0 | 0 | 126.202 | 0.00021038 | 44 | Residential_2023_SC D_MW_Before Competition Groups_44 | Chilled Water Optimization | 0.02104% | 0 | 0.02655 | Residential_2023_SC D_MW_Before Competition Groups_Chilled Water Optimization
Residential | Res ¦ Beverage Vending Machine Controls | 2023 | SC D | MW | Before Competition Groups | 0.01712 | 0 | 0 | 126.202 | 0.00013565 | 45 | Residential_2023_SC D_MW_Before Competition Groups_45 | Beverage Vending Machine Controls | 0.01357% | 0 | 0.01712 | Residential_2023_SC D_MW_Before Competition Groups_Beverage Vending Machine Controls
Residential | Res ¦ Heat Recovery Ventilator | 2023 | SC D | MW | Before Competition Groups | 0.015146 | 0 | 0 | 126.202 | 0.00012001 | 46 | Residential_2023_SC D_MW_Before Competition Groups_46 | Heat Recovery Ventilator | 0.012% | 0 | 0.015146 | Residential_2023_SC D_MW_Before Competition Groups_Heat Recovery Ventilator
Residential | Res ¦ Tankless Water Heater | 2023 | SC D | MW | Before Competition Groups | 0.0051482 | 0 | 0 | 126.202 | 4.0793e-05 | 47 | Residential_2023_SC D_MW_Before Competition Groups_47 | Tankless Water Heater | 0.004079% | 0 | 0.0051482 | Residential_2023_SC D_MW_Before Competition Groups_Tankless Water Heater
Residential | Res ¦ LED High Bay Fixture | 2023 | SC D | MW | Before Competition Groups | 0.0026207 | 0 | 0 | 126.202 | 2.0766e-05 | 48 | Residential_2023_SC D_MW_Before Competition Groups_48 | LED High Bay Fixture | 0.002077% | 0 | 0.0026207 | Residential_2023_SC D_MW_Before Competition Groups_LED High Bay Fixture
Residential | Res ¦ Wall Insulation MF | 2023 | SC D | MW | Before Competition Groups | 0.0006318 | 0 | 0 | 126.202 | 5.0063e-06 | 49 | Residential_2023_SC D_MW_Before Competition Groups_49 | Wall Insulation MF | 0.0005006% | 0 | 0.0006318 | Residential_2023_SC D_MW_Before Competition Groups_Wall Insulation MF
Residential | Res ¦ Wall Insulation | 2023 | SC D | MW | Before Competition Groups | 0.00061877 | 0 | 0 | 126.202 | 4.903e-06 | 50 | Residential_2023_SC D_MW_Before Competition Groups_50 | Wall Insulation | 0.0004903% | 0 | 0.00061877 | Residential_2023_SC D_MW_Before Competition Groups_Wall Insulation
Residential | Res ¦ Freezer Recycling | 2023 | SC D | MW | Before Competition Groups | 0.00011014 | 0 | 0 | 126.202 | 8.7272e-07 | 51 | Residential_2023_SC D_MW_Before Competition Groups_51 | Freezer Recycling | 8.727e-05% | 0 | 0.00011014 | Residential_2023_SC D_MW_Before Competition Groups_Freezer Recycling
Residential | Res ¦ LED Downlight | 2023 | SC D | MW | Before Competition Groups | 0 | 0 | 0 | 126.202 | 0 | 52 | Residential_2023_SC D_MW_Before Competition Groups_52 | LED Downlight | 0% | 0 | 0 | Residential_2023_SC D_MW_Before Competition Groups_LED Downlight
Residential | Res ¦ Smart Burners | 2023 | SC D | MW | Before Competition Groups | 0 | 0 | 0 | 126.202 | 0 | 53 | Residential_2023_SC D_MW_Before Competition Groups_53 | Smart Burners | 0% | 0 | 0 | Residential_2023_SC D_MW_Before Competition Groups_Smart Burners
Residential | Res ¦ Smart Power Bar | 2023 | SC D | MW | Before Competition Groups | 0 | 0 | 0 | 126.202 | 0 | 54 | Residential_2023_SC D_MW_Before Competition Groups_54 | Smart Power Bar | 0% | 0 | 0 | Residential_2023_SC D_MW_Before Competition Groups_Smart Power Bar
Residential | Res ¦ Energy Star Central Air Conditioner | 2023 | Technical | MW | Before Competition Groups | 229.5795 | 0 | 0 | 2131.1333 | 0.10773 | 1 | Residential_2023_Technical_MW_Before Competition Groups_1 | Energy Star Central Air Conditioner | 10.77% | 0 | 229.5795 | Residential_2023_Technical_MW_Before Competition Groups_Energy Star Central Air Conditioner
Residential | Res ¦ Adaptive Thermostat | 2023 | Technical | MW | Before Competition Groups | 188.6952 | 0 | 0 | 2131.1333 | 0.088542 | 2 | Residential_2023_Technical_MW_Before Competition Groups_2 | Adaptive Thermostat | 8.854% | 0 | 188.6952 | Residential_2023_Technical_MW_Before Competition Groups_Adaptive Thermostat
Residential | Res ¦ Building Recommissioning, Operations and Maintenance (O&M) Improvements | 2023 | Technical | MW | Before Competition Groups | 91.0222 | 0 | 0 | 2131.1333 | 0.042711 | 3 | Residential_2023_Technical_MW_Before Competition Groups_3 | Building Recommissioning, Operations and Maintenance (O&M) Improvements | 4.271% | 0 | 91.0222 | Residential_2023_Technical_MW_Before Competition Groups_Building Recommissioning, Operations and Maintenance (O&M) Improvements
Residential | Res ¦ Ductless Mini-Split Air Conditioner | 2023 | Technical | MW | Before Competition Groups | 86.0895 | 0 | 0 | 2131.1333 | 0.040396 | 4 | Residential_2023_Technical_MW_Before Competition Groups_4 | Ductless Mini-Split Air Conditioner | 4.04% | 0 | 86.0895 | Residential_2023_Technical_MW_Before Competition Groups_Ductless Mini-Split Air Conditioner
Residential | Res ¦ Basement Wall Insulation | 2023 | Technical | MW | Before Competition Groups | 83.9549 | 0 | 0 | 2131.1333 | 0.039394 | 5 | Residential_2023_Technical_MW_Before Competition Groups_5 | Basement Wall Insulation | 3.939% | 0 | 83.9549 | Residential_2023_Technical_MW_Before Competition Groups_Basement Wall Insulation
Residential | Res ¦ Energy Star LED Bulbs General Purpose LEDs | 2023 | Technical | MW | Before Competition Groups | 81.9226 | 0 | 0 | 2131.1333 | 0.038441 | 6 | Residential_2023_Technical_MW_Before Competition Groups_6 | Energy Star LED Bulbs General Purpose LEDs | 3.844% | 0 | 81.9226 | Residential_2023_Technical_MW_Before Competition Groups_Energy Star LED Bulbs General Purpose LEDs
Residential | Res ¦ Energy Star A Line, PAR, MR Lamps | 2023 | Technical | MW | Before Competition Groups | 81.5303 | 0 | 0 | 2131.1333 | 0.038257 | 7 | Residential_2023_Technical_MW_Before Competition Groups_7 | Energy Star A Line, PAR, MR Lamps | 3.826% | 0 | 81.5303 | Residential_2023_Technical_MW_Before Competition Groups_Energy Star A Line, PAR, MR Lamps
Residential | Res ¦ Energy Star Ground Source Heat Pump | 2023 | Technical | MW | Before Competition Groups | 78.9611 | 0 | 0 | 2131.1333 | 0.037051 | 8 | Residential_2023_Technical_MW_Before Competition Groups_8 | Energy Star Ground Source Heat Pump | 3.705% | 0 | 78.9611 | Residential_2023_Technical_MW_Before Competition Groups_Energy Star Ground Source Heat Pump
Residential | Res ¦ Ductless Mini-Split Heat Pump | 2023 | Technical | MW | Before Competition Groups | 78.2342 | 0 | 0 | 2131.1333 | 0.03671 | 9 | Residential_2023_Technical_MW_Before Competition Groups_9 | Ductless Mini-Split Heat Pump | 3.671% | 0 | 78.2342 | Residential_2023_Technical_MW_Before Competition Groups_Ductless Mini-Split Heat Pump
Residential | Res ¦ Energy Star LED Specialty Bulbs | 2023 | Technical | MW | Before Competition Groups | 75.3841 | 0 | 0 | 2131.1333 | 0.035373 | 10 | Residential_2023_Technical_MW_Before Competition Groups_10 | Energy Star LED Specialty Bulbs | 3.537% | 0 | 75.3841 | Residential_2023_Technical_MW_Before Competition Groups_Energy Star LED Specialty Bulbs
Residential | Res ¦ Basement or Crawlspace Insulation | 2023 | Technical | MW | Before Competition Groups | 69.7185 | 0 | 0 | 2131.1333 | 0.032714 | 11 | Residential_2023_Technical_MW_Before Competition Groups_11 | Basement or Crawlspace Insulation | 3.271% | 0 | 69.7185 | Residential_2023_Technical_MW_Before Competition Groups_Basement or Crawlspace Insulation
Residential | Res ¦ Smart Power Bar | 2023 | Technical | MW | Before Competition Groups | 67.4969 | 0 | 0 | 2131.1333 | 0.031672 | 12 | Residential_2023_Technical_MW_Before Competition Groups_12 | Smart Power Bar | 3.167% | 0 | 67.4969 | Residential_2023_Technical_MW_Before Competition Groups_Smart Power Bar
Residential | Res ¦ Variable Speed Pool Pump Motor | 2023 | Technical | MW | Before Competition Groups | 65.0163 | 0 | 0 | 2131.1333 | 0.030508 | 13 | Residential_2023_Technical_MW_Before Competition Groups_13 | Variable Speed Pool Pump Motor | 3.051% | 0 | 65.0163 | Residential_2023_Technical_MW_Before Competition Groups_Variable Speed Pool Pump Motor
Residential | Res ¦ Attic Insulation | 2023 | Technical | MW | Before Competition Groups | 64.7658 | 0 | 0 | 2131.1333 | 0.03039 | 14 | Residential_2023_Technical_MW_Before Competition Groups_14 | Attic Insulation | 3.039% | 0 | 64.7658 | Residential_2023_Technical_MW_Before Competition Groups_Attic Insulation
Residential | Res ¦ Smart Burners | 2023 | Technical | MW | Before Competition Groups | 51.7362 | 0 | 0 | 2131.1333 | 0.024276 | 15 | Residential_2023_Technical_MW_Before Competition Groups_15 | Smart Burners | 2.428% | 0 | 51.7362 | Residential_2023_Technical_MW_Before Competition Groups_Smart Burners
Residential | Res ¦ Wall Insulation | 2023 | Technical | MW | Before Competition Groups | 50.6019 | 0 | 0 | 2131.1333 | 0.023744 | 16 | Residential_2023_Technical_MW_Before Competition Groups_16 | Wall Insulation | 2.374% | 0 | 50.6019 | Residential_2023_Technical_MW_Before Competition Groups_Wall Insulation
Residential | Res ¦ Networked/ Connected - Indoor LED Lamp | 2023 | Technical | MW | Before Competition Groups | 50.5622 | 0 | 0 | 2131.1333 | 0.023726 | 17 | Residential_2023_Technical_MW_Before Competition Groups_17 | Networked/ Connected - Indoor LED Lamp | 2.373% | 0 | 50.5622 | Residential_2023_Technical_MW_Before Competition Groups_Networked/ Connected - Indoor LED Lamp
Residential | Res ¦ Energy Star Refrigerator | 2023 | Technical | MW | Before Competition Groups | 45.8215 | 0 | 0 | 2131.1333 | 0.021501 | 18 | Residential_2023_Technical_MW_Before Competition Groups_18 | Energy Star Refrigerator | 2.15% | 0 | 45.8215 | Residential_2023_Technical_MW_Before Competition Groups_Energy Star Refrigerator
Residential | Res ¦ Energy Star Air Source Heat Pump | 2023 | Technical | MW | Before Competition Groups | 44.7145 | 0 | 0 | 2131.1333 | 0.020982 | 19 | Residential_2023_Technical_MW_Before Competition Groups_19 | Energy Star Air Source Heat Pump | 2.098% | 0 | 44.7145 | Residential_2023_Technical_MW_Before Competition Groups_Energy Star Air Source Heat Pump
Residential | Res ¦ Heat Pump Clothes Dryer | 2023 | Technical | MW | Before Competition Groups | 42.3292 | 0 | 0 | 2131.1333 | 0.019862 | 20 | Residential_2023_Technical_MW_Before Competition Groups_20 | Heat Pump Clothes Dryer | 1.986% | 0 | 42.3292 | Residential_2023_Technical_MW_Before Competition Groups_Heat Pump Clothes Dryer
Residential | Res ¦ Energy Star Clothes Washer | 2023 | Technical | MW | Before Competition Groups | 40.1897 | 0 | 0 | 2131.1333 | 0.018858 | 21 | Residential_2023_Technical_MW_Before Competition Groups_21 | Energy Star Clothes Washer | 1.886% | 0 | 40.1897 | Residential_2023_Technical_MW_Before Competition Groups_Energy Star Clothes Washer
Residential | Res ¦ Energy Star Room Air Conditioner | 2023 | Technical | MW | Before Competition Groups | 33.2911 | 0 | 0 | 2131.1333 | 0.015621 | 22 | Residential_2023_Technical_MW_Before Competition Groups_22 | Energy Star Room Air Conditioner | 1.562% | 0 | 33.2911 | Residential_2023_Technical_MW_Before Competition Groups_Energy Star Room Air Conditioner
Residential | Res ¦ Induction Cooking Stove Top | 2023 | Technical | MW | Before Competition Groups | 31.8695 | 0 | 0 | 2131.1333 | 0.014954 | 23 | Residential_2023_Technical_MW_Before Competition Groups_23 | Induction Cooking Stove Top | 1.495% | 0 | 31.8695 | Residential_2023_Technical_MW_Before Competition Groups_Induction Cooking Stove Top
Residential | Res ¦ Ceiling Insulation | 2023 | Technical | MW | Before Competition Groups | 25.3654 | 0 | 0 | 2131.1333 | 0.011902 | 24 | Residential_2023_Technical_MW_Before Competition Groups_24 | Ceiling Insulation | 1.19% | 0 | 25.3654 | Residential_2023_Technical_MW_Before Competition Groups_Ceiling Insulation
Residential | Res ¦ Energy Star Clothes Dryer | 2023 | Technical | MW | Before Competition Groups | 24.1771 | 0 | 0 | 2131.1333 | 0.011345 | 25 | Residential_2023_Technical_MW_Before Competition Groups_25 | Energy Star Clothes Dryer | 1.134% | 0 | 24.1771 | Residential_2023_Technical_MW_Before Competition Groups_Energy Star Clothes Dryer
Residential | Res ¦ Variable Refrigerant Flow Heat Pump | 2023 | Technical | MW | Before Competition Groups | 23.5865 | 0 | 0 | 2131.1333 | 0.011068 | 26 | Residential_2023_Technical_MW_Before Competition Groups_26 | Variable Refrigerant Flow Heat Pump | 1.107% | 0 | 23.5865 | Residential_2023_Technical_MW_Before Competition Groups_Variable Refrigerant Flow Heat Pump
Residential | Res ¦ Duct Insulation | 2023 | Technical | MW | Before Competition Groups | 20.8523 | 0 | 0 | 2131.1333 | 0.0097846 | 27 | Residential_2023_Technical_MW_Before Competition Groups_27 | Duct Insulation | 0.9785% | 0 | 20.8523 | Residential_2023_Technical_MW_Before Competition Groups_Duct Insulation
Residential | Res ¦ Lighting Motion Sensors, Timers, Dimmers | 2023 | Technical | MW | Before Competition Groups | 19.2104 | 0 | 0 | 2131.1333 | 0.0090142 | 28 | Residential_2023_Technical_MW_Before Competition Groups_28 | Lighting Motion Sensors, Timers, Dimmers | 0.9014% | 0 | 19.2104 | Residential_2023_Technical_MW_Before Competition Groups_Lighting Motion Sensors, Timers, Dimmers
Residential | Res ¦ Air Sealing | 2023 | Technical | MW | Before Competition Groups | 17.8582 | 0 | 0 | 2131.1333 | 0.0083797 | 29 | Residential_2023_Technical_MW_Before Competition Groups_29 | Air Sealing | 0.838% | 0 | 17.8582 | Residential_2023_Technical_MW_Before Competition Groups_Air Sealing
Residential | Res ¦ Central Air Conditioner Maintenance | 2023 | Technical | MW | Before Competition Groups | 16.9743 | 0 | 0 | 2131.1333 | 0.0079649 | 30 | Residential_2023_Technical_MW_Before Competition Groups_30 | Central Air Conditioner Maintenance | 0.7965% | 0 | 16.9743 | Residential_2023_Technical_MW_Before Competition Groups_Central Air Conditioner Maintenance
Residential | Res ¦ Floor Insulation | 2023 | Technical | MW | Before Competition Groups | 16.9742 | 0 | 0 | 2131.1333 | 0.0079649 | 31 | Residential_2023_Technical_MW_Before Competition Groups_31 | Floor Insulation | 0.7965% | 0 | 16.9742 | Residential_2023_Technical_MW_Before Competition Groups_Floor Insulation
Residential | Res ¦ Dehumidifier Recycling | 2023 | Technical | MW | Before Competition Groups | 15.6571 | 0 | 0 | 2131.1333 | 0.0073468 | 32 | Residential_2023_Technical_MW_Before Competition Groups_32 | Dehumidifier Recycling | 0.7347% | 0 | 15.6571 | Residential_2023_Technical_MW_Before Competition Groups_Dehumidifier Recycling
Residential | Res ¦ Advanced BAS/Controllers | 2023 | Technical | MW | Before Competition Groups | 13.3222 | 0 | 0 | 2131.1333 | 0.0062512 | 33 | Residential_2023_Technical_MW_Before Competition Groups_33 | Advanced BAS/Controllers | 0.6251% | 0 | 13.3222 | Residential_2023_Technical_MW_Before Competition Groups_Advanced BAS/Controllers
Residential | Res ¦ Energy Star Light Fixture | 2023 | Technical | MW | Before Competition Groups | 13.1645 | 0 | 0 | 2131.1333 | 0.0061772 | 34 | Residential_2023_Technical_MW_Before Competition Groups_34 | Energy Star Light Fixture | 0.6177% | 0 | 13.1645 | Residential_2023_Technical_MW_Before Competition Groups_Energy Star Light Fixture
Residential | Res ¦ Clothes Drying Racks | 2023 | Technical | MW | Before Competition Groups | 12.3283 | 0 | 0 | 2131.1333 | 0.0057848 | 35 | Residential_2023_Technical_MW_Before Competition Groups_35 | Clothes Drying Racks | 0.5785% | 0 | 12.3283 | Residential_2023_Technical_MW_Before Competition Groups_Clothes Drying Racks
Residential | Res ¦ Occupancy Sensors MF | 2023 | Technical | MW | Before Competition Groups | 12.2104 | 0 | 0 | 2131.1333 | 0.0057295 | 36 | Residential_2023_Technical_MW_Before Competition Groups_36 | Occupancy Sensors MF | 0.573% | 0 | 12.2104 | Residential_2023_Technical_MW_Before Competition Groups_Occupancy Sensors MF
Residential | Res ¦ Air Source Heat Pump | 2023 | Technical | MW | Before Competition Groups | 11.49 | 0 | 0 | 2131.1333 | 0.0053915 | 37 | Residential_2023_Technical_MW_Before Competition Groups_37 | Air Source Heat Pump | 0.5392% | 0 | 11.49 | Residential_2023_Technical_MW_Before Competition Groups_Air Source Heat Pump
Residential | Res ¦ Refrigerator Recycling | 2023 | Technical | MW | Before Competition Groups | 10.4474 | 0 | 0 | 2131.1333 | 0.0049023 | 38 | Residential_2023_Technical_MW_Before Competition Groups_38 | Refrigerator Recycling | 0.4902% | 0 | 10.4474 | Residential_2023_Technical_MW_Before Competition Groups_Refrigerator Recycling
Residential | Res ¦ Freezer Recycling | 2023 | Technical | MW | Before Competition Groups | 9.7326 | 0 | 0 | 2131.1333 | 0.0045669 | 39 | Residential_2023_Technical_MW_Before Competition Groups_39 | Freezer Recycling | 0.4567% | 0 | 9.7326 | Residential_2023_Technical_MW_Before Competition Groups_Freezer Recycling
Residential | Res ¦ Home Energy Reports | 2023 | Technical | MW | Before Competition Groups | 9.4829 | 0 | 0 | 2131.1333 | 0.0044497 | 40 | Residential_2023_Technical_MW_Before Competition Groups_40 | Home Energy Reports | 0.445% | 0 | 9.4829 | Residential_2023_Technical_MW_Before Competition Groups_Home Energy Reports
Residential | Res ¦ Energy Star Dehumidifier | 2023 | Technical | MW | Before Competition Groups | 9.1995 | 0 | 0 | 2131.1333 | 0.0043167 | 41 | Residential_2023_Technical_MW_Before Competition Groups_41 | Energy Star Dehumidifier | 0.4317% | 0 | 9.1995 | Residential_2023_Technical_MW_Before Competition Groups_Energy Star Dehumidifier
Residential | Res ¦ Duct Insulation MF | 2023 | Technical | MW | Before Competition Groups | 9.1991 | 0 | 0 | 2131.1333 | 0.0043165 | 42 | Residential_2023_Technical_MW_Before Competition Groups_42 | Duct Insulation MF | 0.4317% | 0 | 9.1991 | Residential_2023_Technical_MW_Before Competition Groups_Duct Insulation MF
Residential | Res ¦ Energy Star Torchiere | 2023 | Technical | MW | Before Competition Groups | 8.6314 | 0 | 0 | 2131.1333 | 0.0040501 | 43 | Residential_2023_Technical_MW_Before Competition Groups_43 | Energy Star Torchiere | 0.405% | 0 | 8.6314 | Residential_2023_Technical_MW_Before Competition Groups_Energy Star Torchiere
Residential | Res ¦ Energy Star Windows | 2023 | Technical | MW | Before Competition Groups | 7.2243 | 0 | 0 | 2131.1333 | 0.0033899 | 44 | Residential_2023_Technical_MW_Before Competition Groups_44 | Energy Star Windows | 0.339% | 0 | 7.2243 | Residential_2023_Technical_MW_Before Competition Groups_Energy Star Windows
Residential | Res ¦ Furnace with ECM | 2023 | Technical | MW | Before Competition Groups | 6.8413 | 0 | 0 | 2131.1333 | 0.0032102 | 45 | Residential_2023_Technical_MW_Before Competition Groups_45 | Furnace with ECM | 0.321% | 0 | 6.8413 | Residential_2023_Technical_MW_Before Competition Groups_Furnace with ECM
Residential | Res ¦ INTEGRAL LED TROFFERS | 2023 | Technical | MW | Before Competition Groups | 6.6806 | 0 | 0 | 2131.1333 | 0.0031348 | 46 | Residential_2023_Technical_MW_Before Competition Groups_46 | INTEGRAL LED TROFFERS | 0.3135% | 0 | 6.6806 | Residential_2023_Technical_MW_Before Competition Groups_INTEGRAL LED TROFFERS
Residential | Res ¦ Minimize Hot and Warm Clothes Wash | 2023 | Technical | MW | Before Competition Groups | 5.164 | 0 | 0 | 2131.1333 | 0.0024231 | 47 | Residential_2023_Technical_MW_Before Competition Groups_47 | Minimize Hot and Warm Clothes Wash | 0.2423% | 0 | 5.164 | Residential_2023_Technical_MW_Before Competition Groups_Minimize Hot and Warm Clothes Wash
Residential | Res ¦ Energy Star Freezer | 2023 | Technical | MW | Before Competition Groups | 4.7619 | 0 | 0 | 2131.1333 | 0.0022344 | 48 | Residential_2023_Technical_MW_Before Competition Groups_48 | Energy Star Freezer | 0.2234% | 0 | 4.7619 | Residential_2023_Technical_MW_Before Competition Groups_Energy Star Freezer
Residential | Res ¦ Passive Attic Ventilation | 2023 | Technical | MW | Before Competition Groups | 4.4172 | 0 | 0 | 2131.1333 | 0.0020727 | 49 | Residential_2023_Technical_MW_Before Competition Groups_49 | Passive Attic Ventilation | 0.2073% | 0 | 4.4172 | Residential_2023_Technical_MW_Before Competition Groups_Passive Attic Ventilation
Residential | Res ¦ High Efficiency Chiller (avg of water and air cooled) | 2023 | Technical | MW | Before Competition Groups | 4.2453 | 0 | 0 | 2131.1333 | 0.001992 | 50 | Residential_2023_Technical_MW_Before Competition Groups_50 | High Efficiency Chiller (avg of water and air cooled) | 0.1992% | 0 | 4.2453 | Residential_2023_Technical_MW_Before Competition Groups_High Efficiency Chiller (avg of water and air cooled)
Residential | Res ¦ LED Downlight | 2023 | Technical | MW | Before Competition Groups | 3.7146 | 0 | 0 | 2131.1333 | 0.001743 | 51 | Residential_2023_Technical_MW_Before Competition Groups_51 | LED Downlight | 0.1743% | 0 | 3.7146 | Residential_2023_Technical_MW_Before Competition Groups_LED Downlight
Residential | Res ¦ Networked/ Connected - Indoor LED Luminaire | 2023 | Technical | MW | Before Competition Groups | 3.5553 | 0 | 0 | 2131.1333 | 0.0016683 | 52 | Residential_2023_Technical_MW_Before Competition Groups_52 | Networked/ Connected - Indoor LED Luminaire | 0.1668% | 0 | 3.5553 | Residential_2023_Technical_MW_Before Competition Groups_Networked/ Connected - Indoor LED Luminaire
Residential | Res ¦ Early Hot Water Heater Replacement | 2023 | Technical | MW | Before Competition Groups | 3.3513 | 0 | 0 | 2131.1333 | 0.0015725 | 53 | Residential_2023_Technical_MW_Before Competition Groups_53 | Early Hot Water Heater Replacement | 0.1573% | 0 | 3.3513 | Residential_2023_Technical_MW_Before Competition Groups_Early Hot Water Heater Replacement
Residential | Res ¦ Air Source Heat Pump Maintenance | 2023 | Technical | MW | Before Competition Groups | 2.9692 | 0 | 0 | 2131.1333 | 0.0013932 | 54 | Residential_2023_Technical_MW_Before Competition Groups_54 | Air Source Heat Pump Maintenance | 0.1393% | 0 | 2.9692 | Residential_2023_Technical_MW_Before Competition Groups_Air Source Heat Pump Maintenance
Residential | Res ¦ Outside Air Economizer | 2023 | Technical | MW | Before Competition Groups | 2.9357 | 0 | 0 | 2131.1333 | 0.0013776 | 55 | Residential_2023_Technical_MW_Before Competition Groups_55 | Outside Air Economizer | 0.1378% | 0 | 2.9357 | Residential_2023_Technical_MW_Before Competition Groups_Outside Air Economizer
Residential | Res ¦ Central Lighting Control System | 2023 | Technical | MW | Before Competition Groups | 2.8053 | 0 | 0 | 2131.1333 | 0.0013164 | 56 | Residential_2023_Technical_MW_Before Competition Groups_56 | Central Lighting Control System | 0.1316% | 0 | 2.8053 | Residential_2023_Technical_MW_Before Competition Groups_Central Lighting Control System
Residential | Res ¦ Heat Pump Water Heater | 2023 | Technical | MW | Before Competition Groups | 2.5988 | 0 | 0 | 2131.1333 | 0.0012194 | 57 | Residential_2023_Technical_MW_Before Competition Groups_57 | Heat Pump Water Heater | 0.1219% | 0 | 2.5988 | Residential_2023_Technical_MW_Before Competition Groups_Heat Pump Water Heater
Residential | Res ¦ Tankless Water Heater | 2023 | Technical | MW | Before Competition Groups | 2.346 | 0 | 0 | 2131.1333 | 0.0011008 | 58 | Residential_2023_Technical_MW_Before Competition Groups_58 | Tankless Water Heater | 0.1101% | 0 | 2.346 | Residential_2023_Technical_MW_Before Competition Groups_Tankless Water Heater
Residential | Res ¦ Demand Control Ventilation | 2023 | Technical | MW | Before Competition Groups | 2.3413 | 0 | 0 | 2131.1333 | 0.0010986 | 59 | Residential_2023_Technical_MW_Before Competition Groups_59 | Demand Control Ventilation | 0.1099% | 0 | 2.3413 | Residential_2023_Technical_MW_Before Competition Groups_Demand Control Ventilation
Residential | Res ¦ LED Tube Re-Lamp | 2023 | Technical | MW | Before Competition Groups | 2.2763 | 0 | 0 | 2131.1333 | 0.0010681 | 60 | Residential_2023_Technical_MW_Before Competition Groups_60 | LED Tube Re-Lamp | 0.1068% | 0 | 2.2763 | Residential_2023_Technical_MW_Before Competition Groups_LED Tube Re-Lamp
Residential | Res ¦ Drain Water Heat Recovery | 2023 | Technical | MW | Before Competition Groups | 2.2509 | 0 | 0 | 2131.1333 | 0.0010562 | 61 | Residential_2023_Technical_MW_Before Competition Groups_61 | Drain Water Heat Recovery | 0.1056% | 0 | 2.2509 | Residential_2023_Technical_MW_Before Competition Groups_Drain Water Heat Recovery
Residential | Res ¦ Furnace Whistle | 2023 | Technical | MW | Before Competition Groups | 2.2499 | 0 | 0 | 2131.1333 | 0.0010557 | 62 | Residential_2023_Technical_MW_Before Competition Groups_62 | Furnace Whistle | 0.1056% | 0 | 2.2499 | Residential_2023_Technical_MW_Before Competition Groups_Furnace Whistle
Residential | Res ¦ Energy Star Ceiling Fan/Lighting | 2023 | Technical | MW | Before Competition Groups | 2.1005 | 0 | 0 | 2131.1333 | 0.00098561 | 63 | Residential_2023_Technical_MW_Before Competition Groups_63 | Energy Star Ceiling Fan/Lighting | 0.09856% | 0 | 2.1005 | Residential_2023_Technical_MW_Before Competition Groups_Energy Star Ceiling Fan/Lighting
Residential | Res ¦ Window Film | 2023 | Technical | MW | Before Competition Groups | 2.0704 | 0 | 0 | 2131.1333 | 0.00097149 | 64 | Residential_2023_Technical_MW_Before Competition Groups_64 | Window Film | 0.09715% | 0 | 2.0704 | Residential_2023_Technical_MW_Before Competition Groups_Window Film
Residential | Res ¦ ENERGY STAR LED LAMPS (REFLECTOR LAMPs/MR16/PAR 16) | 2023 | Technical | MW | Before Competition Groups | 1.9427 | 0 | 0 | 2131.1333 | 0.00091157 | 65 | Residential_2023_Technical_MW_Before Competition Groups_65 | ENERGY STAR LED LAMPS (REFLECTOR LAMPs/MR16/PAR 16) | 0.09116% | 0 | 1.9427 | Residential_2023_Technical_MW_Before Competition Groups_ENERGY STAR LED LAMPS (REFLECTOR LAMPs/MR16/PAR 16)
Residential | Res ¦ Heat Recovery Ventilator | 2023 | Technical | MW | Before Competition Groups | 1.9227 | 0 | 0 | 2131.1333 | 0.00090218 | 66 | Residential_2023_Technical_MW_Before Competition Groups_66 | Heat Recovery Ventilator | 0.09022% | 0 | 1.9227 | Residential_2023_Technical_MW_Before Competition Groups_Heat Recovery Ventilator
Residential | Res ¦ Comprehensive Draft Proofing | 2023 | Technical | MW | Before Competition Groups | 1.9119 | 0 | 0 | 2131.1333 | 0.00089711 | 67 | Residential_2023_Technical_MW_Before Competition Groups_67 | Comprehensive Draft Proofing | 0.08971% | 0 | 1.9119 | Residential_2023_Technical_MW_Before Competition Groups_Comprehensive Draft Proofing
Residential | Res ¦ Variable Frequency Drive (VFD) | 2023 | Technical | MW | Before Competition Groups | 1.8544 | 0 | 0 | 2131.1333 | 0.00087013 | 68 | Residential_2023_Technical_MW_Before Competition Groups_68 | Variable Frequency Drive (VFD) | 0.08701% | 0 | 1.8544 | Residential_2023_Technical_MW_Before Competition Groups_Variable Frequency Drive (VFD)
Residential | Res ¦ CO Sensors for parking garage exhaust fans | 2023 | Technical | MW | Before Competition Groups | 1.8522 | 0 | 0 | 2131.1333 | 0.00086913 | 69 | Residential_2023_Technical_MW_Before Competition Groups_69 | CO Sensors for parking garage exhaust fans | 0.08691% | 0 | 1.8522 | Residential_2023_Technical_MW_Before Competition Groups_CO Sensors for parking garage exhaust fans
Residential | Res ¦ DHW Recirculation Systems | 2023 | Technical | MW | Before Competition Groups | 1.4559 | 0 | 0 | 2131.1333 | 0.00068316 | 70 | Residential_2023_Technical_MW_Before Competition Groups_70 | DHW Recirculation Systems | 0.06832% | 0 | 1.4559 | Residential_2023_Technical_MW_Before Competition Groups_DHW Recirculation Systems
Residential | Res ¦ Solar Water Heating System | 2023 | Technical | MW | Before Competition Groups | 1.2797 | 0 | 0 | 2131.1333 | 0.00060049 | 71 | Residential_2023_Technical_MW_Before Competition Groups_71 | Solar Water Heating System | 0.06005% | 0 | 1.2797 | Residential_2023_Technical_MW_Before Competition Groups_Solar Water Heating System
Residential | Res ¦ Energy Star Dishwasher | 2023 | Technical | MW | Before Competition Groups | 1.2375 | 0 | 0 | 2131.1333 | 0.0005807 | 72 | Residential_2023_Technical_MW_Before Competition Groups_72 | Energy Star Dishwasher | 0.05807% | 0 | 1.2375 | Residential_2023_Technical_MW_Before Competition Groups_Energy Star Dishwasher
Residential | Res ¦ Water Heater Temperature Setback | 2023 | Technical | MW | Before Competition Groups | 1.1728 | 0 | 0 | 2131.1333 | 0.00055031 | 73 | Residential_2023_Technical_MW_Before Competition Groups_73 | Water Heater Temperature Setback | 0.05503% | 0 | 1.1728 | Residential_2023_Technical_MW_Before Competition Groups_Water Heater Temperature Setback
Residential | Res ¦ High Efficiency Storage Water Heater | 2023 | Technical | MW | Before Competition Groups | 1.1356 | 0 | 0 | 2131.1333 | 0.00053285 | 74 | Residential_2023_Technical_MW_Before Competition Groups_74 | High Efficiency Storage Water Heater | 0.05329% | 0 | 1.1356 | Residential_2023_Technical_MW_Before Competition Groups_High Efficiency Storage Water Heater
Residential | Res ¦ LED Parking Lot Fixture | 2023 | Technical | MW | Before Competition Groups | 0.82248 | 0 | 0 | 2131.1333 | 0.00038594 | 75 | Residential_2023_Technical_MW_Before Competition Groups_75 | LED Parking Lot Fixture | 0.03859% | 0 | 0.82248 | Residential_2023_Technical_MW_Before Competition Groups_LED Parking Lot Fixture
Residential | Res ¦ Condensing Make Up Air Unit | 2023 | Technical | MW | Before Competition Groups | 0.78203 | 0 | 0 | 2131.1333 | 0.00036696 | 76 | Residential_2023_Technical_MW_Before Competition Groups_76 | Condensing Make Up Air Unit | 0.0367% | 0 | 0.78203 | Residential_2023_Technical_MW_Before Competition Groups_Condensing Make Up Air Unit
Residential | Res ¦ HVAC Optimization | 2023 | Technical | MW | Before Competition Groups | 0.63654 | 0 | 0 | 2131.1333 | 0.00029868 | 77 | Residential_2023_Technical_MW_Before Competition Groups_77 | HVAC Optimization | 0.02987% | 0 | 0.63654 | Residential_2023_Technical_MW_Before Competition Groups_HVAC Optimization
Residential | Res ¦ Solar Powered Attic Fan | 2023 | Technical | MW | Before Competition Groups | 0.60686 | 0 | 0 | 2131.1333 | 0.00028476 | 78 | Residential_2023_Technical_MW_Before Competition Groups_78 | Solar Powered Attic Fan | 0.02848% | 0 | 0.60686 | Residential_2023_Technical_MW_Before Competition Groups_Solar Powered Attic Fan
Residential | Res ¦ VFD on Pumps | 2023 | Technical | MW | Before Competition Groups | 0.57024 | 0 | 0 | 2131.1333 | 0.00026757 | 79 | Residential_2023_Technical_MW_Before Competition Groups_79 | VFD on Pumps | 0.02676% | 0 | 0.57024 | Residential_2023_Technical_MW_Before Competition Groups_VFD on Pumps
Residential | Res ¦ ENERGY STAR LED Lamps (General Service Lamps) | 2023 | Technical | MW | Before Competition Groups | 0.43497 | 0 | 0 | 2131.1333 | 0.0002041 | 80 | Residential_2023_Technical_MW_Before Competition Groups_80 | ENERGY STAR LED Lamps (General Service Lamps) | 0.02041% | 0 | 0.43497 | Residential_2023_Technical_MW_Before Competition Groups_ENERGY STAR LED Lamps (General Service Lamps)
Residential | Res ¦ LED Exterior Area Lights - LED Fixture (200W) | 2023 | Technical | MW | Before Competition Groups | 0.37499 | 0 | 0 | 2131.1333 | 0.00017596 | 81 | Residential_2023_Technical_MW_Before Competition Groups_81 | LED Exterior Area Lights - LED Fixture (200W) | 0.0176% | 0 | 0.37499 | Residential_2023_Technical_MW_Before Competition Groups_LED Exterior Area Lights - LED Fixture (200W)
Residential | Res ¦ ECM MOTORS FOR HVAC APPLICATION (FAN-POWERED VAV BOX) | 2023 | Technical | MW | Before Competition Groups | 0.30795 | 0 | 0 | 2131.1333 | 0.0001445 | 82 | Residential_2023_Technical_MW_Before Competition Groups_82 | ECM MOTORS FOR HVAC APPLICATION (FAN-POWERED VAV BOX) | 0.01445% | 0 | 0.30795 | Residential_2023_Technical_MW_Before Competition Groups_ECM MOTORS FOR HVAC APPLICATION (FAN-POWERED VAV BOX)
Residential | Res ¦ Beverage Vending Machine Controls | 2023 | Technical | MW | Before Competition Groups | 0.20156 | 0 | 0 | 2131.1333 | 9.458e-05 | 83 | Residential_2023_Technical_MW_Before Competition Groups_83 | Beverage Vending Machine Controls | 0.009458% | 0 | 0.20156 | Residential_2023_Technical_MW_Before Competition Groups_Beverage Vending Machine Controls
Residential | Res ¦ Wall Insulation MF | 2023 | Technical | MW | Before Competition Groups | 0.18476 | 0 | 0 | 2131.1333 | 8.6694e-05 | 84 | Residential_2023_Technical_MW_Before Competition Groups_84 | Wall Insulation MF | 0.008669% | 0 | 0.18476 | Residential_2023_Technical_MW_Before Competition Groups_Wall Insulation MF
Residential | Res ¦ Chilled Water Optimization | 2023 | Technical | MW | Before Competition Groups | 0.11021 | 0 | 0 | 2131.1333 | 5.1715e-05 | 85 | Residential_2023_Technical_MW_Before Competition Groups_85 | Chilled Water Optimization | 0.005172% | 0 | 0.11021 | Residential_2023_Technical_MW_Before Competition Groups_Chilled Water Optimization
Residential | Res ¦ LED Recessed Downlights | 2023 | Technical | MW | Before Competition Groups | 0.03606 | 0 | 0 | 2131.1333 | 1.692e-05 | 86 | Residential_2023_Technical_MW_Before Competition Groups_86 | LED Recessed Downlights | 0.001692% | 0 | 0.03606 | Residential_2023_Technical_MW_Before Competition Groups_LED Recessed Downlights
Residential | Res ¦ LED High Bay Fixture | 2023 | Technical | MW | Before Competition Groups | 0.030815 | 0 | 0 | 2131.1333 | 1.4459e-05 | 87 | Residential_2023_Technical_MW_Before Competition Groups_87 | LED High Bay Fixture | 0.001446% | 0 | 0.030815 | Residential_2023_Technical_MW_Before Competition Groups_LED High Bay Fixture
Residential | Res ¦ Radiant Barrier | 2023 | Technical | MW | Before Competition Groups | 0.014263 | 0 | 0 | 2131.1333 | 6.6928e-06 | 88 | Residential_2023_Technical_MW_Before Competition Groups_88 | Radiant Barrier | 0.0006693% | 0 | 0.014263 | Residential_2023_Technical_MW_Before Competition Groups_Radiant Barrier
Residential | Res ¦ Solar Water Preheat (Pools/DHW) | 2023 | Technical | MW | Before Competition Groups | 0.0038419 | 0 | 0 | 2131.1333 | 1.8028e-06 | 89 | Residential_2023_Technical_MW_Before Competition Groups_89 | Solar Water Preheat (Pools/DHW) | 0.0001803% | 0 | 0.0038419 | Residential_2023_Technical_MW_Before Competition Groups_Solar Water Preheat (Pools/DHW)
Residential | Res ¦ Photocell Controls (Outdoor) | 2023 | Technical | MW | Before Competition Groups | 7.2234e-05 | 0 | 0 | 2131.1333 | 3.3895e-08 | 90 | Residential_2023_Technical_MW_Before Competition Groups_90 | Photocell Controls (Outdoor) | 3.389e-06% | 0 | 7.2234e-05 | Residential_2023_Technical_MW_Before Competition Groups_Photocell Controls (Outdoor)
Residential | Res ¦ Adaptive Thermostat | 2024 | Economic | MW | Before Competition Groups | 189.9259 | 0 | 0 | 1160.3995 | 0.16367 | 1 | Residential_2024_Economic_MW_Before Competition Groups_1 | Adaptive Thermostat | 16.37% | 0 | 189.9259 | Residential_2024_Economic_MW_Before Competition Groups_Adaptive Thermostat
Residential | Res ¦ Ductless Mini-Split Heat Pump | 2024 | Economic | MW | Before Competition Groups | 91.7467 | 0 | 0 | 1160.3995 | 0.079065 | 2 | Residential_2024_Economic_MW_Before Competition Groups_2 | Ductless Mini-Split Heat Pump | 7.906% | 0 | 91.7467 | Residential_2024_Economic_MW_Before Competition Groups_Ductless Mini-Split Heat Pump
Residential | Res ¦ Building Recommissioning, Operations and Maintenance (O&M) Improvements | 2024 | Economic | MW | Before Competition Groups | 89.584 | 0 | 0 | 1160.3995 | 0.077201 | 3 | Residential_2024_Economic_MW_Before Competition Groups_3 | Building Recommissioning, Operations and Maintenance (O&M) Improvements | 7.72% | 0 | 89.584 | Residential_2024_Economic_MW_Before Competition Groups_Building Recommissioning, Operations and Maintenance (O&M) Improvements
Residential | Res ¦ Energy Star A Line, PAR, MR Lamps | 2024 | Economic | MW | Before Competition Groups | 86.2776 | 0 | 0 | 1160.3995 | 0.074352 | 4 | Residential_2024_Economic_MW_Before Competition Groups_4 | Energy Star A Line, PAR, MR Lamps | 7.435% | 0 | 86.2776 | Residential_2024_Economic_MW_Before Competition Groups_Energy Star A Line, PAR, MR Lamps
Residential | Res ¦ Energy Star LED Bulbs General Purpose LEDs | 2024 | Economic | MW | Before Competition Groups | 86.14 | 0 | 0 | 1160.3995 | 0.074233 | 5 | Residential_2024_Economic_MW_Before Competition Groups_5 | Energy Star LED Bulbs General Purpose LEDs | 7.423% | 0 | 86.14 | Residential_2024_Economic_MW_Before Competition Groups_Energy Star LED Bulbs General Purpose LEDs
Residential | Res ¦ Basement Wall Insulation | 2024 | Economic | MW | Before Competition Groups | 82.6284 | 0 | 0 | 1160.3995 | 0.071207 | 6 | Residential_2024_Economic_MW_Before Competition Groups_6 | Basement Wall Insulation | 7.121% | 0 | 82.6284 | Residential_2024_Economic_MW_Before Competition Groups_Basement Wall Insulation
Residential | Res ¦ Energy Star LED Specialty Bulbs | 2024 | Economic | MW | Before Competition Groups | 79.0858 | 0 | 0 | 1160.3995 | 0.068154 | 7 | Residential_2024_Economic_MW_Before Competition Groups_7 | Energy Star LED Specialty Bulbs | 6.815% | 0 | 79.0858 | Residential_2024_Economic_MW_Before Competition Groups_Energy Star LED Specialty Bulbs
Residential | Res ¦ Variable Speed Pool Pump Motor | 2024 | Economic | MW | Before Competition Groups | 63.989 | 0 | 0 | 1160.3995 | 0.055144 | 8 | Residential_2024_Economic_MW_Before Competition Groups_8 | Variable Speed Pool Pump Motor | 5.514% | 0 | 63.989 | Residential_2024_Economic_MW_Before Competition Groups_Variable Speed Pool Pump Motor
Residential | Res ¦ Attic Insulation | 2024 | Economic | MW | Before Competition Groups | 63.7425 | 0 | 0 | 1160.3995 | 0.054932 | 9 | Residential_2024_Economic_MW_Before Competition Groups_9 | Attic Insulation | 5.493% | 0 | 63.7425 | Residential_2024_Economic_MW_Before Competition Groups_Attic Insulation
Residential | Res ¦ Energy Star Air Source Heat Pump | 2024 | Economic | MW | Before Competition Groups | 52.4519 | 0 | 0 | 1160.3995 | 0.045202 | 10 | Residential_2024_Economic_MW_Before Competition Groups_10 | Energy Star Air Source Heat Pump | 4.52% | 0 | 52.4519 | Residential_2024_Economic_MW_Before Competition Groups_Energy Star Air Source Heat Pump
Residential | Res ¦ Energy Star Clothes Washer | 2024 | Economic | MW | Before Competition Groups | 46.5703 | 0 | 0 | 1160.3995 | 0.040133 | 11 | Residential_2024_Economic_MW_Before Competition Groups_11 | Energy Star Clothes Washer | 4.013% | 0 | 46.5703 | Residential_2024_Economic_MW_Before Competition Groups_Energy Star Clothes Washer
Residential | Res ¦ Energy Star Room Air Conditioner | 2024 | Economic | MW | Before Competition Groups | 38.1397 | 0 | 0 | 1160.3995 | 0.032868 | 12 | Residential_2024_Economic_MW_Before Competition Groups_12 | Energy Star Room Air Conditioner | 3.287% | 0 | 38.1397 | Residential_2024_Economic_MW_Before Competition Groups_Energy Star Room Air Conditioner
Residential | Res ¦ Air Sealing | 2024 | Economic | MW | Before Competition Groups | 17.576 | 0 | 0 | 1160.3995 | 0.015147 | 13 | Residential_2024_Economic_MW_Before Competition Groups_13 | Air Sealing | 1.515% | 0 | 17.576 | Residential_2024_Economic_MW_Before Competition Groups_Air Sealing
Residential | Res ¦ Floor Insulation | 2024 | Economic | MW | Before Competition Groups | 16.706 | 0 | 0 | 1160.3995 | 0.014397 | 14 | Residential_2024_Economic_MW_Before Competition Groups_14 | Floor Insulation | 1.44% | 0 | 16.706 | Residential_2024_Economic_MW_Before Competition Groups_Floor Insulation
Residential | Res ¦ Duct Insulation | 2024 | Economic | MW | Before Competition Groups | 15.4713 | 0 | 0 | 1160.3995 | 0.013333 | 15 | Residential_2024_Economic_MW_Before Competition Groups_15 | Duct Insulation | 1.333% | 0 | 15.4713 | Residential_2024_Economic_MW_Before Competition Groups_Duct Insulation
Residential | Res ¦ Energy Star Clothes Dryer | 2024 | Economic | MW | Before Competition Groups | 14.0047 | 0 | 0 | 1160.3995 | 0.012069 | 16 | Residential_2024_Economic_MW_Before Competition Groups_16 | Energy Star Clothes Dryer | 1.207% | 0 | 14.0047 | Residential_2024_Economic_MW_Before Competition Groups_Energy Star Clothes Dryer
Residential | Res ¦ Advanced BAS/Controllers | 2024 | Economic | MW | Before Competition Groups | 13.1117 | 0 | 0 | 1160.3995 | 0.011299 | 17 | Residential_2024_Economic_MW_Before Competition Groups_17 | Advanced BAS/Controllers | 1.13% | 0 | 13.1117 | Residential_2024_Economic_MW_Before Competition Groups_Advanced BAS/Controllers
Residential | Res ¦ Clothes Drying Racks | 2024 | Economic | MW | Before Competition Groups | 12.1335 | 0 | 0 | 1160.3995 | 0.010456 | 18 | Residential_2024_Economic_MW_Before Competition Groups_18 | Clothes Drying Racks | 1.046% | 0 | 12.1335 | Residential_2024_Economic_MW_Before Competition Groups_Clothes Drying Racks
Residential | Res ¦ Occupancy Sensors MF | 2024 | Economic | MW | Before Competition Groups | 11.4916 | 0 | 0 | 1160.3995 | 0.0099031 | 19 | Residential_2024_Economic_MW_Before Competition Groups_19 | Occupancy Sensors MF | 0.9903% | 0 | 11.4916 | Residential_2024_Economic_MW_Before Competition Groups_Occupancy Sensors MF
Residential | Res ¦ Refrigerator Recycling | 2024 | Economic | MW | Before Competition Groups | 10.2823 | 0 | 0 | 1160.3995 | 0.008861 | 20 | Residential_2024_Economic_MW_Before Competition Groups_20 | Refrigerator Recycling | 0.8861% | 0 | 10.2823 | Residential_2024_Economic_MW_Before Competition Groups_Refrigerator Recycling
Residential | Res ¦ Energy Star Torchiere | 2024 | Economic | MW | Before Competition Groups | 9.7265 | 0 | 0 | 1160.3995 | 0.008382 | 21 | Residential_2024_Economic_MW_Before Competition Groups_21 | Energy Star Torchiere | 0.8382% | 0 | 9.7265 | Residential_2024_Economic_MW_Before Competition Groups_Energy Star Torchiere
Residential | Res ¦ Freezer Recycling | 2024 | Economic | MW | Before Competition Groups | 9.5788 | 0 | 0 | 1160.3995 | 0.0082548 | 22 | Residential_2024_Economic_MW_Before Competition Groups_22 | Freezer Recycling | 0.8255% | 0 | 9.5788 | Residential_2024_Economic_MW_Before Competition Groups_Freezer Recycling
Residential | Res ¦ Energy Star Dehumidifier | 2024 | Economic | MW | Before Competition Groups | 9.0542 | 0 | 0 | 1160.3995 | 0.0078026 | 23 | Residential_2024_Economic_MW_Before Competition Groups_23 | Energy Star Dehumidifier | 0.7803% | 0 | 9.0542 | Residential_2024_Economic_MW_Before Competition Groups_Energy Star Dehumidifier
Residential | Res ¦ Duct Insulation MF | 2024 | Economic | MW | Before Competition Groups | 6.4429 | 0 | 0 | 1160.3995 | 0.0055523 | 24 | Residential_2024_Economic_MW_Before Competition Groups_24 | Duct Insulation MF | 0.5552% | 0 | 6.4429 | Residential_2024_Economic_MW_Before Competition Groups_Duct Insulation MF
Residential | Res ¦ Minimize Hot and Warm Clothes Wash | 2024 | Economic | MW | Before Competition Groups | 5.0824 | 0 | 0 | 1160.3995 | 0.0043798 | 25 | Residential_2024_Economic_MW_Before Competition Groups_25 | Minimize Hot and Warm Clothes Wash | 0.438% | 0 | 5.0824 | Residential_2024_Economic_MW_Before Competition Groups_Minimize Hot and Warm Clothes Wash
Residential | Res ¦ High Efficiency Chiller (avg of water and air cooled) | 2024 | Economic | MW | Before Competition Groups | 4.9957 | 0 | 0 | 1160.3995 | 0.0043051 | 26 | Residential_2024_Economic_MW_Before Competition Groups_26 | High Efficiency Chiller (avg of water and air cooled) | 0.4305% | 0 | 4.9957 | Residential_2024_Economic_MW_Before Competition Groups_High Efficiency Chiller (avg of water and air cooled)
Residential | Res ¦ Energy Star Light Fixture | 2024 | Economic | MW | Before Competition Groups | 4.2718 | 0 | 0 | 1160.3995 | 0.0036813 | 27 | Residential_2024_Economic_MW_Before Competition Groups_27 | Energy Star Light Fixture | 0.3681% | 0 | 4.2718 | Residential_2024_Economic_MW_Before Competition Groups_Energy Star Light Fixture
Residential | Res ¦ Home Energy Reports | 2024 | Economic | MW | Before Competition Groups | 3.3794 | 0 | 0 | 1160.3995 | 0.0029123 | 28 | Residential_2024_Economic_MW_Before Competition Groups_28 | Home Energy Reports | 0.2912% | 0 | 3.3794 | Residential_2024_Economic_MW_Before Competition Groups_Home Energy Reports
Residential | Res ¦ Outside Air Economizer | 2024 | Economic | MW | Before Competition Groups | 2.9783 | 0 | 0 | 1160.3995 | 0.0025666 | 29 | Residential_2024_Economic_MW_Before Competition Groups_29 | Outside Air Economizer | 0.2567% | 0 | 2.9783 | Residential_2024_Economic_MW_Before Competition Groups_Outside Air Economizer
Residential | Res ¦ LED Tube Re-Lamp | 2024 | Economic | MW | Before Competition Groups | 2.5658 | 0 | 0 | 1160.3995 | 0.0022111 | 30 | Residential_2024_Economic_MW_Before Competition Groups_30 | LED Tube Re-Lamp | 0.2211% | 0 | 2.5658 | Residential_2024_Economic_MW_Before Competition Groups_LED Tube Re-Lamp
Residential | Res ¦ Demand Control Ventilation | 2024 | Economic | MW | Before Competition Groups | 2.3043 | 0 | 0 | 1160.3995 | 0.0019858 | 31 | Residential_2024_Economic_MW_Before Competition Groups_31 | Demand Control Ventilation | 0.1986% | 0 | 2.3043 | Residential_2024_Economic_MW_Before Competition Groups_Demand Control Ventilation
Residential | Res ¦ Furnace Whistle | 2024 | Economic | MW | Before Competition Groups | 2.2144 | 0 | 0 | 1160.3995 | 0.0019083 | 32 | Residential_2024_Economic_MW_Before Competition Groups_32 | Furnace Whistle | 0.1908% | 0 | 2.2144 | Residential_2024_Economic_MW_Before Competition Groups_Furnace Whistle
Residential | Res ¦ Heat Recovery Ventilator | 2024 | Economic | MW | Before Competition Groups | 2.2027 | 0 | 0 | 1160.3995 | 0.0018982 | 33 | Residential_2024_Economic_MW_Before Competition Groups_33 | Heat Recovery Ventilator | 0.1898% | 0 | 2.2027 | Residential_2024_Economic_MW_Before Competition Groups_Heat Recovery Ventilator
Residential | Res ¦ ENERGY STAR LED LAMPS (REFLECTOR LAMPs/MR16/PAR 16) | 2024 | Economic | MW | Before Competition Groups | 1.9339 | 0 | 0 | 1160.3995 | 0.0016666 | 34 | Residential_2024_Economic_MW_Before Competition Groups_34 | ENERGY STAR LED LAMPS (REFLECTOR LAMPs/MR16/PAR 16) | 0.1667% | 0 | 1.9339 | Residential_2024_Economic_MW_Before Competition Groups_ENERGY STAR LED LAMPS (REFLECTOR LAMPs/MR16/PAR 16)
Residential | Res ¦ Comprehensive Draft Proofing | 2024 | Economic | MW | Before Competition Groups | 1.8816 | 0 | 0 | 1160.3995 | 0.0016216 | 35 | Residential_2024_Economic_MW_Before Competition Groups_35 | Comprehensive Draft Proofing | 0.1622% | 0 | 1.8816 | Residential_2024_Economic_MW_Before Competition Groups_Comprehensive Draft Proofing
Residential | Res ¦ CO Sensors for parking garage exhaust fans | 2024 | Economic | MW | Before Competition Groups | 1.879 | 0 | 0 | 1160.3995 | 0.0016193 | 36 | Residential_2024_Economic_MW_Before Competition Groups_36 | CO Sensors for parking garage exhaust fans | 0.1619% | 0 | 1.879 | Residential_2024_Economic_MW_Before Competition Groups_CO Sensors for parking garage exhaust fans
Residential | Res ¦ Variable Frequency Drive (VFD) | 2024 | Economic | MW | Before Competition Groups | 1.8251 | 0 | 0 | 1160.3995 | 0.0015728 | 37 | Residential_2024_Economic_MW_Before Competition Groups_37 | Variable Frequency Drive (VFD) | 0.1573% | 0 | 1.8251 | Residential_2024_Economic_MW_Before Competition Groups_Variable Frequency Drive (VFD)
Residential | Res ¦ Energy Star Freezer | 2024 | Economic | MW | Before Competition Groups | 1.5718 | 0 | 0 | 1160.3995 | 0.0013545 | 38 | Residential_2024_Economic_MW_Before Competition Groups_38 | Energy Star Freezer | 0.1355% | 0 | 1.5718 | Residential_2024_Economic_MW_Before Competition Groups_Energy Star Freezer
Residential | Res ¦ Water Heater Temperature Setback | 2024 | Economic | MW | Before Competition Groups | 1.1543 | 0 | 0 | 1160.3995 | 0.00099471 | 39 | Residential_2024_Economic_MW_Before Competition Groups_39 | Water Heater Temperature Setback | 0.09947% | 0 | 1.1543 | Residential_2024_Economic_MW_Before Competition Groups_Water Heater Temperature Setback
Residential | Res ¦ Condensing Make Up Air Unit | 2024 | Economic | MW | Before Competition Groups | 0.91884 | 0 | 0 | 1160.3995 | 0.00079183 | 40 | Residential_2024_Economic_MW_Before Competition Groups_40 | Condensing Make Up Air Unit | 0.07918% | 0 | 0.91884 | Residential_2024_Economic_MW_Before Competition Groups_Condensing Make Up Air Unit
Residential | Res ¦ LED Parking Lot Fixture | 2024 | Economic | MW | Before Competition Groups | 0.8355 | 0 | 0 | 1160.3995 | 0.00072001 | 41 | Residential_2024_Economic_MW_Before Competition Groups_41 | LED Parking Lot Fixture | 0.072% | 0 | 0.8355 | Residential_2024_Economic_MW_Before Competition Groups_LED Parking Lot Fixture
Residential | Res ¦ VFD on Pumps | 2024 | Economic | MW | Before Competition Groups | 0.56123 | 0 | 0 | 1160.3995 | 0.00048365 | 42 | Residential_2024_Economic_MW_Before Competition Groups_42 | VFD on Pumps | 0.04837% | 0 | 0.56123 | Residential_2024_Economic_MW_Before Competition Groups_VFD on Pumps
Residential | Res ¦ ENERGY STAR LED Lamps (General Service Lamps) | 2024 | Economic | MW | Before Competition Groups | 0.43657 | 0 | 0 | 1160.3995 | 0.00037623 | 43 | Residential_2024_Economic_MW_Before Competition Groups_43 | ENERGY STAR LED Lamps (General Service Lamps) | 0.03762% | 0 | 0.43657 | Residential_2024_Economic_MW_Before Competition Groups_ENERGY STAR LED Lamps (General Service Lamps)
Residential | Res ¦ LED Exterior Area Lights - LED Fixture (200W) | 2024 | Economic | MW | Before Competition Groups | 0.38231 | 0 | 0 | 1160.3995 | 0.00032947 | 44 | Residential_2024_Economic_MW_Before Competition Groups_44 | LED Exterior Area Lights - LED Fixture (200W) | 0.03295% | 0 | 0.38231 | Residential_2024_Economic_MW_Before Competition Groups_LED Exterior Area Lights - LED Fixture (200W)
Residential | Res ¦ ECM MOTORS FOR HVAC APPLICATION (FAN-POWERED VAV BOX) | 2024 | Economic | MW | Before Competition Groups | 0.31236 | 0 | 0 | 1160.3995 | 0.00026918 | 45 | Residential_2024_Economic_MW_Before Competition Groups_45 | ECM MOTORS FOR HVAC APPLICATION (FAN-POWERED VAV BOX) | 0.02692% | 0 | 0.31236 | Residential_2024_Economic_MW_Before Competition Groups_ECM MOTORS FOR HVAC APPLICATION (FAN-POWERED VAV BOX)
Residential | Res ¦ Wall Insulation | 2024 | Economic | MW | Before Competition Groups | 0.24014 | 0 | 0 | 1160.3995 | 0.00020695 | 46 | Residential_2024_Economic_MW_Before Competition Groups_46 | Wall Insulation | 0.02069% | 0 | 0.24014 | Residential_2024_Economic_MW_Before Competition Groups_Wall Insulation
Residential | Res ¦ Tankless Water Heater | 2024 | Economic | MW | Before Competition Groups | 0.22735 | 0 | 0 | 1160.3995 | 0.00019593 | 47 | Residential_2024_Economic_MW_Before Competition Groups_47 | Tankless Water Heater | 0.01959% | 0 | 0.22735 | Residential_2024_Economic_MW_Before Competition Groups_Tankless Water Heater
Residential | Res ¦ Beverage Vending Machine Controls | 2024 | Economic | MW | Before Competition Groups | 0.21079 | 0 | 0 | 1160.3995 | 0.00018165 | 48 | Residential_2024_Economic_MW_Before Competition Groups_48 | Beverage Vending Machine Controls | 0.01817% | 0 | 0.21079 | Residential_2024_Economic_MW_Before Competition Groups_Beverage Vending Machine Controls
Residential | Res ¦ Chilled Water Optimization | 2024 | Economic | MW | Before Competition Groups | 0.12923 | 0 | 0 | 1160.3995 | 0.00011137 | 49 | Residential_2024_Economic_MW_Before Competition Groups_49 | Chilled Water Optimization | 0.01114% | 0 | 0.12923 | Residential_2024_Economic_MW_Before Competition Groups_Chilled Water Optimization
Residential | Res ¦ LED High Bay Fixture | 2024 | Economic | MW | Before Competition Groups | 0.029001 | 0 | 0 | 1160.3995 | 2.4992e-05 | 50 | Residential_2024_Economic_MW_Before Competition Groups_50 | LED High Bay Fixture | 0.002499% | 0 | 0.029001 | Residential_2024_Economic_MW_Before Competition Groups_LED High Bay Fixture
Residential | Res ¦ Wall Insulation MF | 2024 | Economic | MW | Before Competition Groups | 0.014554 | 0 | 0 | 1160.3995 | 1.2542e-05 | 51 | Residential_2024_Economic_MW_Before Competition Groups_51 | Wall Insulation MF | 0.001254% | 0 | 0.014554 | Residential_2024_Economic_MW_Before Competition Groups_Wall Insulation MF
Residential | Res ¦ LED Downlight | 2024 | Economic | MW | Before Competition Groups | 0 | 0 | 0 | 1160.3995 | 0 | 52 | Residential_2024_Economic_MW_Before Competition Groups_52 | LED Downlight | 0% | 0 | 0 | Residential_2024_Economic_MW_Before Competition Groups_LED Downlight
Residential | Res ¦ Smart Burners | 2024 | Economic | MW | Before Competition Groups | 0 | 0 | 0 | 1160.3995 | 0 | 53 | Residential_2024_Economic_MW_Before Competition Groups_53 | Smart Burners | 0% | 0 | 0 | Residential_2024_Economic_MW_Before Competition Groups_Smart Burners
Residential | Res ¦ Smart Power Bar | 2024 | Economic | MW | Before Competition Groups | 0 | 0 | 0 | 1160.3995 | 0 | 54 | Residential_2024_Economic_MW_Before Competition Groups_54 | Smart Power Bar | 0% | 0 | 0 | Residential_2024_Economic_MW_Before Competition Groups_Smart Power Bar
Residential | Res ¦ Ductless Mini-Split Heat Pump | 2024 | SC A | MW | Before Competition Groups | 26.2799 | 0 | 0 | 155.232 | 0.16929 | 1 | Residential_2024_SC A_MW_Before Competition Groups_1 | Ductless Mini-Split Heat Pump | 16.93% | 0 | 26.2799 | Residential_2024_SC A_MW_Before Competition Groups_Ductless Mini-Split Heat Pump
Residential | Res ¦ Energy Star LED Specialty Bulbs | 2024 | SC A | MW | Before Competition Groups | 22.2547 | 0 | 0 | 155.232 | 0.14336 | 2 | Residential_2024_SC A_MW_Before Competition Groups_2 | Energy Star LED Specialty Bulbs | 14.34% | 0 | 22.2547 | Residential_2024_SC A_MW_Before Competition Groups_Energy Star LED Specialty Bulbs
Residential | Res ¦ Energy Star Clothes Washer | 2024 | SC A | MW | Before Competition Groups | 17.5012 | 0 | 0 | 155.232 | 0.11274 | 3 | Residential_2024_SC A_MW_Before Competition Groups_3 | Energy Star Clothes Washer | 11.27% | 0 | 17.5012 | Residential_2024_SC A_MW_Before Competition Groups_Energy Star Clothes Washer
Residential | Res ¦ Building Recommissioning, Operations and Maintenance (O&M) Improvements | 2024 | SC A | MW | Before Competition Groups | 16.516 | 0 | 0 | 155.232 | 0.1064 | 4 | Residential_2024_SC A_MW_Before Competition Groups_4 | Building Recommissioning, Operations and Maintenance (O&M) Improvements | 10.64% | 0 | 16.516 | Residential_2024_SC A_MW_Before Competition Groups_Building Recommissioning, Operations and Maintenance (O&M) Improvements
Residential | Res ¦ Adaptive Thermostat | 2024 | SC A | MW | Before Competition Groups | 10.9651 | 0 | 0 | 155.232 | 0.070637 | 5 | Residential_2024_SC A_MW_Before Competition Groups_5 | Adaptive Thermostat | 7.064% | 0 | 10.9651 | Residential_2024_SC A_MW_Before Competition Groups_Adaptive Thermostat
Residential | Res ¦ Variable Speed Pool Pump Motor | 2024 | SC A | MW | Before Competition Groups | 8.291 | 0 | 0 | 155.232 | 0.05341 | 6 | Residential_2024_SC A_MW_Before Competition Groups_6 | Variable Speed Pool Pump Motor | 5.341% | 0 | 8.291 | Residential_2024_SC A_MW_Before Competition Groups_Variable Speed Pool Pump Motor
Residential | Res ¦ Energy Star A Line, PAR, MR Lamps | 2024 | SC A | MW | Before Competition Groups | 7.911 | 0 | 0 | 155.232 | 0.050962 | 7 | Residential_2024_SC A_MW_Before Competition Groups_7 | Energy Star A Line, PAR, MR Lamps | 5.096% | 0 | 7.911 | Residential_2024_SC A_MW_Before Competition Groups_Energy Star A Line, PAR, MR Lamps
Residential | Res ¦ Basement Wall Insulation | 2024 | SC A | MW | Before Competition Groups | 6.638 | 0 | 0 | 155.232 | 0.042762 | 8 | Residential_2024_SC A_MW_Before Competition Groups_8 | Basement Wall Insulation | 4.276% | 0 | 6.638 | Residential_2024_SC A_MW_Before Competition Groups_Basement Wall Insulation
Residential | Res ¦ Energy Star Air Source Heat Pump | 2024 | SC A | MW | Before Competition Groups | 4.6562 | 0 | 0 | 155.232 | 0.029995 | 9 | Residential_2024_SC A_MW_Before Competition Groups_9 | Energy Star Air Source Heat Pump | 3% | 0 | 4.6562 | Residential_2024_SC A_MW_Before Competition Groups_Energy Star Air Source Heat Pump
Residential | Res ¦ Energy Star Room Air Conditioner | 2024 | SC A | MW | Before Competition Groups | 4.1724 | 0 | 0 | 155.232 | 0.026878 | 10 | Residential_2024_SC A_MW_Before Competition Groups_10 | Energy Star Room Air Conditioner | 2.688% | 0 | 4.1724 | Residential_2024_SC A_MW_Before Competition Groups_Energy Star Room Air Conditioner
Residential | Res ¦ High Efficiency Chiller (avg of water and air cooled) | 2024 | SC A | MW | Before Competition Groups | 4.1548 | 0 | 0 | 155.232 | 0.026765 | 11 | Residential_2024_SC A_MW_Before Competition Groups_11 | High Efficiency Chiller (avg of water and air cooled) | 2.676% | 0 | 4.1548 | Residential_2024_SC A_MW_Before Competition Groups_High Efficiency Chiller (avg of water and air cooled)
Residential | Res ¦ Attic Insulation | 2024 | SC A | MW | Before Competition Groups | 2.3144 | 0 | 0 | 155.232 | 0.014909 | 12 | Residential_2024_SC A_MW_Before Competition Groups_12 | Attic Insulation | 1.491% | 0 | 2.3144 | Residential_2024_SC A_MW_Before Competition Groups_Attic Insulation
Residential | Res ¦ Occupancy Sensors MF | 2024 | SC A | MW | Before Competition Groups | 2.3135 | 0 | 0 | 155.232 | 0.014903 | 13 | Residential_2024_SC A_MW_Before Competition Groups_13 | Occupancy Sensors MF | 1.49% | 0 | 2.3135 | Residential_2024_SC A_MW_Before Competition Groups_Occupancy Sensors MF
Residential | Res ¦ Energy Star Clothes Dryer | 2024 | SC A | MW | Before Competition Groups | 2.14 | 0 | 0 | 155.232 | 0.013786 | 14 | Residential_2024_SC A_MW_Before Competition Groups_14 | Energy Star Clothes Dryer | 1.379% | 0 | 2.14 | Residential_2024_SC A_MW_Before Competition Groups_Energy Star Clothes Dryer
Residential | Res ¦ Energy Star Torchiere | 2024 | SC A | MW | Before Competition Groups | 2.136 | 0 | 0 | 155.232 | 0.01376 | 15 | Residential_2024_SC A_MW_Before Competition Groups_15 | Energy Star Torchiere | 1.376% | 0 | 2.136 | Residential_2024_SC A_MW_Before Competition Groups_Energy Star Torchiere
Residential | Res ¦ LED Tube Re-Lamp | 2024 | SC A | MW | Before Competition Groups | 2.1294 | 0 | 0 | 155.232 | 0.013718 | 16 | Residential_2024_SC A_MW_Before Competition Groups_16 | LED Tube Re-Lamp | 1.372% | 0 | 2.1294 | Residential_2024_SC A_MW_Before Competition Groups_LED Tube Re-Lamp
Residential | Res ¦ Advanced BAS/Controllers | 2024 | SC A | MW | Before Competition Groups | 1.6015 | 0 | 0 | 155.232 | 0.010317 | 17 | Residential_2024_SC A_MW_Before Competition Groups_17 | Advanced BAS/Controllers | 1.032% | 0 | 1.6015 | Residential_2024_SC A_MW_Before Competition Groups_Advanced BAS/Controllers
Residential | Res ¦ ENERGY STAR LED LAMPS (REFLECTOR LAMPs/MR16/PAR 16) | 2024 | SC A | MW | Before Competition Groups | 1.4421 | 0 | 0 | 155.232 | 0.0092898 | 18 | Residential_2024_SC A_MW_Before Competition Groups_18 | ENERGY STAR LED LAMPS (REFLECTOR LAMPs/MR16/PAR 16) | 0.929% | 0 | 1.4421 | Residential_2024_SC A_MW_Before Competition Groups_ENERGY STAR LED LAMPS (REFLECTOR LAMPs/MR16/PAR 16)
Residential | Res ¦ Energy Star LED Bulbs General Purpose LEDs | 2024 | SC A | MW | Before Competition Groups | 1.39 | 0 | 0 | 155.232 | 0.0089545 | 19 | Residential_2024_SC A_MW_Before Competition Groups_19 | Energy Star LED Bulbs General Purpose LEDs | 0.8955% | 0 | 1.39 | Residential_2024_SC A_MW_Before Competition Groups_Energy Star LED Bulbs General Purpose LEDs
Residential | Res ¦ Refrigerator Recycling | 2024 | SC A | MW | Before Competition Groups | 1.3666 | 0 | 0 | 155.232 | 0.0088034 | 20 | Residential_2024_SC A_MW_Before Competition Groups_20 | Refrigerator Recycling | 0.8803% | 0 | 1.3666 | Residential_2024_SC A_MW_Before Competition Groups_Refrigerator Recycling
Residential | Res ¦ Minimize Hot and Warm Clothes Wash | 2024 | SC A | MW | Before Competition Groups | 1.22 | 0 | 0 | 155.232 | 0.0078591 | 21 | Residential_2024_SC A_MW_Before Competition Groups_21 | Minimize Hot and Warm Clothes Wash | 0.7859% | 0 | 1.22 | Residential_2024_SC A_MW_Before Competition Groups_Minimize Hot and Warm Clothes Wash
Residential | Res ¦ Energy Star Light Fixture | 2024 | SC A | MW | Before Competition Groups | 0.96798 | 0 | 0 | 155.232 | 0.0062357 | 22 | Residential_2024_SC A_MW_Before Competition Groups_22 | Energy Star Light Fixture | 0.6236% | 0 | 0.96798 | Residential_2024_SC A_MW_Before Competition Groups_Energy Star Light Fixture
Residential | Res ¦ Outside Air Economizer | 2024 | SC A | MW | Before Competition Groups | 0.95315 | 0 | 0 | 155.232 | 0.0061402 | 23 | Residential_2024_SC A_MW_Before Competition Groups_23 | Outside Air Economizer | 0.614% | 0 | 0.95315 | Residential_2024_SC A_MW_Before Competition Groups_Outside Air Economizer
Residential | Res ¦ Air Sealing | 2024 | SC A | MW | Before Competition Groups | 0.82198 | 0 | 0 | 155.232 | 0.0052952 | 24 | Residential_2024_SC A_MW_Before Competition Groups_24 | Air Sealing | 0.5295% | 0 | 0.82198 | Residential_2024_SC A_MW_Before Competition Groups_Air Sealing
Residential | Res ¦ Home Energy Reports | 2024 | SC A | MW | Before Competition Groups | 0.71161 | 0 | 0 | 155.232 | 0.0045842 | 25 | Residential_2024_SC A_MW_Before Competition Groups_25 | Home Energy Reports | 0.4584% | 0 | 0.71161 | Residential_2024_SC A_MW_Before Competition Groups_Home Energy Reports
Residential | Res ¦ LED Parking Lot Fixture | 2024 | SC A | MW | Before Competition Groups | 0.52977 | 0 | 0 | 155.232 | 0.0034127 | 26 | Residential_2024_SC A_MW_Before Competition Groups_26 | LED Parking Lot Fixture | 0.3413% | 0 | 0.52977 | Residential_2024_SC A_MW_Before Competition Groups_LED Parking Lot Fixture
Residential | Res ¦ Energy Star Freezer | 2024 | SC A | MW | Before Competition Groups | 0.46964 | 0 | 0 | 155.232 | 0.0030254 | 27 | Residential_2024_SC A_MW_Before Competition Groups_27 | Energy Star Freezer | 0.3025% | 0 | 0.46964 | Residential_2024_SC A_MW_Before Competition Groups_Energy Star Freezer
Residential | Res ¦ Furnace Whistle | 2024 | SC A | MW | Before Competition Groups | 0.40825 | 0 | 0 | 155.232 | 0.0026299 | 28 | Residential_2024_SC A_MW_Before Competition Groups_28 | Furnace Whistle | 0.263% | 0 | 0.40825 | Residential_2024_SC A_MW_Before Competition Groups_Furnace Whistle
Residential | Res ¦ ENERGY STAR LED Lamps (General Service Lamps) | 2024 | SC A | MW | Before Competition Groups | 0.34434 | 0 | 0 | 155.232 | 0.0022182 | 29 | Residential_2024_SC A_MW_Before Competition Groups_29 | ENERGY STAR LED Lamps (General Service Lamps) | 0.2218% | 0 | 0.34434 | Residential_2024_SC A_MW_Before Competition Groups_ENERGY STAR LED Lamps (General Service Lamps)
Residential | Res ¦ Variable Frequency Drive (VFD) | 2024 | SC A | MW | Before Competition Groups | 0.33647 | 0 | 0 | 155.232 | 0.0021676 | 30 | Residential_2024_SC A_MW_Before Competition Groups_30 | Variable Frequency Drive (VFD) | 0.2168% | 0 | 0.33647 | Residential_2024_SC A_MW_Before Competition Groups_Variable Frequency Drive (VFD)
Residential | Res ¦ Comprehensive Draft Proofing | 2024 | SC A | MW | Before Competition Groups | 0.33327 | 0 | 0 | 155.232 | 0.0021469 | 31 | Residential_2024_SC A_MW_Before Competition Groups_31 | Comprehensive Draft Proofing | 0.2147% | 0 | 0.33327 | Residential_2024_SC A_MW_Before Competition Groups_Comprehensive Draft Proofing
Residential | Res ¦ CO Sensors for parking garage exhaust fans | 2024 | SC A | MW | Before Competition Groups | 0.2555 | 0 | 0 | 155.232 | 0.0016459 | 32 | Residential_2024_SC A_MW_Before Competition Groups_32 | CO Sensors for parking garage exhaust fans | 0.1646% | 0 | 0.2555 | Residential_2024_SC A_MW_Before Competition Groups_CO Sensors for parking garage exhaust fans
Residential | Res ¦ LED Exterior Area Lights - LED Fixture (200W) | 2024 | SC A | MW | Before Competition Groups | 0.25383 | 0 | 0 | 155.232 | 0.0016352 | 33 | Residential_2024_SC A_MW_Before Competition Groups_33 | LED Exterior Area Lights - LED Fixture (200W) | 0.1635% | 0 | 0.25383 | Residential_2024_SC A_MW_Before Competition Groups_LED Exterior Area Lights - LED Fixture (200W)
Residential | Res ¦ Demand Control Ventilation | 2024 | SC A | MW | Before Competition Groups | 0.23887 | 0 | 0 | 155.232 | 0.0015388 | 34 | Residential_2024_SC A_MW_Before Competition Groups_34 | Demand Control Ventilation | 0.1539% | 0 | 0.23887 | Residential_2024_SC A_MW_Before Competition Groups_Demand Control Ventilation
Residential | Res ¦ Water Heater Temperature Setback | 2024 | SC A | MW | Before Competition Groups | 0.21125 | 0 | 0 | 155.232 | 0.0013609 | 35 | Residential_2024_SC A_MW_Before Competition Groups_35 | Water Heater Temperature Setback | 0.1361% | 0 | 0.21125 | Residential_2024_SC A_MW_Before Competition Groups_Water Heater Temperature Setback
Residential | Res ¦ Energy Star Dehumidifier | 2024 | SC A | MW | Before Competition Groups | 0.18007 | 0 | 0 | 155.232 | 0.00116 | 36 | Residential_2024_SC A_MW_Before Competition Groups_36 | Energy Star Dehumidifier | 0.116% | 0 | 0.18007 | Residential_2024_SC A_MW_Before Competition Groups_Energy Star Dehumidifier
Residential | Res ¦ Floor Insulation | 2024 | SC A | MW | Before Competition Groups | 0.16632 | 0 | 0 | 155.232 | 0.0010714 | 37 | Residential_2024_SC A_MW_Before Competition Groups_37 | Floor Insulation | 0.1071% | 0 | 0.16632 | Residential_2024_SC A_MW_Before Competition Groups_Floor Insulation
Residential | Res ¦ Clothes Drying Racks | 2024 | SC A | MW | Before Competition Groups | 0.15535 | 0 | 0 | 155.232 | 0.0010007 | 38 | Residential_2024_SC A_MW_Before Competition Groups_38 | Clothes Drying Racks | 0.1001% | 0 | 0.15535 | Residential_2024_SC A_MW_Before Competition Groups_Clothes Drying Racks
Residential | Res ¦ Duct Insulation | 2024 | SC A | MW | Before Competition Groups | 0.1024 | 0 | 0 | 155.232 | 0.00065966 | 39 | Residential_2024_SC A_MW_Before Competition Groups_39 | Duct Insulation | 0.06597% | 0 | 0.1024 | Residential_2024_SC A_MW_Before Competition Groups_Duct Insulation
Residential | Res ¦ VFD on Pumps | 2024 | SC A | MW | Before Competition Groups | 0.095983 | 0 | 0 | 155.232 | 0.00061832 | 40 | Residential_2024_SC A_MW_Before Competition Groups_40 | VFD on Pumps | 0.06183% | 0 | 0.095983 | Residential_2024_SC A_MW_Before Competition Groups_VFD on Pumps
Residential | Res ¦ Condensing Make Up Air Unit | 2024 | SC A | MW | Before Competition Groups | 0.074601 | 0 | 0 | 155.232 | 0.00048058 | 41 | Residential_2024_SC A_MW_Before Competition Groups_41 | Condensing Make Up Air Unit | 0.04806% | 0 | 0.074601 | Residential_2024_SC A_MW_Before Competition Groups_Condensing Make Up Air Unit
Residential | Res ¦ Duct Insulation MF | 2024 | SC A | MW | Before Competition Groups | 0.058121 | 0 | 0 | 155.232 | 0.00037442 | 42 | Residential_2024_SC A_MW_Before Competition Groups_42 | Duct Insulation MF | 0.03744% | 0 | 0.058121 | Residential_2024_SC A_MW_Before Competition Groups_Duct Insulation MF
Residential | Res ¦ ECM MOTORS FOR HVAC APPLICATION (FAN-POWERED VAV BOX) | 2024 | SC A | MW | Before Competition Groups | 0.053715 | 0 | 0 | 155.232 | 0.00034603 | 43 | Residential_2024_SC A_MW_Before Competition Groups_43 | ECM MOTORS FOR HVAC APPLICATION (FAN-POWERED VAV BOX) | 0.0346% | 0 | 0.053715 | Residential_2024_SC A_MW_Before Competition Groups_ECM MOTORS FOR HVAC APPLICATION (FAN-POWERED VAV BOX)
Residential | Res ¦ Heat Recovery Ventilator | 2024 | SC A | MW | Before Competition Groups | 0.035879 | 0 | 0 | 155.232 | 0.00023113 | 44 | Residential_2024_SC A_MW_Before Competition Groups_44 | Heat Recovery Ventilator | 0.02311% | 0 | 0.035879 | Residential_2024_SC A_MW_Before Competition Groups_Heat Recovery Ventilator
Residential | Res ¦ Chilled Water Optimization | 2024 | SC A | MW | Before Competition Groups | 0.034628 | 0 | 0 | 155.232 | 0.00022307 | 45 | Residential_2024_SC A_MW_Before Competition Groups_45 | Chilled Water Optimization | 0.02231% | 0 | 0.034628 | Residential_2024_SC A_MW_Before Competition Groups_Chilled Water Optimization
Residential | Res ¦ Beverage Vending Machine Controls | 2024 | SC A | MW | Before Competition Groups | 0.026657 | 0 | 0 | 155.232 | 0.00017172 | 46 | Residential_2024_SC A_MW_Before Competition Groups_46 | Beverage Vending Machine Controls | 0.01717% | 0 | 0.026657 | Residential_2024_SC A_MW_Before Competition Groups_Beverage Vending Machine Controls
Residential | Res ¦ Tankless Water Heater | 2024 | SC A | MW | Before Competition Groups | 0.011087 | 0 | 0 | 155.232 | 7.1423e-05 | 47 | Residential_2024_SC A_MW_Before Competition Groups_47 | Tankless Water Heater | 0.007142% | 0 | 0.011087 | Residential_2024_SC A_MW_Before Competition Groups_Tankless Water Heater
Residential | Res ¦ LED High Bay Fixture | 2024 | SC A | MW | Before Competition Groups | 0.0052564 | 0 | 0 | 155.232 | 3.3862e-05 | 48 | Residential_2024_SC A_MW_Before Competition Groups_48 | LED High Bay Fixture | 0.003386% | 0 | 0.0052564 | Residential_2024_SC A_MW_Before Competition Groups_LED High Bay Fixture
Residential | Res ¦ Wall Insulation MF | 2024 | SC A | MW | Before Competition Groups | 0.0011644 | 0 | 0 | 155.232 | 7.5008e-06 | 49 | Residential_2024_SC A_MW_Before Competition Groups_49 | Wall Insulation MF | 0.0007501% | 0 | 0.0011644 | Residential_2024_SC A_MW_Before Competition Groups_Wall Insulation MF
Residential | Res ¦ Wall Insulation | 2024 | SC A | MW | Before Competition Groups | 0.00099983 | 0 | 0 | 155.232 | 6.4409e-06 | 50 | Residential_2024_SC A_MW_Before Competition Groups_50 | Wall Insulation | 0.0006441% | 0 | 0.00099983 | Residential_2024_SC A_MW_Before Competition Groups_Wall Insulation
Residential | Res ¦ Freezer Recycling | 2024 | SC A | MW | Before Competition Groups | 0.00013113 | 0 | 0 | 155.232 | 8.4476e-07 | 51 | Residential_2024_SC A_MW_Before Competition Groups_51 | Freezer Recycling | 8.448e-05% | 0 | 0.00013113 | Residential_2024_SC A_MW_Before Competition Groups_Freezer Recycling
Residential | Res ¦ LED Downlight | 2024 | SC A | MW | Before Competition Groups | 0 | 0 | 0 | 155.232 | 0 | 52 | Residential_2024_SC A_MW_Before Competition Groups_52 | LED Downlight | 0% | 0 | 0 | Residential_2024_SC A_MW_Before Competition Groups_LED Downlight
Residential | Res ¦ Smart Burners | 2024 | SC A | MW | Before Competition Groups | 0 | 0 | 0 | 155.232 | 0 | 53 | Residential_2024_SC A_MW_Before Competition Groups_53 | Smart Burners | 0% | 0 | 0 | Residential_2024_SC A_MW_Before Competition Groups_Smart Burners
Residential | Res ¦ Smart Power Bar | 2024 | SC A | MW | Before Competition Groups | 0 | 0 | 0 | 155.232 | 0 | 54 | Residential_2024_SC A_MW_Before Competition Groups_54 | Smart Power Bar | 0% | 0 | 0 | Residential_2024_SC A_MW_Before Competition Groups_Smart Power Bar
Residential | Res ¦ Building Recommissioning, Operations and Maintenance (O&M) Improvements | 2024 | SC B | MW | Before Competition Groups | 42.7665 | 0 | 0 | 284.7787 | 0.15017 | 1 | Residential_2024_SC B_MW_Before Competition Groups_1 | Building Recommissioning, Operations and Maintenance (O&M) Improvements | 15.02% | 0 | 42.7665 | Residential_2024_SC B_MW_Before Competition Groups_Building Recommissioning, Operations and Maintenance (O&M) Improvements
Residential | Res ¦ Ductless Mini-Split Heat Pump | 2024 | SC B | MW | Before Competition Groups | 33.2804 | 0 | 0 | 284.7787 | 0.11686 | 2 | Residential_2024_SC B_MW_Before Competition Groups_2 | Ductless Mini-Split Heat Pump | 11.69% | 0 | 33.2804 | Residential_2024_SC B_MW_Before Competition Groups_Ductless Mini-Split Heat Pump
Residential | Res ¦ Variable Speed Pool Pump Motor | 2024 | SC B | MW | Before Competition Groups | 30.5448 | 0 | 0 | 284.7787 | 0.10726 | 3 | Residential_2024_SC B_MW_Before Competition Groups_3 | Variable Speed Pool Pump Motor | 10.73% | 0 | 30.5448 | Residential_2024_SC B_MW_Before Competition Groups_Variable Speed Pool Pump Motor
Residential | Res ¦ Energy Star Clothes Washer | 2024 | SC B | MW | Before Competition Groups | 29.3025 | 0 | 0 | 284.7787 | 0.1029 | 4 | Residential_2024_SC B_MW_Before Competition Groups_4 | Energy Star Clothes Washer | 10.29% | 0 | 29.3025 | Residential_2024_SC B_MW_Before Competition Groups_Energy Star Clothes Washer
Residential | Res ¦ Adaptive Thermostat | 2024 | SC B | MW | Before Competition Groups | 25.0187 | 0 | 0 | 284.7787 | 0.087853 | 5 | Residential_2024_SC B_MW_Before Competition Groups_5 | Adaptive Thermostat | 8.785% | 0 | 25.0187 | Residential_2024_SC B_MW_Before Competition Groups_Adaptive Thermostat
Residential | Res ¦ Energy Star LED Bulbs General Purpose LEDs | 2024 | SC B | MW | Before Competition Groups | 11.7472 | 0 | 0 | 284.7787 | 0.04125 | 6 | Residential_2024_SC B_MW_Before Competition Groups_6 | Energy Star LED Bulbs General Purpose LEDs | 4.125% | 0 | 11.7472 | Residential_2024_SC B_MW_Before Competition Groups_Energy Star LED Bulbs General Purpose LEDs
Residential | Res ¦ Energy Star A Line, PAR, MR Lamps | 2024 | SC B | MW | Before Competition Groups | 11.1499 | 0 | 0 | 284.7787 | 0.039153 | 7 | Residential_2024_SC B_MW_Before Competition Groups_7 | Energy Star A Line, PAR, MR Lamps | 3.915% | 0 | 11.1499 | Residential_2024_SC B_MW_Before Competition Groups_Energy Star A Line, PAR, MR Lamps
Residential | Res ¦ Energy Star LED Specialty Bulbs | 2024 | SC B | MW | Before Competition Groups | 10.7265 | 0 | 0 | 284.7787 | 0.037666 | 8 | Residential_2024_SC B_MW_Before Competition Groups_8 | Energy Star LED Specialty Bulbs | 3.767% | 0 | 10.7265 | Residential_2024_SC B_MW_Before Competition Groups_Energy Star LED Specialty Bulbs
Residential | Res ¦ Energy Star Room Air Conditioner | 2024 | SC B | MW | Before Competition Groups | 8.4151 | 0 | 0 | 284.7787 | 0.02955 | 9 | Residential_2024_SC B_MW_Before Competition Groups_9 | Energy Star Room Air Conditioner | 2.955% | 0 | 8.4151 | Residential_2024_SC B_MW_Before Competition Groups_Energy Star Room Air Conditioner
Residential | Res ¦ Energy Star Air Source Heat Pump | 2024 | SC B | MW | Before Competition Groups | 7.0243 | 0 | 0 | 284.7787 | 0.024666 | 10 | Residential_2024_SC B_MW_Before Competition Groups_10 | Energy Star Air Source Heat Pump | 2.467% | 0 | 7.0243 | Residential_2024_SC B_MW_Before Competition Groups_Energy Star Air Source Heat Pump
Residential | Res ¦ Basement Wall Insulation | 2024 | SC B | MW | Before Competition Groups | 6.6926 | 0 | 0 | 284.7787 | 0.023501 | 11 | Residential_2024_SC B_MW_Before Competition Groups_11 | Basement Wall Insulation | 2.35% | 0 | 6.6926 | Residential_2024_SC B_MW_Before Competition Groups_Basement Wall Insulation
Residential | Res ¦ Advanced BAS/Controllers | 2024 | SC B | MW | Before Competition Groups | 6.2585 | 0 | 0 | 284.7787 | 0.021977 | 12 | Residential_2024_SC B_MW_Before Competition Groups_12 | Advanced BAS/Controllers | 2.198% | 0 | 6.2585 | Residential_2024_SC B_MW_Before Competition Groups_Advanced BAS/Controllers
Residential | Res ¦ Occupancy Sensors MF | 2024 | SC B | MW | Before Competition Groups | 6.0048 | 0 | 0 | 284.7787 | 0.021086 | 13 | Residential_2024_SC B_MW_Before Competition Groups_13 | Occupancy Sensors MF | 2.109% | 0 | 6.0048 | Residential_2024_SC B_MW_Before Competition Groups_Occupancy Sensors MF
Residential | Res ¦ Clothes Drying Racks | 2024 | SC B | MW | Before Competition Groups | 5.789 | 0 | 0 | 284.7787 | 0.020328 | 14 | Residential_2024_SC B_MW_Before Competition Groups_14 | Clothes Drying Racks | 2.033% | 0 | 5.789 | Residential_2024_SC B_MW_Before Competition Groups_Clothes Drying Racks
Residential | Res ¦ Attic Insulation | 2024 | SC B | MW | Before Competition Groups | 5.162 | 0 | 0 | 284.7787 | 0.018126 | 15 | Residential_2024_SC B_MW_Before Competition Groups_15 | Attic Insulation | 1.813% | 0 | 5.162 | Residential_2024_SC B_MW_Before Competition Groups_Attic Insulation
Residential | Res ¦ Refrigerator Recycling | 2024 | SC B | MW | Before Competition Groups | 4.9081 | 0 | 0 | 284.7787 | 0.017235 | 16 | Residential_2024_SC B_MW_Before Competition Groups_16 | Refrigerator Recycling | 1.723% | 0 | 4.9081 | Residential_2024_SC B_MW_Before Competition Groups_Refrigerator Recycling
Residential | Res ¦ Freezer Recycling | 2024 | SC B | MW | Before Competition Groups | 4.5587 | 0 | 0 | 284.7787 | 0.016008 | 17 | Residential_2024_SC B_MW_Before Competition Groups_17 | Freezer Recycling | 1.601% | 0 | 4.5587 | Residential_2024_SC B_MW_Before Competition Groups_Freezer Recycling
Residential | Res ¦ High Efficiency Chiller (avg of water and air cooled) | 2024 | SC B | MW | Before Competition Groups | 4.2813 | 0 | 0 | 284.7787 | 0.015034 | 18 | Residential_2024_SC B_MW_Before Competition Groups_18 | High Efficiency Chiller (avg of water and air cooled) | 1.503% | 0 | 4.2813 | Residential_2024_SC B_MW_Before Competition Groups_High Efficiency Chiller (avg of water and air cooled)
Residential | Res ¦ Energy Star Clothes Dryer | 2024 | SC B | MW | Before Competition Groups | 4.1777 | 0 | 0 | 284.7787 | 0.01467 | 19 | Residential_2024_SC B_MW_Before Competition Groups_19 | Energy Star Clothes Dryer | 1.467% | 0 | 4.1777 | Residential_2024_SC B_MW_Before Competition Groups_Energy Star Clothes Dryer
Residential | Res ¦ Energy Star Torchiere | 2024 | SC B | MW | Before Competition Groups | 3.1698 | 0 | 0 | 284.7787 | 0.011131 | 20 | Residential_2024_SC B_MW_Before Competition Groups_20 | Energy Star Torchiere | 1.113% | 0 | 3.1698 | Residential_2024_SC B_MW_Before Competition Groups_Energy Star Torchiere
Residential | Res ¦ LED Tube Re-Lamp | 2024 | SC B | MW | Before Competition Groups | 2.1294 | 0 | 0 | 284.7787 | 0.0074774 | 21 | Residential_2024_SC B_MW_Before Competition Groups_21 | LED Tube Re-Lamp | 0.7477% | 0 | 2.1294 | Residential_2024_SC B_MW_Before Competition Groups_LED Tube Re-Lamp
Residential | Res ¦ Energy Star Dehumidifier | 2024 | SC B | MW | Before Competition Groups | 1.9164 | 0 | 0 | 284.7787 | 0.0067294 | 22 | Residential_2024_SC B_MW_Before Competition Groups_22 | Energy Star Dehumidifier | 0.6729% | 0 | 1.9164 | Residential_2024_SC B_MW_Before Competition Groups_Energy Star Dehumidifier
Residential | Res ¦ Outside Air Economizer | 2024 | SC B | MW | Before Competition Groups | 1.673 | 0 | 0 | 284.7787 | 0.0058747 | 23 | Residential_2024_SC B_MW_Before Competition Groups_23 | Outside Air Economizer | 0.5875% | 0 | 1.673 | Residential_2024_SC B_MW_Before Competition Groups_Outside Air Economizer
Residential | Res ¦ ENERGY STAR LED LAMPS (REFLECTOR LAMPs/MR16/PAR 16) | 2024 | SC B | MW | Before Competition Groups | 1.4421 | 0 | 0 | 284.7787 | 0.0050638 | 24 | Residential_2024_SC B_MW_Before Competition Groups_24 | ENERGY STAR LED LAMPS (REFLECTOR LAMPs/MR16/PAR 16) | 0.5064% | 0 | 1.4421 | Residential_2024_SC B_MW_Before Competition Groups_ENERGY STAR LED LAMPS (REFLECTOR LAMPs/MR16/PAR 16)
Residential | Res ¦ Air Sealing | 2024 | SC B | MW | Before Competition Groups | 1.4235 | 0 | 0 | 284.7787 | 0.0049986 | 25 | Residential_2024_SC B_MW_Before Competition Groups_25 | Air Sealing | 0.4999% | 0 | 1.4235 | Residential_2024_SC B_MW_Before Competition Groups_Air Sealing
Residential | Res ¦ Energy Star Light Fixture | 2024 | SC B | MW | Before Competition Groups | 1.3605 | 0 | 0 | 284.7787 | 0.0047775 | 26 | Residential_2024_SC B_MW_Before Competition Groups_26 | Energy Star Light Fixture | 0.4777% | 0 | 1.3605 | Residential_2024_SC B_MW_Before Competition Groups_Energy Star Light Fixture
Residential | Res ¦ Floor Insulation | 2024 | SC B | MW | Before Competition Groups | 1.3524 | 0 | 0 | 284.7787 | 0.0047488 | 27 | Residential_2024_SC B_MW_Before Competition Groups_27 | Floor Insulation | 0.4749% | 0 | 1.3524 | Residential_2024_SC B_MW_Before Competition Groups_Floor Insulation
Residential | Res ¦ Minimize Hot and Warm Clothes Wash | 2024 | SC B | MW | Before Competition Groups | 1.22 | 0 | 0 | 284.7787 | 0.004284 | 28 | Residential_2024_SC B_MW_Before Competition Groups_28 | Minimize Hot and Warm Clothes Wash | 0.4284% | 0 | 1.22 | Residential_2024_SC B_MW_Before Competition Groups_Minimize Hot and Warm Clothes Wash
Residential | Res ¦ Energy Star Freezer | 2024 | SC B | MW | Before Competition Groups | 1.1752 | 0 | 0 | 284.7787 | 0.0041268 | 29 | Residential_2024_SC B_MW_Before Competition Groups_29 | Energy Star Freezer | 0.4127% | 0 | 1.1752 | Residential_2024_SC B_MW_Before Competition Groups_Energy Star Freezer
Residential | Res ¦ Duct Insulation | 2024 | SC B | MW | Before Competition Groups | 1.1709 | 0 | 0 | 284.7787 | 0.0041115 | 30 | Residential_2024_SC B_MW_Before Competition Groups_30 | Duct Insulation | 0.4111% | 0 | 1.1709 | Residential_2024_SC B_MW_Before Competition Groups_Duct Insulation
Residential | Res ¦ Demand Control Ventilation | 2024 | SC B | MW | Before Competition Groups | 1.0998 | 0 | 0 | 284.7787 | 0.0038621 | 31 | Residential_2024_SC B_MW_Before Competition Groups_31 | Demand Control Ventilation | 0.3862% | 0 | 1.0998 | Residential_2024_SC B_MW_Before Competition Groups_Demand Control Ventilation
Residential | Res ¦ Furnace Whistle | 2024 | SC B | MW | Before Competition Groups | 1.0571 | 0 | 0 | 284.7787 | 0.0037121 | 32 | Residential_2024_SC B_MW_Before Competition Groups_32 | Furnace Whistle | 0.3712% | 0 | 1.0571 | Residential_2024_SC B_MW_Before Competition Groups_Furnace Whistle
Residential | Res ¦ Comprehensive Draft Proofing | 2024 | SC B | MW | Before Competition Groups | 0.89828 | 0 | 0 | 284.7787 | 0.0031543 | 33 | Residential_2024_SC B_MW_Before Competition Groups_33 | Comprehensive Draft Proofing | 0.3154% | 0 | 0.89828 | Residential_2024_SC B_MW_Before Competition Groups_Comprehensive Draft Proofing
Residential | Res ¦ Variable Frequency Drive (VFD) | 2024 | SC B | MW | Before Competition Groups | 0.87122 | 0 | 0 | 284.7787 | 0.0030593 | 34 | Residential_2024_SC B_MW_Before Competition Groups_34 | Variable Frequency Drive (VFD) | 0.3059% | 0 | 0.87122 | Residential_2024_SC B_MW_Before Competition Groups_Variable Frequency Drive (VFD)
Residential | Res ¦ CO Sensors for parking garage exhaust fans | 2024 | SC B | MW | Before Competition Groups | 0.8192 | 0 | 0 | 284.7787 | 0.0028766 | 35 | Residential_2024_SC B_MW_Before Competition Groups_35 | CO Sensors for parking garage exhaust fans | 0.2877% | 0 | 0.8192 | Residential_2024_SC B_MW_Before Competition Groups_CO Sensors for parking garage exhaust fans
Residential | Res ¦ Home Energy Reports | 2024 | SC B | MW | Before Competition Groups | 0.71161 | 0 | 0 | 284.7787 | 0.0024988 | 36 | Residential_2024_SC B_MW_Before Competition Groups_36 | Home Energy Reports | 0.2499% | 0 | 0.71161 | Residential_2024_SC B_MW_Before Competition Groups_Home Energy Reports
Residential | Res ¦ LED Parking Lot Fixture | 2024 | SC B | MW | Before Competition Groups | 0.59643 | 0 | 0 | 284.7787 | 0.0020944 | 37 | Residential_2024_SC B_MW_Before Competition Groups_37 | LED Parking Lot Fixture | 0.2094% | 0 | 0.59643 | Residential_2024_SC B_MW_Before Competition Groups_LED Parking Lot Fixture
Residential | Res ¦ Water Heater Temperature Setback | 2024 | SC B | MW | Before Competition Groups | 0.55103 | 0 | 0 | 284.7787 | 0.0019349 | 38 | Residential_2024_SC B_MW_Before Competition Groups_38 | Water Heater Temperature Setback | 0.1935% | 0 | 0.55103 | Residential_2024_SC B_MW_Before Competition Groups_Water Heater Temperature Setback
Residential | Res ¦ Duct Insulation MF | 2024 | SC B | MW | Before Competition Groups | 0.52152 | 0 | 0 | 284.7787 | 0.0018313 | 39 | Residential_2024_SC B_MW_Before Competition Groups_39 | Duct Insulation MF | 0.1831% | 0 | 0.52152 | Residential_2024_SC B_MW_Before Competition Groups_Duct Insulation MF
Residential | Res ¦ ENERGY STAR LED Lamps (General Service Lamps) | 2024 | SC B | MW | Before Competition Groups | 0.34434 | 0 | 0 | 284.7787 | 0.0012092 | 40 | Residential_2024_SC B_MW_Before Competition Groups_40 | ENERGY STAR LED Lamps (General Service Lamps) | 0.1209% | 0 | 0.34434 | Residential_2024_SC B_MW_Before Competition Groups_ENERGY STAR LED Lamps (General Service Lamps)
Residential | Res ¦ Condensing Make Up Air Unit | 2024 | SC B | MW | Before Competition Groups | 0.31899 | 0 | 0 | 284.7787 | 0.0011201 | 41 | Residential_2024_SC B_MW_Before Competition Groups_41 | Condensing Make Up Air Unit | 0.112% | 0 | 0.31899 | Residential_2024_SC B_MW_Before Competition Groups_Condensing Make Up Air Unit
Residential | Res ¦ Heat Recovery Ventilator | 2024 | SC B | MW | Before Competition Groups | 0.30481 | 0 | 0 | 284.7787 | 0.0010703 | 42 | Residential_2024_SC B_MW_Before Competition Groups_42 | Heat Recovery Ventilator | 0.107% | 0 | 0.30481 | Residential_2024_SC B_MW_Before Competition Groups_Heat Recovery Ventilator
Residential | Res ¦ VFD on Pumps | 2024 | SC B | MW | Before Competition Groups | 0.2679 | 0 | 0 | 284.7787 | 0.00094075 | 43 | Residential_2024_SC B_MW_Before Competition Groups_43 | VFD on Pumps | 0.09407% | 0 | 0.2679 | Residential_2024_SC B_MW_Before Competition Groups_VFD on Pumps
Residential | Res ¦ LED Exterior Area Lights - LED Fixture (200W) | 2024 | SC B | MW | Before Competition Groups | 0.25383 | 0 | 0 | 284.7787 | 0.00089133 | 44 | Residential_2024_SC B_MW_Before Competition Groups_44 | LED Exterior Area Lights - LED Fixture (200W) | 0.08913% | 0 | 0.25383 | Residential_2024_SC B_MW_Before Competition Groups_LED Exterior Area Lights - LED Fixture (200W)
Residential | Res ¦ ECM MOTORS FOR HVAC APPLICATION (FAN-POWERED VAV BOX) | 2024 | SC B | MW | Before Competition Groups | 0.13272 | 0 | 0 | 284.7787 | 0.00046604 | 45 | Residential_2024_SC B_MW_Before Competition Groups_45 | ECM MOTORS FOR HVAC APPLICATION (FAN-POWERED VAV BOX) | 0.0466% | 0 | 0.13272 | Residential_2024_SC B_MW_Before Competition Groups_ECM MOTORS FOR HVAC APPLICATION (FAN-POWERED VAV BOX)
Residential | Res ¦ Beverage Vending Machine Controls | 2024 | SC B | MW | Before Competition Groups | 0.073845 | 0 | 0 | 284.7787 | 0.00025931 | 46 | Residential_2024_SC B_MW_Before Competition Groups_46 | Beverage Vending Machine Controls | 0.02593% | 0 | 0.073845 | Residential_2024_SC B_MW_Before Competition Groups_Beverage Vending Machine Controls
Residential | Res ¦ Chilled Water Optimization | 2024 | SC B | MW | Before Competition Groups | 0.046816 | 0 | 0 | 284.7787 | 0.00016439 | 47 | Residential_2024_SC B_MW_Before Competition Groups_47 | Chilled Water Optimization | 0.01644% | 0 | 0.046816 | Residential_2024_SC B_MW_Before Competition Groups_Chilled Water Optimization
Residential | Res ¦ Tankless Water Heater | 2024 | SC B | MW | Before Competition Groups | 0.034647 | 0 | 0 | 284.7787 | 0.00012166 | 48 | Residential_2024_SC B_MW_Before Competition Groups_48 | Tankless Water Heater | 0.01217% | 0 | 0.034647 | Residential_2024_SC B_MW_Before Competition Groups_Tankless Water Heater
Residential | Res ¦ Wall Insulation | 2024 | SC B | MW | Before Competition Groups | 0.019438 | 0 | 0 | 284.7787 | 6.8257e-05 | 49 | Residential_2024_SC B_MW_Before Competition Groups_49 | Wall Insulation | 0.006826% | 0 | 0.019438 | Residential_2024_SC B_MW_Before Competition Groups_Wall Insulation
Residential | Res ¦ LED High Bay Fixture | 2024 | SC B | MW | Before Competition Groups | 0.012057 | 0 | 0 | 284.7787 | 4.2339e-05 | 50 | Residential_2024_SC B_MW_Before Competition Groups_50 | LED High Bay Fixture | 0.004234% | 0 | 0.012057 | Residential_2024_SC B_MW_Before Competition Groups_LED High Bay Fixture
Residential | Res ¦ Wall Insulation MF | 2024 | SC B | MW | Before Competition Groups | 0.0011789 | 0 | 0 | 284.7787 | 4.1397e-06 | 51 | Residential_2024_SC B_MW_Before Competition Groups_51 | Wall Insulation MF | 0.000414% | 0 | 0.0011789 | Residential_2024_SC B_MW_Before Competition Groups_Wall Insulation MF
Residential | Res ¦ LED Downlight | 2024 | SC B | MW | Before Competition Groups | 0 | 0 | 0 | 284.7787 | 0 | 52 | Residential_2024_SC B_MW_Before Competition Groups_52 | LED Downlight | 0% | 0 | 0 | Residential_2024_SC B_MW_Before Competition Groups_LED Downlight
Residential | Res ¦ Smart Burners | 2024 | SC B | MW | Before Competition Groups | 0 | 0 | 0 | 284.7787 | 0 | 53 | Residential_2024_SC B_MW_Before Competition Groups_53 | Smart Burners | 0% | 0 | 0 | Residential_2024_SC B_MW_Before Competition Groups_Smart Burners
Residential | Res ¦ Smart Power Bar | 2024 | SC B | MW | Before Competition Groups | 0 | 0 | 0 | 284.7787 | 0 | 54 | Residential_2024_SC B_MW_Before Competition Groups_54 | Smart Power Bar | 0% | 0 | 0 | Residential_2024_SC B_MW_Before Competition Groups_Smart Power Bar
Residential | Res ¦ Ductless Mini-Split Heat Pump | 2024 | SC C | MW | Before Competition Groups | 26.2797 | 0 | 0 | 186.4454 | 0.14095 | 1 | Residential_2024_SC C_MW_Before Competition Groups_1 | Ductless Mini-Split Heat Pump | 14.1% | 0 | 26.2797 | Residential_2024_SC C_MW_Before Competition Groups_Ductless Mini-Split Heat Pump
Residential | Res ¦ Energy Star Clothes Washer | 2024 | SC C | MW | Before Competition Groups | 25.8351 | 0 | 0 | 186.4454 | 0.13857 | 2 | Residential_2024_SC C_MW_Before Competition Groups_2 | Energy Star Clothes Washer | 13.86% | 0 | 25.8351 | Residential_2024_SC C_MW_Before Competition Groups_Energy Star Clothes Washer
Residential | Res ¦ Energy Star LED Specialty Bulbs | 2024 | SC C | MW | Before Competition Groups | 22.2547 | 0 | 0 | 186.4454 | 0.11936 | 3 | Residential_2024_SC C_MW_Before Competition Groups_3 | Energy Star LED Specialty Bulbs | 11.94% | 0 | 22.2547 | Residential_2024_SC C_MW_Before Competition Groups_Energy Star LED Specialty Bulbs
Residential | Res ¦ Adaptive Thermostat | 2024 | SC C | MW | Before Competition Groups | 17.6388 | 0 | 0 | 186.4454 | 0.094606 | 4 | Residential_2024_SC C_MW_Before Competition Groups_4 | Adaptive Thermostat | 9.461% | 0 | 17.6388 | Residential_2024_SC C_MW_Before Competition Groups_Adaptive Thermostat
Residential | Res ¦ Building Recommissioning, Operations and Maintenance (O&M) Improvements | 2024 | SC C | MW | Before Competition Groups | 16.516 | 0 | 0 | 186.4454 | 0.088584 | 5 | Residential_2024_SC C_MW_Before Competition Groups_5 | Building Recommissioning, Operations and Maintenance (O&M) Improvements | 8.858% | 0 | 16.516 | Residential_2024_SC C_MW_Before Competition Groups_Building Recommissioning, Operations and Maintenance (O&M) Improvements
Residential | Res ¦ Variable Speed Pool Pump Motor | 2024 | SC C | MW | Before Competition Groups | 11.7972 | 0 | 0 | 186.4454 | 0.063274 | 6 | Residential_2024_SC C_MW_Before Competition Groups_6 | Variable Speed Pool Pump Motor | 6.327% | 0 | 11.7972 | Residential_2024_SC C_MW_Before Competition Groups_Variable Speed Pool Pump Motor
Residential | Res ¦ Energy Star A Line, PAR, MR Lamps | 2024 | SC C | MW | Before Competition Groups | 7.911 | 0 | 0 | 186.4454 | 0.04243 | 7 | Residential_2024_SC C_MW_Before Competition Groups_7 | Energy Star A Line, PAR, MR Lamps | 4.243% | 0 | 7.911 | Residential_2024_SC C_MW_Before Competition Groups_Energy Star A Line, PAR, MR Lamps
Residential | Res ¦ Energy Star Room Air Conditioner | 2024 | SC C | MW | Before Competition Groups | 6.8923 | 0 | 0 | 186.4454 | 0.036967 | 8 | Residential_2024_SC C_MW_Before Competition Groups_8 | Energy Star Room Air Conditioner | 3.697% | 0 | 6.8923 | Residential_2024_SC C_MW_Before Competition Groups_Energy Star Room Air Conditioner
Residential | Res ¦ Basement Wall Insulation | 2024 | SC C | MW | Before Competition Groups | 6.6935 | 0 | 0 | 186.4454 | 0.0359 | 9 | Residential_2024_SC C_MW_Before Competition Groups_9 | Basement Wall Insulation | 3.59% | 0 | 6.6935 | Residential_2024_SC C_MW_Before Competition Groups_Basement Wall Insulation
Residential | Res ¦ Attic Insulation | 2024 | SC C | MW | Before Competition Groups | 5.0541 | 0 | 0 | 186.4454 | 0.027107 | 10 | Residential_2024_SC C_MW_Before Competition Groups_10 | Attic Insulation | 2.711% | 0 | 5.0541 | Residential_2024_SC C_MW_Before Competition Groups_Attic Insulation
Residential | Res ¦ Energy Star Air Source Heat Pump | 2024 | SC C | MW | Before Competition Groups | 4.6562 | 0 | 0 | 186.4454 | 0.024974 | 11 | Residential_2024_SC C_MW_Before Competition Groups_11 | Energy Star Air Source Heat Pump | 2.497% | 0 | 4.6562 | Residential_2024_SC C_MW_Before Competition Groups_Energy Star Air Source Heat Pump
Residential | Res ¦ Energy Star Clothes Dryer | 2024 | SC C | MW | Before Competition Groups | 4.1789 | 0 | 0 | 186.4454 | 0.022413 | 12 | Residential_2024_SC C_MW_Before Competition Groups_12 | Energy Star Clothes Dryer | 2.241% | 0 | 4.1789 | Residential_2024_SC C_MW_Before Competition Groups_Energy Star Clothes Dryer
Residential | Res ¦ High Efficiency Chiller (avg of water and air cooled) | 2024 | SC C | MW | Before Competition Groups | 4.1548 | 0 | 0 | 186.4454 | 0.022284 | 13 | Residential_2024_SC C_MW_Before Competition Groups_13 | High Efficiency Chiller (avg of water and air cooled) | 2.228% | 0 | 4.1548 | Residential_2024_SC C_MW_Before Competition Groups_High Efficiency Chiller (avg of water and air cooled)
Residential | Res ¦ Advanced BAS/Controllers | 2024 | SC C | MW | Before Competition Groups | 2.4173 | 0 | 0 | 186.4454 | 0.012965 | 14 | Residential_2024_SC C_MW_Before Competition Groups_14 | Advanced BAS/Controllers | 1.297% | 0 | 2.4173 | Residential_2024_SC C_MW_Before Competition Groups_Advanced BAS/Controllers
Residential | Res ¦ Occupancy Sensors MF | 2024 | SC C | MW | Before Competition Groups | 2.3135 | 0 | 0 | 186.4454 | 0.012408 | 15 | Residential_2024_SC C_MW_Before Competition Groups_15 | Occupancy Sensors MF | 1.241% | 0 | 2.3135 | Residential_2024_SC C_MW_Before Competition Groups_Occupancy Sensors MF
Residential | Res ¦ Energy Star Torchiere | 2024 | SC C | MW | Before Competition Groups | 2.136 | 0 | 0 | 186.4454 | 0.011457 | 16 | Residential_2024_SC C_MW_Before Competition Groups_16 | Energy Star Torchiere | 1.146% | 0 | 2.136 | Residential_2024_SC C_MW_Before Competition Groups_Energy Star Torchiere
Residential | Res ¦ LED Tube Re-Lamp | 2024 | SC C | MW | Before Competition Groups | 2.1294 | 0 | 0 | 186.4454 | 0.011421 | 17 | Residential_2024_SC C_MW_Before Competition Groups_17 | LED Tube Re-Lamp | 1.142% | 0 | 2.1294 | Residential_2024_SC C_MW_Before Competition Groups_LED Tube Re-Lamp
Residential | Res ¦ Refrigerator Recycling | 2024 | SC C | MW | Before Competition Groups | 1.8957 | 0 | 0 | 186.4454 | 0.010167 | 18 | Residential_2024_SC C_MW_Before Competition Groups_18 | Refrigerator Recycling | 1.017% | 0 | 1.8957 | Residential_2024_SC C_MW_Before Competition Groups_Refrigerator Recycling
Residential | Res ¦ ENERGY STAR LED LAMPS (REFLECTOR LAMPs/MR16/PAR 16) | 2024 | SC C | MW | Before Competition Groups | 1.4421 | 0 | 0 | 186.4454 | 0.0077345 | 19 | Residential_2024_SC C_MW_Before Competition Groups_19 | ENERGY STAR LED LAMPS (REFLECTOR LAMPs/MR16/PAR 16) | 0.7735% | 0 | 1.4421 | Residential_2024_SC C_MW_Before Competition Groups_ENERGY STAR LED LAMPS (REFLECTOR LAMPs/MR16/PAR 16)
Residential | Res ¦ Energy Star LED Bulbs General Purpose LEDs | 2024 | SC C | MW | Before Competition Groups | 1.39 | 0 | 0 | 186.4454 | 0.0074554 | 20 | Residential_2024_SC C_MW_Before Competition Groups_20 | Energy Star LED Bulbs General Purpose LEDs | 0.7455% | 0 | 1.39 | Residential_2024_SC C_MW_Before Competition Groups_Energy Star LED Bulbs General Purpose LEDs
Residential | Res ¦ Air Sealing | 2024 | SC C | MW | Before Competition Groups | 1.31 | 0 | 0 | 186.4454 | 0.0070261 | 21 | Residential_2024_SC C_MW_Before Competition Groups_21 | Air Sealing | 0.7026% | 0 | 1.31 | Residential_2024_SC C_MW_Before Competition Groups_Air Sealing
Residential | Res ¦ Energy Star Light Fixture | 2024 | SC C | MW | Before Competition Groups | 1.24 | 0 | 0 | 186.4454 | 0.0066509 | 22 | Residential_2024_SC C_MW_Before Competition Groups_22 | Energy Star Light Fixture | 0.6651% | 0 | 1.24 | Residential_2024_SC C_MW_Before Competition Groups_Energy Star Light Fixture
Residential | Res ¦ Minimize Hot and Warm Clothes Wash | 2024 | SC C | MW | Before Competition Groups | 1.22 | 0 | 0 | 186.4454 | 0.0065434 | 23 | Residential_2024_SC C_MW_Before Competition Groups_23 | Minimize Hot and Warm Clothes Wash | 0.6543% | 0 | 1.22 | Residential_2024_SC C_MW_Before Competition Groups_Minimize Hot and Warm Clothes Wash
Residential | Res ¦ Floor Insulation | 2024 | SC C | MW | Before Competition Groups | 1.063 | 0 | 0 | 186.4454 | 0.0057012 | 24 | Residential_2024_SC C_MW_Before Competition Groups_24 | Floor Insulation | 0.5701% | 0 | 1.063 | Residential_2024_SC C_MW_Before Competition Groups_Floor Insulation
Residential | Res ¦ Outside Air Economizer | 2024 | SC C | MW | Before Competition Groups | 0.95315 | 0 | 0 | 186.4454 | 0.0051122 | 25 | Residential_2024_SC C_MW_Before Competition Groups_25 | Outside Air Economizer | 0.5112% | 0 | 0.95315 | Residential_2024_SC C_MW_Before Competition Groups_Outside Air Economizer
Residential | Res ¦ Energy Star Freezer | 2024 | SC C | MW | Before Competition Groups | 0.88664 | 0 | 0 | 186.4454 | 0.0047555 | 26 | Residential_2024_SC C_MW_Before Competition Groups_26 | Energy Star Freezer | 0.4756% | 0 | 0.88664 | Residential_2024_SC C_MW_Before Competition Groups_Energy Star Freezer
Residential | Res ¦ Home Energy Reports | 2024 | SC C | MW | Before Competition Groups | 0.71161 | 0 | 0 | 186.4454 | 0.0038167 | 27 | Residential_2024_SC C_MW_Before Competition Groups_27 | Home Energy Reports | 0.3817% | 0 | 0.71161 | Residential_2024_SC C_MW_Before Competition Groups_Home Energy Reports
Residential | Res ¦ Energy Star Dehumidifier | 2024 | SC C | MW | Before Competition Groups | 0.71093 | 0 | 0 | 186.4454 | 0.0038131 | 28 | Residential_2024_SC C_MW_Before Competition Groups_28 | Energy Star Dehumidifier | 0.3813% | 0 | 0.71093 | Residential_2024_SC C_MW_Before Competition Groups_Energy Star Dehumidifier
Residential | Res ¦ LED Parking Lot Fixture | 2024 | SC C | MW | Before Competition Groups | 0.52977 | 0 | 0 | 186.4454 | 0.0028414 | 29 | Residential_2024_SC C_MW_Before Competition Groups_29 | LED Parking Lot Fixture | 0.2841% | 0 | 0.52977 | Residential_2024_SC C_MW_Before Competition Groups_LED Parking Lot Fixture
Residential | Res ¦ Duct Insulation MF | 2024 | SC C | MW | Before Competition Groups | 0.47974 | 0 | 0 | 186.4454 | 0.0025731 | 30 | Residential_2024_SC C_MW_Before Competition Groups_30 | Duct Insulation MF | 0.2573% | 0 | 0.47974 | Residential_2024_SC C_MW_Before Competition Groups_Duct Insulation MF
Residential | Res ¦ Demand Control Ventilation | 2024 | SC C | MW | Before Competition Groups | 0.42484 | 0 | 0 | 186.4454 | 0.0022786 | 31 | Residential_2024_SC C_MW_Before Competition Groups_31 | Demand Control Ventilation | 0.2279% | 0 | 0.42484 | Residential_2024_SC C_MW_Before Competition Groups_Demand Control Ventilation
Residential | Res ¦ Furnace Whistle | 2024 | SC C | MW | Before Competition Groups | 0.40825 | 0 | 0 | 186.4454 | 0.0021896 | 32 | Residential_2024_SC C_MW_Before Competition Groups_32 | Furnace Whistle | 0.219% | 0 | 0.40825 | Residential_2024_SC C_MW_Before Competition Groups_Furnace Whistle
Residential | Res ¦ Duct Insulation | 2024 | SC C | MW | Before Competition Groups | 0.3709 | 0 | 0 | 186.4454 | 0.0019893 | 33 | Residential_2024_SC C_MW_Before Competition Groups_33 | Duct Insulation | 0.1989% | 0 | 0.3709 | Residential_2024_SC C_MW_Before Competition Groups_Duct Insulation
Residential | Res ¦ Comprehensive Draft Proofing | 2024 | SC C | MW | Before Competition Groups | 0.34691 | 0 | 0 | 186.4454 | 0.0018606 | 34 | Residential_2024_SC C_MW_Before Competition Groups_34 | Comprehensive Draft Proofing | 0.1861% | 0 | 0.34691 | Residential_2024_SC C_MW_Before Competition Groups_Comprehensive Draft Proofing
Residential | Res ¦ CO Sensors for parking garage exhaust fans | 2024 | SC C | MW | Before Competition Groups | 0.34535 | 0 | 0 | 186.4454 | 0.0018523 | 35 | Residential_2024_SC C_MW_Before Competition Groups_35 | CO Sensors for parking garage exhaust fans | 0.1852% | 0 | 0.34535 | Residential_2024_SC C_MW_Before Competition Groups_CO Sensors for parking garage exhaust fans
Residential | Res ¦ ENERGY STAR LED Lamps (General Service Lamps) | 2024 | SC C | MW | Before Competition Groups | 0.34434 | 0 | 0 | 186.4454 | 0.0018469 | 36 | Residential_2024_SC C_MW_Before Competition Groups_36 | ENERGY STAR LED Lamps (General Service Lamps) | 0.1847% | 0 | 0.34434 | Residential_2024_SC C_MW_Before Competition Groups_ENERGY STAR LED Lamps (General Service Lamps)
Residential | Res ¦ Variable Frequency Drive (VFD) | 2024 | SC C | MW | Before Competition Groups | 0.33647 | 0 | 0 | 186.4454 | 0.0018047 | 37 | Residential_2024_SC C_MW_Before Competition Groups_37 | Variable Frequency Drive (VFD) | 0.1805% | 0 | 0.33647 | Residential_2024_SC C_MW_Before Competition Groups_Variable Frequency Drive (VFD)
Residential | Res ¦ LED Exterior Area Lights - LED Fixture (200W) | 2024 | SC C | MW | Before Competition Groups | 0.25383 | 0 | 0 | 186.4454 | 0.0013614 | 38 | Residential_2024_SC C_MW_Before Competition Groups_38 | LED Exterior Area Lights - LED Fixture (200W) | 0.1361% | 0 | 0.25383 | Residential_2024_SC C_MW_Before Competition Groups_LED Exterior Area Lights - LED Fixture (200W)
Residential | Res ¦ Condensing Make Up Air Unit | 2024 | SC C | MW | Before Competition Groups | 0.23261 | 0 | 0 | 186.4454 | 0.0012476 | 39 | Residential_2024_SC C_MW_Before Competition Groups_39 | Condensing Make Up Air Unit | 0.1248% | 0 | 0.23261 | Residential_2024_SC C_MW_Before Competition Groups_Condensing Make Up Air Unit
Residential | Res ¦ Water Heater Temperature Setback | 2024 | SC C | MW | Before Competition Groups | 0.2128 | 0 | 0 | 186.4454 | 0.0011414 | 40 | Residential_2024_SC C_MW_Before Competition Groups_40 | Water Heater Temperature Setback | 0.1141% | 0 | 0.2128 | Residential_2024_SC C_MW_Before Competition Groups_Water Heater Temperature Setback
Residential | Res ¦ Clothes Drying Racks | 2024 | SC C | MW | Before Competition Groups | 0.15535 | 0 | 0 | 186.4454 | 0.00083321 | 41 | Residential_2024_SC C_MW_Before Competition Groups_41 | Clothes Drying Racks | 0.08332% | 0 | 0.15535 | Residential_2024_SC C_MW_Before Competition Groups_Clothes Drying Racks
Residential | Res ¦ VFD on Pumps | 2024 | SC C | MW | Before Competition Groups | 0.10347 | 0 | 0 | 186.4454 | 0.00055496 | 42 | Residential_2024_SC C_MW_Before Competition Groups_42 | VFD on Pumps | 0.0555% | 0 | 0.10347 | Residential_2024_SC C_MW_Before Competition Groups_VFD on Pumps
Residential | Res ¦ Heat Recovery Ventilator | 2024 | SC C | MW | Before Competition Groups | 0.06678 | 0 | 0 | 186.4454 | 0.00035818 | 43 | Residential_2024_SC C_MW_Before Competition Groups_43 | Heat Recovery Ventilator | 0.03582% | 0 | 0.06678 | Residential_2024_SC C_MW_Before Competition Groups_Heat Recovery Ventilator
Residential | Res ¦ ECM MOTORS FOR HVAC APPLICATION (FAN-POWERED VAV BOX) | 2024 | SC C | MW | Before Competition Groups | 0.053843 | 0 | 0 | 186.4454 | 0.00028879 | 44 | Residential_2024_SC C_MW_Before Competition Groups_44 | ECM MOTORS FOR HVAC APPLICATION (FAN-POWERED VAV BOX) | 0.02888% | 0 | 0.053843 | Residential_2024_SC C_MW_Before Competition Groups_ECM MOTORS FOR HVAC APPLICATION (FAN-POWERED VAV BOX)
Residential | Res ¦ Chilled Water Optimization | 2024 | SC C | MW | Before Competition Groups | 0.034628 | 0 | 0 | 186.4454 | 0.00018573 | 45 | Residential_2024_SC C_MW_Before Competition Groups_45 | Chilled Water Optimization | 0.01857% | 0 | 0.034628 | Residential_2024_SC C_MW_Before Competition Groups_Chilled Water Optimization
Residential | Res ¦ Beverage Vending Machine Controls | 2024 | SC C | MW | Before Competition Groups | 0.029438 | 0 | 0 | 186.4454 | 0.00015789 | 46 | Residential_2024_SC C_MW_Before Competition Groups_46 | Beverage Vending Machine Controls | 0.01579% | 0 | 0.029438 | Residential_2024_SC C_MW_Before Competition Groups_Beverage Vending Machine Controls
Residential | Res ¦ Tankless Water Heater | 2024 | SC C | MW | Before Competition Groups | 0.019575 | 0 | 0 | 186.4454 | 0.00010499 | 47 | Residential_2024_SC C_MW_Before Competition Groups_47 | Tankless Water Heater | 0.0105% | 0 | 0.019575 | Residential_2024_SC C_MW_Before Competition Groups_Tankless Water Heater
Residential | Res ¦ LED High Bay Fixture | 2024 | SC C | MW | Before Competition Groups | 0.012057 | 0 | 0 | 186.4454 | 6.4669e-05 | 48 | Residential_2024_SC C_MW_Before Competition Groups_48 | LED High Bay Fixture | 0.006467% | 0 | 0.012057 | Residential_2024_SC C_MW_Before Competition Groups_LED High Bay Fixture
Residential | Res ¦ Wall Insulation | 2024 | SC C | MW | Before Competition Groups | 0.0015515 | 0 | 0 | 186.4454 | 8.3216e-06 | 49 | Residential_2024_SC C_MW_Before Competition Groups_49 | Wall Insulation | 0.0008322% | 0 | 0.0015515 | Residential_2024_SC C_MW_Before Competition Groups_Wall Insulation
Residential | Res ¦ Wall Insulation MF | 2024 | SC C | MW | Before Competition Groups | 0.001179 | 0 | 0 | 186.4454 | 6.3234e-06 | 50 | Residential_2024_SC C_MW_Before Competition Groups_50 | Wall Insulation MF | 0.0006323% | 0 | 0.001179 | Residential_2024_SC C_MW_Before Competition Groups_Wall Insulation MF
Residential | Res ¦ Freezer Recycling | 2024 | SC C | MW | Before Competition Groups | 0.00013113 | 0 | 0 | 186.4454 | 7.0334e-07 | 51 | Residential_2024_SC C_MW_Before Competition Groups_51 | Freezer Recycling | 7.033e-05% | 0 | 0.00013113 | Residential_2024_SC C_MW_Before Competition Groups_Freezer Recycling
Residential | Res ¦ LED Downlight | 2024 | SC C | MW | Before Competition Groups | 0 | 0 | 0 | 186.4454 | 0 | 52 | Residential_2024_SC C_MW_Before Competition Groups_52 | LED Downlight | 0% | 0 | 0 | Residential_2024_SC C_MW_Before Competition Groups_LED Downlight
Residential | Res ¦ Smart Burners | 2024 | SC C | MW | Before Competition Groups | 0 | 0 | 0 | 186.4454 | 0 | 53 | Residential_2024_SC C_MW_Before Competition Groups_53 | Smart Burners | 0% | 0 | 0 | Residential_2024_SC C_MW_Before Competition Groups_Smart Burners
Residential | Res ¦ Smart Power Bar | 2024 | SC C | MW | Before Competition Groups | 0 | 0 | 0 | 186.4454 | 0 | 54 | Residential_2024_SC C_MW_Before Competition Groups_54 | Smart Power Bar | 0% | 0 | 0 | Residential_2024_SC C_MW_Before Competition Groups_Smart Power Bar
Residential | Res ¦ Ductless Mini-Split Heat Pump | 2024 | SC D | MW | Before Competition Groups | 26.2799 | 0 | 0 | 155.8568 | 0.16862 | 1 | Residential_2024_SC D_MW_Before Competition Groups_1 | Ductless Mini-Split Heat Pump | 16.86% | 0 | 26.2799 | Residential_2024_SC D_MW_Before Competition Groups_Ductless Mini-Split Heat Pump
Residential | Res ¦ Building Recommissioning, Operations and Maintenance (O&M) Improvements | 2024 | SC D | MW | Before Competition Groups | 16.516 | 0 | 0 | 155.8568 | 0.10597 | 2 | Residential_2024_SC D_MW_Before Competition Groups_2 | Building Recommissioning, Operations and Maintenance (O&M) Improvements | 10.6% | 0 | 16.516 | Residential_2024_SC D_MW_Before Competition Groups_Building Recommissioning, Operations and Maintenance (O&M) Improvements
Residential | Res ¦ Energy Star Clothes Washer | 2024 | SC D | MW | Before Competition Groups | 15.9183 | 0 | 0 | 155.8568 | 0.10213 | 3 | Residential_2024_SC D_MW_Before Competition Groups_3 | Energy Star Clothes Washer | 10.21% | 0 | 15.9183 | Residential_2024_SC D_MW_Before Competition Groups_Energy Star Clothes Washer
Residential | Res ¦ Energy Star LED Specialty Bulbs | 2024 | SC D | MW | Before Competition Groups | 12.6329 | 0 | 0 | 155.8568 | 0.081055 | 4 | Residential_2024_SC D_MW_Before Competition Groups_4 | Energy Star LED Specialty Bulbs | 8.105% | 0 | 12.6329 | Residential_2024_SC D_MW_Before Competition Groups_Energy Star LED Specialty Bulbs
Residential | Res ¦ Energy Star LED Bulbs General Purpose LEDs | 2024 | SC D | MW | Before Competition Groups | 11.7252 | 0 | 0 | 155.8568 | 0.07523 | 5 | Residential_2024_SC D_MW_Before Competition Groups_5 | Energy Star LED Bulbs General Purpose LEDs | 7.523% | 0 | 11.7252 | Residential_2024_SC D_MW_Before Competition Groups_Energy Star LED Bulbs General Purpose LEDs
Residential | Res ¦ Adaptive Thermostat | 2024 | SC D | MW | Before Competition Groups | 10.5883 | 0 | 0 | 155.8568 | 0.067936 | 6 | Residential_2024_SC D_MW_Before Competition Groups_6 | Adaptive Thermostat | 6.794% | 0 | 10.5883 | Residential_2024_SC D_MW_Before Competition Groups_Adaptive Thermostat
Residential | Res ¦ Energy Star A Line, PAR, MR Lamps | 2024 | SC D | MW | Before Competition Groups | 7.9341 | 0 | 0 | 155.8568 | 0.050906 | 7 | Residential_2024_SC D_MW_Before Competition Groups_7 | Energy Star A Line, PAR, MR Lamps | 5.091% | 0 | 7.9341 | Residential_2024_SC D_MW_Before Competition Groups_Energy Star A Line, PAR, MR Lamps
Residential | Res ¦ Variable Speed Pool Pump Motor | 2024 | SC D | MW | Before Competition Groups | 7.64 | 0 | 0 | 155.8568 | 0.04902 | 8 | Residential_2024_SC D_MW_Before Competition Groups_8 | Variable Speed Pool Pump Motor | 4.902% | 0 | 7.64 | Residential_2024_SC D_MW_Before Competition Groups_Variable Speed Pool Pump Motor
Residential | Res ¦ Energy Star Room Air Conditioner | 2024 | SC D | MW | Before Competition Groups | 6.869 | 0 | 0 | 155.8568 | 0.044073 | 9 | Residential_2024_SC D_MW_Before Competition Groups_9 | Energy Star Room Air Conditioner | 4.407% | 0 | 6.869 | Residential_2024_SC D_MW_Before Competition Groups_Energy Star Room Air Conditioner
Residential | Res ¦ Basement Wall Insulation | 2024 | SC D | MW | Before Competition Groups | 6.4524 | 0 | 0 | 155.8568 | 0.0414 | 10 | Residential_2024_SC D_MW_Before Competition Groups_10 | Basement Wall Insulation | 4.14% | 0 | 6.4524 | Residential_2024_SC D_MW_Before Competition Groups_Basement Wall Insulation
Residential | Res ¦ Energy Star Air Source Heat Pump | 2024 | SC D | MW | Before Competition Groups | 4.6562 | 0 | 0 | 155.8568 | 0.029875 | 11 | Residential_2024_SC D_MW_Before Competition Groups_11 | Energy Star Air Source Heat Pump | 2.987% | 0 | 4.6562 | Residential_2024_SC D_MW_Before Competition Groups_Energy Star Air Source Heat Pump
Residential | Res ¦ High Efficiency Chiller (avg of water and air cooled) | 2024 | SC D | MW | Before Competition Groups | 4.1548 | 0 | 0 | 155.8568 | 0.026658 | 12 | Residential_2024_SC D_MW_Before Competition Groups_12 | High Efficiency Chiller (avg of water and air cooled) | 2.666% | 0 | 4.1548 | Residential_2024_SC D_MW_Before Competition Groups_High Efficiency Chiller (avg of water and air cooled)
Residential | Res ¦ Attic Insulation | 2024 | SC D | MW | Before Competition Groups | 2.884 | 0 | 0 | 155.8568 | 0.018504 | 13 | Residential_2024_SC D_MW_Before Competition Groups_13 | Attic Insulation | 1.85% | 0 | 2.884 | Residential_2024_SC D_MW_Before Competition Groups_Attic Insulation
Residential | Res ¦ Advanced BAS/Controllers | 2024 | SC D | MW | Before Competition Groups | 2.4173 | 0 | 0 | 155.8568 | 0.01551 | 14 | Residential_2024_SC D_MW_Before Competition Groups_14 | Advanced BAS/Controllers | 1.551% | 0 | 2.4173 | Residential_2024_SC D_MW_Before Competition Groups_Advanced BAS/Controllers
Residential | Res ¦ Occupancy Sensors MF | 2024 | SC D | MW | Before Competition Groups | 2.3135 | 0 | 0 | 155.8568 | 0.014844 | 15 | Residential_2024_SC D_MW_Before Competition Groups_15 | Occupancy Sensors MF | 1.484% | 0 | 2.3135 | Residential_2024_SC D_MW_Before Competition Groups_Occupancy Sensors MF
Residential | Res ¦ LED Tube Re-Lamp | 2024 | SC D | MW | Before Competition Groups | 2.1174 | 0 | 0 | 155.8568 | 0.013586 | 16 | Residential_2024_SC D_MW_Before Competition Groups_16 | LED Tube Re-Lamp | 1.359% | 0 | 2.1174 | Residential_2024_SC D_MW_Before Competition Groups_LED Tube Re-Lamp
Residential | Res ¦ Energy Star Clothes Dryer | 2024 | SC D | MW | Before Competition Groups | 2.0203 | 0 | 0 | 155.8568 | 0.012962 | 17 | Residential_2024_SC D_MW_Before Competition Groups_17 | Energy Star Clothes Dryer | 1.296% | 0 | 2.0203 | Residential_2024_SC D_MW_Before Competition Groups_Energy Star Clothes Dryer
Residential | Res ¦ Energy Star Torchiere | 2024 | SC D | MW | Before Competition Groups | 1.8847 | 0 | 0 | 155.8568 | 0.012092 | 18 | Residential_2024_SC D_MW_Before Competition Groups_18 | Energy Star Torchiere | 1.209% | 0 | 1.8847 | Residential_2024_SC D_MW_Before Competition Groups_Energy Star Torchiere
Residential | Res ¦ ENERGY STAR LED LAMPS (REFLECTOR LAMPs/MR16/PAR 16) | 2024 | SC D | MW | Before Competition Groups | 1.4421 | 0 | 0 | 155.8568 | 0.0092525 | 19 | Residential_2024_SC D_MW_Before Competition Groups_19 | ENERGY STAR LED LAMPS (REFLECTOR LAMPs/MR16/PAR 16) | 0.9253% | 0 | 1.4421 | Residential_2024_SC D_MW_Before Competition Groups_ENERGY STAR LED LAMPS (REFLECTOR LAMPs/MR16/PAR 16)
Residential | Res ¦ Minimize Hot and Warm Clothes Wash | 2024 | SC D | MW | Before Competition Groups | 1.22 | 0 | 0 | 155.8568 | 0.0078276 | 20 | Residential_2024_SC D_MW_Before Competition Groups_20 | Minimize Hot and Warm Clothes Wash | 0.7828% | 0 | 1.22 | Residential_2024_SC D_MW_Before Competition Groups_Minimize Hot and Warm Clothes Wash
Residential | Res ¦ Refrigerator Recycling | 2024 | SC D | MW | Before Competition Groups | 1.137 | 0 | 0 | 155.8568 | 0.0072951 | 21 | Residential_2024_SC D_MW_Before Competition Groups_21 | Refrigerator Recycling | 0.7295% | 0 | 1.137 | Residential_2024_SC D_MW_Before Competition Groups_Refrigerator Recycling
Residential | Res ¦ Outside Air Economizer | 2024 | SC D | MW | Before Competition Groups | 0.95315 | 0 | 0 | 155.8568 | 0.0061156 | 22 | Residential_2024_SC D_MW_Before Competition Groups_22 | Outside Air Economizer | 0.6116% | 0 | 0.95315 | Residential_2024_SC D_MW_Before Competition Groups_Outside Air Economizer
Residential | Res ¦ Energy Star Light Fixture | 2024 | SC D | MW | Before Competition Groups | 0.74438 | 0 | 0 | 155.8568 | 0.0047761 | 23 | Residential_2024_SC D_MW_Before Competition Groups_23 | Energy Star Light Fixture | 0.4776% | 0 | 0.74438 | Residential_2024_SC D_MW_Before Competition Groups_Energy Star Light Fixture
Residential | Res ¦ Home Energy Reports | 2024 | SC D | MW | Before Competition Groups | 0.71161 | 0 | 0 | 155.8568 | 0.0045658 | 24 | Residential_2024_SC D_MW_Before Competition Groups_24 | Home Energy Reports | 0.4566% | 0 | 0.71161 | Residential_2024_SC D_MW_Before Competition Groups_Home Energy Reports
Residential | Res ¦ Air Sealing | 2024 | SC D | MW | Before Competition Groups | 0.54403 | 0 | 0 | 155.8568 | 0.0034906 | 25 | Residential_2024_SC D_MW_Before Competition Groups_25 | Air Sealing | 0.3491% | 0 | 0.54403 | Residential_2024_SC D_MW_Before Competition Groups_Air Sealing
Residential | Res ¦ LED Parking Lot Fixture | 2024 | SC D | MW | Before Competition Groups | 0.52977 | 0 | 0 | 155.8568 | 0.0033991 | 26 | Residential_2024_SC D_MW_Before Competition Groups_26 | LED Parking Lot Fixture | 0.3399% | 0 | 0.52977 | Residential_2024_SC D_MW_Before Competition Groups_LED Parking Lot Fixture
Residential | Res ¦ Energy Star Freezer | 2024 | SC D | MW | Before Competition Groups | 0.42415 | 0 | 0 | 155.8568 | 0.0027214 | 27 | Residential_2024_SC D_MW_Before Competition Groups_27 | Energy Star Freezer | 0.2721% | 0 | 0.42415 | Residential_2024_SC D_MW_Before Competition Groups_Energy Star Freezer
Residential | Res ¦ Furnace Whistle | 2024 | SC D | MW | Before Competition Groups | 0.40825 | 0 | 0 | 155.8568 | 0.0026194 | 28 | Residential_2024_SC D_MW_Before Competition Groups_28 | Furnace Whistle | 0.2619% | 0 | 0.40825 | Residential_2024_SC D_MW_Before Competition Groups_Furnace Whistle
Residential | Res ¦ ENERGY STAR LED Lamps (General Service Lamps) | 2024 | SC D | MW | Before Competition Groups | 0.34434 | 0 | 0 | 155.8568 | 0.0022093 | 29 | Residential_2024_SC D_MW_Before Competition Groups_29 | ENERGY STAR LED Lamps (General Service Lamps) | 0.2209% | 0 | 0.34434 | Residential_2024_SC D_MW_Before Competition Groups_ENERGY STAR LED Lamps (General Service Lamps)
Residential | Res ¦ Comprehensive Draft Proofing | 2024 | SC D | MW | Before Competition Groups | 0.31012 | 0 | 0 | 155.8568 | 0.0019898 | 30 | Residential_2024_SC D_MW_Before Competition Groups_30 | Comprehensive Draft Proofing | 0.199% | 0 | 0.31012 | Residential_2024_SC D_MW_Before Competition Groups_Comprehensive Draft Proofing
Residential | Res ¦ Variable Frequency Drive (VFD) | 2024 | SC D | MW | Before Competition Groups | 0.25096 | 0 | 0 | 155.8568 | 0.0016102 | 31 | Residential_2024_SC D_MW_Before Competition Groups_31 | Variable Frequency Drive (VFD) | 0.161% | 0 | 0.25096 | Residential_2024_SC D_MW_Before Competition Groups_Variable Frequency Drive (VFD)
Residential | Res ¦ Energy Star Dehumidifier | 2024 | SC D | MW | Before Competition Groups | 0.23348 | 0 | 0 | 155.8568 | 0.001498 | 32 | Residential_2024_SC D_MW_Before Competition Groups_32 | Energy Star Dehumidifier | 0.1498% | 0 | 0.23348 | Residential_2024_SC D_MW_Before Competition Groups_Energy Star Dehumidifier
Residential | Res ¦ LED Exterior Area Lights - LED Fixture (200W) | 2024 | SC D | MW | Before Competition Groups | 0.22152 | 0 | 0 | 155.8568 | 0.0014213 | 33 | Residential_2024_SC D_MW_Before Competition Groups_33 | LED Exterior Area Lights - LED Fixture (200W) | 0.1421% | 0 | 0.22152 | Residential_2024_SC D_MW_Before Competition Groups_LED Exterior Area Lights - LED Fixture (200W)
Residential | Res ¦ CO Sensors for parking garage exhaust fans | 2024 | SC D | MW | Before Competition Groups | 0.21151 | 0 | 0 | 155.8568 | 0.0013571 | 34 | Residential_2024_SC D_MW_Before Competition Groups_34 | CO Sensors for parking garage exhaust fans | 0.1357% | 0 | 0.21151 | Residential_2024_SC D_MW_Before Competition Groups_CO Sensors for parking garage exhaust fans
Residential | Res ¦ Floor Insulation | 2024 | SC D | MW | Before Competition Groups | 0.2038 | 0 | 0 | 155.8568 | 0.0013076 | 35 | Residential_2024_SC D_MW_Before Competition Groups_35 | Floor Insulation | 0.1308% | 0 | 0.2038 | Residential_2024_SC D_MW_Before Competition Groups_Floor Insulation
Residential | Res ¦ Water Heater Temperature Setback | 2024 | SC D | MW | Before Competition Groups | 0.18999 | 0 | 0 | 155.8568 | 0.001219 | 36 | Residential_2024_SC D_MW_Before Competition Groups_36 | Water Heater Temperature Setback | 0.1219% | 0 | 0.18999 | Residential_2024_SC D_MW_Before Competition Groups_Water Heater Temperature Setback
Residential | Res ¦ Demand Control Ventilation | 2024 | SC D | MW | Before Competition Groups | 0.17084 | 0 | 0 | 155.8568 | 0.0010962 | 37 | Residential_2024_SC D_MW_Before Competition Groups_37 | Demand Control Ventilation | 0.1096% | 0 | 0.17084 | Residential_2024_SC D_MW_Before Competition Groups_Demand Control Ventilation
Residential | Res ¦ Clothes Drying Racks | 2024 | SC D | MW | Before Competition Groups | 0.15535 | 0 | 0 | 155.8568 | 0.00099673 | 38 | Residential_2024_SC D_MW_Before Competition Groups_38 | Clothes Drying Racks | 0.09967% | 0 | 0.15535 | Residential_2024_SC D_MW_Before Competition Groups_Clothes Drying Racks
Residential | Res ¦ Duct Insulation | 2024 | SC D | MW | Before Competition Groups | 0.1088 | 0 | 0 | 155.8568 | 0.0006981 | 39 | Residential_2024_SC D_MW_Before Competition Groups_39 | Duct Insulation | 0.06981% | 0 | 0.1088 | Residential_2024_SC D_MW_Before Competition Groups_Duct Insulation
Residential | Res ¦ VFD on Pumps | 2024 | SC D | MW | Before Competition Groups | 0.070683 | 0 | 0 | 155.8568 | 0.00045351 | 40 | Residential_2024_SC D_MW_Before Competition Groups_40 | VFD on Pumps | 0.04535% | 0 | 0.070683 | Residential_2024_SC D_MW_Before Competition Groups_VFD on Pumps
Residential | Res ¦ Condensing Make Up Air Unit | 2024 | SC D | MW | Before Competition Groups | 0.068102 | 0 | 0 | 155.8568 | 0.00043695 | 41 | Residential_2024_SC D_MW_Before Competition Groups_41 | Condensing Make Up Air Unit | 0.0437% | 0 | 0.068102 | Residential_2024_SC D_MW_Before Competition Groups_Condensing Make Up Air Unit
Residential | Res ¦ Duct Insulation MF | 2024 | SC D | MW | Before Competition Groups | 0.0629 | 0 | 0 | 155.8568 | 0.00040357 | 42 | Residential_2024_SC D_MW_Before Competition Groups_42 | Duct Insulation MF | 0.04036% | 0 | 0.0629 | Residential_2024_SC D_MW_Before Competition Groups_Duct Insulation MF
Residential | Res ¦ ECM MOTORS FOR HVAC APPLICATION (FAN-POWERED VAV BOX) | 2024 | SC D | MW | Before Competition Groups | 0.040908 | 0 | 0 | 155.8568 | 0.00026247 | 43 | Residential_2024_SC D_MW_Before Competition Groups_43 | ECM MOTORS FOR HVAC APPLICATION (FAN-POWERED VAV BOX) | 0.02625% | 0 | 0.040908 | Residential_2024_SC D_MW_Before Competition Groups_ECM MOTORS FOR HVAC APPLICATION (FAN-POWERED VAV BOX)
Residential | Res ¦ Chilled Water Optimization | 2024 | SC D | MW | Before Competition Groups | 0.034628 | 0 | 0 | 155.8568 | 0.00022218 | 44 | Residential_2024_SC D_MW_Before Competition Groups_44 | Chilled Water Optimization | 0.02222% | 0 | 0.034628 | Residential_2024_SC D_MW_Before Competition Groups_Chilled Water Optimization
Residential | Res ¦ Beverage Vending Machine Controls | 2024 | SC D | MW | Before Competition Groups | 0.022821 | 0 | 0 | 155.8568 | 0.00014642 | 45 | Residential_2024_SC D_MW_Before Competition Groups_45 | Beverage Vending Machine Controls | 0.01464% | 0 | 0.022821 | Residential_2024_SC D_MW_Before Competition Groups_Beverage Vending Machine Controls
Residential | Res ¦ Heat Recovery Ventilator | 2024 | SC D | MW | Before Competition Groups | 0.022592 | 0 | 0 | 155.8568 | 0.00014495 | 46 | Residential_2024_SC D_MW_Before Competition Groups_46 | Heat Recovery Ventilator | 0.0145% | 0 | 0.022592 | Residential_2024_SC D_MW_Before Competition Groups_Heat Recovery Ventilator
Residential | Res ¦ Tankless Water Heater | 2024 | SC D | MW | Before Competition Groups | 0.0096888 | 0 | 0 | 155.8568 | 6.2164e-05 | 47 | Residential_2024_SC D_MW_Before Competition Groups_47 | Tankless Water Heater | 0.006216% | 0 | 0.0096888 | Residential_2024_SC D_MW_Before Competition Groups_Tankless Water Heater
Residential | Res ¦ LED High Bay Fixture | 2024 | SC D | MW | Before Competition Groups | 0.0034003 | 0 | 0 | 155.8568 | 2.1817e-05 | 48 | Residential_2024_SC D_MW_Before Competition Groups_48 | LED High Bay Fixture | 0.002182% | 0 | 0.0034003 | Residential_2024_SC D_MW_Before Competition Groups_LED High Bay Fixture
Residential | Res ¦ Wall Insulation MF | 2024 | SC D | MW | Before Competition Groups | 0.00078555 | 0 | 0 | 155.8568 | 5.0402e-06 | 49 | Residential_2024_SC D_MW_Before Competition Groups_49 | Wall Insulation MF | 0.000504% | 0 | 0.00078555 | Residential_2024_SC D_MW_Before Competition Groups_Wall Insulation MF
Residential | Res ¦ Wall Insulation | 2024 | SC D | MW | Before Competition Groups | 0.00075648 | 0 | 0 | 155.8568 | 4.8537e-06 | 50 | Residential_2024_SC D_MW_Before Competition Groups_50 | Wall Insulation | 0.0004854% | 0 | 0.00075648 | Residential_2024_SC D_MW_Before Competition Groups_Wall Insulation
Residential | Res ¦ Freezer Recycling | 2024 | SC D | MW | Before Competition Groups | 0.00013113 | 0 | 0 | 155.8568 | 8.4138e-07 | 51 | Residential_2024_SC D_MW_Before Competition Groups_51 | Freezer Recycling | 8.414e-05% | 0 | 0.00013113 | Residential_2024_SC D_MW_Before Competition Groups_Freezer Recycling
Residential | Res ¦ LED Downlight | 2024 | SC D | MW | Before Competition Groups | 0 | 0 | 0 | 155.8568 | 0 | 52 | Residential_2024_SC D_MW_Before Competition Groups_52 | LED Downlight | 0% | 0 | 0 | Residential_2024_SC D_MW_Before Competition Groups_LED Downlight
Residential | Res ¦ Smart Burners | 2024 | SC D | MW | Before Competition Groups | 0 | 0 | 0 | 155.8568 | 0 | 53 | Residential_2024_SC D_MW_Before Competition Groups_53 | Smart Burners | 0% | 0 | 0 | Residential_2024_SC D_MW_Before Competition Groups_Smart Burners
Residential | Res ¦ Smart Power Bar | 2024 | SC D | MW | Before Competition Groups | 0 | 0 | 0 | 155.8568 | 0 | 54 | Residential_2024_SC D_MW_Before Competition Groups_54 | Smart Power Bar | 0% | 0 | 0 | Residential_2024_SC D_MW_Before Competition Groups_Smart Power Bar
Residential | Res ¦ Energy Star Central Air Conditioner | 2024 | Technical | MW | Before Competition Groups | 232.3969 | 0 | 0 | 2245.8486 | 0.10348 | 1 | Residential_2024_Technical_MW_Before Competition Groups_1 | Energy Star Central Air Conditioner | 10.35% | 0 | 232.3969 | Residential_2024_Technical_MW_Before Competition Groups_Energy Star Central Air Conditioner
Residential | Res ¦ Adaptive Thermostat | 2024 | Technical | MW | Before Competition Groups | 189.9259 | 0 | 0 | 2245.8486 | 0.084568 | 2 | Residential_2024_Technical_MW_Before Competition Groups_2 | Adaptive Thermostat | 8.457% | 0 | 189.9259 | Residential_2024_Technical_MW_Before Competition Groups_Adaptive Thermostat
Residential | Res ¦ Ductless Mini-Split Air Conditioner | 2024 | Technical | MW | Before Competition Groups | 99.409 | 0 | 0 | 2245.8486 | 0.044263 | 3 | Residential_2024_Technical_MW_Before Competition Groups_3 | Ductless Mini-Split Air Conditioner | 4.426% | 0 | 99.409 | Residential_2024_Technical_MW_Before Competition Groups_Ductless Mini-Split Air Conditioner
Residential | Res ¦ Energy Star Ground Source Heat Pump | 2024 | Technical | MW | Before Competition Groups | 92.6019 | 0 | 0 | 2245.8486 | 0.041232 | 4 | Residential_2024_Technical_MW_Before Competition Groups_4 | Energy Star Ground Source Heat Pump | 4.123% | 0 | 92.6019 | Residential_2024_Technical_MW_Before Competition Groups_Energy Star Ground Source Heat Pump
Residential | Res ¦ Ductless Mini-Split Heat Pump | 2024 | Technical | MW | Before Competition Groups | 91.7467 | 0 | 0 | 2245.8486 | 0.040852 | 5 | Residential_2024_Technical_MW_Before Competition Groups_5 | Ductless Mini-Split Heat Pump | 4.085% | 0 | 91.7467 | Residential_2024_Technical_MW_Before Competition Groups_Ductless Mini-Split Heat Pump
Residential | Res ¦ Building Recommissioning, Operations and Maintenance (O&M) Improvements | 2024 | Technical | MW | Before Competition Groups | 89.584 | 0 | 0 | 2245.8486 | 0.039889 | 6 | Residential_2024_Technical_MW_Before Competition Groups_6 | Building Recommissioning, Operations and Maintenance (O&M) Improvements | 3.989% | 0 | 89.584 | Residential_2024_Technical_MW_Before Competition Groups_Building Recommissioning, Operations and Maintenance (O&M) Improvements
Residential | Res ¦ Energy Star A Line, PAR, MR Lamps | 2024 | Technical | MW | Before Competition Groups | 86.2776 | 0 | 0 | 2245.8486 | 0.038416 | 7 | Residential_2024_Technical_MW_Before Competition Groups_7 | Energy Star A Line, PAR, MR Lamps | 3.842% | 0 | 86.2776 | Residential_2024_Technical_MW_Before Competition Groups_Energy Star A Line, PAR, MR Lamps
Residential | Res ¦ Energy Star LED Bulbs General Purpose LEDs | 2024 | Technical | MW | Before Competition Groups | 86.14 | 0 | 0 | 2245.8486 | 0.038355 | 8 | Residential_2024_Technical_MW_Before Competition Groups_8 | Energy Star LED Bulbs General Purpose LEDs | 3.836% | 0 | 86.14 | Residential_2024_Technical_MW_Before Competition Groups_Energy Star LED Bulbs General Purpose LEDs
Residential | Res ¦ Basement Wall Insulation | 2024 | Technical | MW | Before Competition Groups | 82.6284 | 0 | 0 | 2245.8486 | 0.036792 | 9 | Residential_2024_Technical_MW_Before Competition Groups_9 | Basement Wall Insulation | 3.679% | 0 | 82.6284 | Residential_2024_Technical_MW_Before Competition Groups_Basement Wall Insulation
Residential | Res ¦ Energy Star LED Specialty Bulbs | 2024 | Technical | MW | Before Competition Groups | 79.0858 | 0 | 0 | 2245.8486 | 0.035214 | 10 | Residential_2024_Technical_MW_Before Competition Groups_10 | Energy Star LED Specialty Bulbs | 3.521% | 0 | 79.0858 | Residential_2024_Technical_MW_Before Competition Groups_Energy Star LED Specialty Bulbs
Residential | Res ¦ Basement or Crawlspace Insulation | 2024 | Technical | MW | Before Competition Groups | 68.617 | 0 | 0 | 2245.8486 | 0.030553 | 11 | Residential_2024_Technical_MW_Before Competition Groups_11 | Basement or Crawlspace Insulation | 3.055% | 0 | 68.617 | Residential_2024_Technical_MW_Before Competition Groups_Basement or Crawlspace Insulation
Residential | Res ¦ Smart Power Bar | 2024 | Technical | MW | Before Competition Groups | 66.4304 | 0 | 0 | 2245.8486 | 0.029579 | 12 | Residential_2024_Technical_MW_Before Competition Groups_12 | Smart Power Bar | 2.958% | 0 | 66.4304 | Residential_2024_Technical_MW_Before Competition Groups_Smart Power Bar
Residential | Res ¦ Variable Speed Pool Pump Motor | 2024 | Technical | MW | Before Competition Groups | 63.989 | 0 | 0 | 2245.8486 | 0.028492 | 13 | Residential_2024_Technical_MW_Before Competition Groups_13 | Variable Speed Pool Pump Motor | 2.849% | 0 | 63.989 | Residential_2024_Technical_MW_Before Competition Groups_Variable Speed Pool Pump Motor
Residential | Res ¦ Attic Insulation | 2024 | Technical | MW | Before Competition Groups | 63.7425 | 0 | 0 | 2245.8486 | 0.028382 | 14 | Residential_2024_Technical_MW_Before Competition Groups_14 | Attic Insulation | 2.838% | 0 | 63.7425 | Residential_2024_Technical_MW_Before Competition Groups_Attic Insulation
Residential | Res ¦ Smart Burners | 2024 | Technical | MW | Before Competition Groups | 60.8079 | 0 | 0 | 2245.8486 | 0.027076 | 15 | Residential_2024_Technical_MW_Before Competition Groups_15 | Smart Burners | 2.708% | 0 | 60.8079 | Residential_2024_Technical_MW_Before Competition Groups_Smart Burners
Residential | Res ¦ Energy Star Refrigerator | 2024 | Technical | MW | Before Competition Groups | 53.47 | 0 | 0 | 2245.8486 | 0.023808 | 16 | Residential_2024_Technical_MW_Before Competition Groups_16 | Energy Star Refrigerator | 2.381% | 0 | 53.47 | Residential_2024_Technical_MW_Before Competition Groups_Energy Star Refrigerator
Residential | Res ¦ Networked/ Connected - Indoor LED Lamp | 2024 | Technical | MW | Before Competition Groups | 53.428 | 0 | 0 | 2245.8486 | 0.02379 | 17 | Residential_2024_Technical_MW_Before Competition Groups_17 | Networked/ Connected - Indoor LED Lamp | 2.379% | 0 | 53.428 | Residential_2024_Technical_MW_Before Competition Groups_Networked/ Connected - Indoor LED Lamp
Residential | Res ¦ Energy Star Air Source Heat Pump | 2024 | Technical | MW | Before Competition Groups | 52.4519 | 0 | 0 | 2245.8486 | 0.023355 | 18 | Residential_2024_Technical_MW_Before Competition Groups_18 | Energy Star Air Source Heat Pump | 2.336% | 0 | 52.4519 | Residential_2024_Technical_MW_Before Competition Groups_Energy Star Air Source Heat Pump
Residential | Res ¦ Wall Insulation | 2024 | Technical | MW | Before Competition Groups | 49.8024 | 0 | 0 | 2245.8486 | 0.022175 | 19 | Residential_2024_Technical_MW_Before Competition Groups_19 | Wall Insulation | 2.218% | 0 | 49.8024 | Residential_2024_Technical_MW_Before Competition Groups_Wall Insulation
Residential | Res ¦ Heat Pump Clothes Dryer | 2024 | Technical | MW | Before Competition Groups | 49.184 | 0 | 0 | 2245.8486 | 0.0219 | 20 | Residential_2024_Technical_MW_Before Competition Groups_20 | Heat Pump Clothes Dryer | 2.19% | 0 | 49.184 | Residential_2024_Technical_MW_Before Competition Groups_Heat Pump Clothes Dryer
Residential | Res ¦ Energy Star Clothes Washer | 2024 | Technical | MW | Before Competition Groups | 46.5703 | 0 | 0 | 2245.8486 | 0.020736 | 21 | Residential_2024_Technical_MW_Before Competition Groups_21 | Energy Star Clothes Washer | 2.074% | 0 | 46.5703 | Residential_2024_Technical_MW_Before Competition Groups_Energy Star Clothes Washer
Residential | Res ¦ Energy Star Room Air Conditioner | 2024 | Technical | MW | Before Competition Groups | 38.443 | 0 | 0 | 2245.8486 | 0.017117 | 22 | Residential_2024_Technical_MW_Before Competition Groups_22 | Energy Star Room Air Conditioner | 1.712% | 0 | 38.443 | Residential_2024_Technical_MW_Before Competition Groups_Energy Star Room Air Conditioner
Residential | Res ¦ Induction Cooking Stove Top | 2024 | Technical | MW | Before Competition Groups | 37.4577 | 0 | 0 | 2245.8486 | 0.016679 | 23 | Residential_2024_Technical_MW_Before Competition Groups_23 | Induction Cooking Stove Top | 1.668% | 0 | 37.4577 | Residential_2024_Technical_MW_Before Competition Groups_Induction Cooking Stove Top
Residential | Res ¦ Energy Star Clothes Dryer | 2024 | Technical | MW | Before Competition Groups | 28.0924 | 0 | 0 | 2245.8486 | 0.012509 | 24 | Residential_2024_Technical_MW_Before Competition Groups_24 | Energy Star Clothes Dryer | 1.251% | 0 | 28.0924 | Residential_2024_Technical_MW_Before Competition Groups_Energy Star Clothes Dryer
Residential | Res ¦ Ceiling Insulation | 2024 | Technical | MW | Before Competition Groups | 24.9646 | 0 | 0 | 2245.8486 | 0.011116 | 25 | Residential_2024_Technical_MW_Before Competition Groups_25 | Ceiling Insulation | 1.112% | 0 | 24.9646 | Residential_2024_Technical_MW_Before Competition Groups_Ceiling Insulation
Residential | Res ¦ Variable Refrigerant Flow Heat Pump | 2024 | Technical | MW | Before Competition Groups | 24.5529 | 0 | 0 | 2245.8486 | 0.010933 | 26 | Residential_2024_Technical_MW_Before Competition Groups_26 | Variable Refrigerant Flow Heat Pump | 1.093% | 0 | 24.5529 | Residential_2024_Technical_MW_Before Competition Groups_Variable Refrigerant Flow Heat Pump
Residential | Res ¦ Lighting Motion Sensors, Timers, Dimmers | 2024 | Technical | MW | Before Competition Groups | 21.8368 | 0 | 0 | 2245.8486 | 0.0097232 | 27 | Residential_2024_Technical_MW_Before Competition Groups_27 | Lighting Motion Sensors, Timers, Dimmers | 0.9723% | 0 | 21.8368 | Residential_2024_Technical_MW_Before Competition Groups_Lighting Motion Sensors, Timers, Dimmers
Residential | Res ¦ Duct Insulation | 2024 | Technical | MW | Before Competition Groups | 20.5228 | 0 | 0 | 2245.8486 | 0.0091381 | 28 | Residential_2024_Technical_MW_Before Competition Groups_28 | Duct Insulation | 0.9138% | 0 | 20.5228 | Residential_2024_Technical_MW_Before Competition Groups_Duct Insulation
Residential | Res ¦ Air Sealing | 2024 | Technical | MW | Before Competition Groups | 17.576 | 0 | 0 | 2245.8486 | 0.007826 | 29 | Residential_2024_Technical_MW_Before Competition Groups_29 | Air Sealing | 0.7826% | 0 | 17.576 | Residential_2024_Technical_MW_Before Competition Groups_Air Sealing
Residential | Res ¦ Central Air Conditioner Maintenance | 2024 | Technical | MW | Before Competition Groups | 16.7061 | 0 | 0 | 2245.8486 | 0.0074386 | 30 | Residential_2024_Technical_MW_Before Competition Groups_30 | Central Air Conditioner Maintenance | 0.7439% | 0 | 16.7061 | Residential_2024_Technical_MW_Before Competition Groups_Central Air Conditioner Maintenance
Residential | Res ¦ Floor Insulation | 2024 | Technical | MW | Before Competition Groups | 16.706 | 0 | 0 | 2245.8486 | 0.0074386 | 31 | Residential_2024_Technical_MW_Before Competition Groups_31 | Floor Insulation | 0.7439% | 0 | 16.706 | Residential_2024_Technical_MW_Before Competition Groups_Floor Insulation
Residential | Res ¦ Dehumidifier Recycling | 2024 | Technical | MW | Before Competition Groups | 15.4097 | 0 | 0 | 2245.8486 | 0.0068614 | 32 | Residential_2024_Technical_MW_Before Competition Groups_32 | Dehumidifier Recycling | 0.6861% | 0 | 15.4097 | Residential_2024_Technical_MW_Before Competition Groups_Dehumidifier Recycling
Residential | Res ¦ Energy Star Light Fixture | 2024 | Technical | MW | Before Competition Groups | 14.3994 | 0 | 0 | 2245.8486 | 0.0064115 | 33 | Residential_2024_Technical_MW_Before Competition Groups_33 | Energy Star Light Fixture | 0.6412% | 0 | 14.3994 | Residential_2024_Technical_MW_Before Competition Groups_Energy Star Light Fixture
Residential | Res ¦ Air Source Heat Pump | 2024 | Technical | MW | Before Competition Groups | 13.4873 | 0 | 0 | 2245.8486 | 0.0060054 | 34 | Residential_2024_Technical_MW_Before Competition Groups_34 | Air Source Heat Pump | 0.6005% | 0 | 13.4873 | Residential_2024_Technical_MW_Before Competition Groups_Air Source Heat Pump
Residential | Res ¦ Advanced BAS/Controllers | 2024 | Technical | MW | Before Competition Groups | 13.1117 | 0 | 0 | 2245.8486 | 0.0058382 | 35 | Residential_2024_Technical_MW_Before Competition Groups_35 | Advanced BAS/Controllers | 0.5838% | 0 | 13.1117 | Residential_2024_Technical_MW_Before Competition Groups_Advanced BAS/Controllers
Residential | Res ¦ Clothes Drying Racks | 2024 | Technical | MW | Before Competition Groups | 12.1335 | 0 | 0 | 2245.8486 | 0.0054026 | 36 | Residential_2024_Technical_MW_Before Competition Groups_36 | Clothes Drying Racks | 0.5403% | 0 | 12.1335 | Residential_2024_Technical_MW_Before Competition Groups_Clothes Drying Racks
Residential | Res ¦ Occupancy Sensors MF | 2024 | Technical | MW | Before Competition Groups | 11.4916 | 0 | 0 | 2245.8486 | 0.0051168 | 37 | Residential_2024_Technical_MW_Before Competition Groups_37 | Occupancy Sensors MF | 0.5117% | 0 | 11.4916 | Residential_2024_Technical_MW_Before Competition Groups_Occupancy Sensors MF
Residential | Res ¦ Home Energy Reports | 2024 | Technical | MW | Before Competition Groups | 11.2129 | 0 | 0 | 2245.8486 | 0.0049927 | 38 | Residential_2024_Technical_MW_Before Competition Groups_38 | Home Energy Reports | 0.4993% | 0 | 11.2129 | Residential_2024_Technical_MW_Before Competition Groups_Home Energy Reports
Residential | Res ¦ Refrigerator Recycling | 2024 | Technical | MW | Before Competition Groups | 10.2823 | 0 | 0 | 2245.8486 | 0.0045784 | 39 | Residential_2024_Technical_MW_Before Competition Groups_39 | Refrigerator Recycling | 0.4578% | 0 | 10.2823 | Residential_2024_Technical_MW_Before Competition Groups_Refrigerator Recycling
Residential | Res ¦ Energy Star Torchiere | 2024 | Technical | MW | Before Competition Groups | 9.7265 | 0 | 0 | 2245.8486 | 0.0043309 | 40 | Residential_2024_Technical_MW_Before Competition Groups_40 | Energy Star Torchiere | 0.4331% | 0 | 9.7265 | Residential_2024_Technical_MW_Before Competition Groups_Energy Star Torchiere
Residential | Res ¦ Freezer Recycling | 2024 | Technical | MW | Before Competition Groups | 9.5788 | 0 | 0 | 2245.8486 | 0.0042651 | 41 | Residential_2024_Technical_MW_Before Competition Groups_41 | Freezer Recycling | 0.4265% | 0 | 9.5788 | Residential_2024_Technical_MW_Before Competition Groups_Freezer Recycling
Residential | Res ¦ Energy Star Dehumidifier | 2024 | Technical | MW | Before Competition Groups | 9.0542 | 0 | 0 | 2245.8486 | 0.0040315 | 42 | Residential_2024_Technical_MW_Before Competition Groups_42 | Energy Star Dehumidifier | 0.4032% | 0 | 9.0542 | Residential_2024_Technical_MW_Before Competition Groups_Energy Star Dehumidifier
Residential | Res ¦ Duct Insulation MF | 2024 | Technical | MW | Before Competition Groups | 9.0537 | 0 | 0 | 2245.8486 | 0.0040313 | 43 | Residential_2024_Technical_MW_Before Competition Groups_43 | Duct Insulation MF | 0.4031% | 0 | 9.0537 | Residential_2024_Technical_MW_Before Competition Groups_Duct Insulation MF
Residential | Res ¦ Energy Star Windows | 2024 | Technical | MW | Before Competition Groups | 7.1102 | 0 | 0 | 2245.8486 | 0.0031659 | 44 | Residential_2024_Technical_MW_Before Competition Groups_44 | Energy Star Windows | 0.3166% | 0 | 7.1102 | Residential_2024_Technical_MW_Before Competition Groups_Energy Star Windows
Residential | Res ¦ Furnace with ECM | 2024 | Technical | MW | Before Competition Groups | 6.7332 | 0 | 0 | 2245.8486 | 0.0029981 | 45 | Residential_2024_Technical_MW_Before Competition Groups_45 | Furnace with ECM | 0.2998% | 0 | 6.7332 | Residential_2024_Technical_MW_Before Competition Groups_Furnace with ECM
Residential | Res ¦ INTEGRAL LED TROFFERS | 2024 | Technical | MW | Before Competition Groups | 6.2874 | 0 | 0 | 2245.8486 | 0.0027996 | 46 | Residential_2024_Technical_MW_Before Competition Groups_46 | INTEGRAL LED TROFFERS | 0.28% | 0 | 6.2874 | Residential_2024_Technical_MW_Before Competition Groups_INTEGRAL LED TROFFERS
Residential | Res ¦ Energy Star Freezer | 2024 | Technical | MW | Before Competition Groups | 5.5181 | 0 | 0 | 2245.8486 | 0.002457 | 47 | Residential_2024_Technical_MW_Before Competition Groups_47 | Energy Star Freezer | 0.2457% | 0 | 5.5181 | Residential_2024_Technical_MW_Before Competition Groups_Energy Star Freezer
Residential | Res ¦ Minimize Hot and Warm Clothes Wash | 2024 | Technical | MW | Before Competition Groups | 5.0824 | 0 | 0 | 2245.8486 | 0.002263 | 48 | Residential_2024_Technical_MW_Before Competition Groups_48 | Minimize Hot and Warm Clothes Wash | 0.2263% | 0 | 5.0824 | Residential_2024_Technical_MW_Before Competition Groups_Minimize Hot and Warm Clothes Wash
Residential | Res ¦ High Efficiency Chiller (avg of water and air cooled) | 2024 | Technical | MW | Before Competition Groups | 4.9957 | 0 | 0 | 2245.8486 | 0.0022244 | 49 | Residential_2024_Technical_MW_Before Competition Groups_49 | High Efficiency Chiller (avg of water and air cooled) | 0.2224% | 0 | 4.9957 | Residential_2024_Technical_MW_Before Competition Groups_High Efficiency Chiller (avg of water and air cooled)
Residential | Res ¦ Passive Attic Ventilation | 2024 | Technical | MW | Before Competition Groups | 4.3474 | 0 | 0 | 2245.8486 | 0.0019357 | 50 | Residential_2024_Technical_MW_Before Competition Groups_50 | Passive Attic Ventilation | 0.1936% | 0 | 4.3474 | Residential_2024_Technical_MW_Before Competition Groups_Passive Attic Ventilation
Residential | Res ¦ Networked/ Connected - Indoor LED Luminaire | 2024 | Technical | MW | Before Competition Groups | 3.8887 | 0 | 0 | 2245.8486 | 0.0017315 | 51 | Residential_2024_Technical_MW_Before Competition Groups_51 | Networked/ Connected - Indoor LED Luminaire | 0.1732% | 0 | 3.8887 | Residential_2024_Technical_MW_Before Competition Groups_Networked/ Connected - Indoor LED Luminaire
Residential | Res ¦ LED Downlight | 2024 | Technical | MW | Before Competition Groups | 3.8347 | 0 | 0 | 2245.8486 | 0.0017075 | 52 | Residential_2024_Technical_MW_Before Competition Groups_52 | LED Downlight | 0.1707% | 0 | 3.8347 | Residential_2024_Technical_MW_Before Competition Groups_LED Downlight
Residential | Res ¦ Early Hot Water Heater Replacement | 2024 | Technical | MW | Before Competition Groups | 3.2983 | 0 | 0 | 2245.8486 | 0.0014686 | 53 | Residential_2024_Technical_MW_Before Competition Groups_53 | Early Hot Water Heater Replacement | 0.1469% | 0 | 3.2983 | Residential_2024_Technical_MW_Before Competition Groups_Early Hot Water Heater Replacement
Residential | Res ¦ Central Lighting Control System | 2024 | Technical | MW | Before Competition Groups | 3.1617 | 0 | 0 | 2245.8486 | 0.0014078 | 54 | Residential_2024_Technical_MW_Before Competition Groups_54 | Central Lighting Control System | 0.1408% | 0 | 3.1617 | Residential_2024_Technical_MW_Before Competition Groups_Central Lighting Control System
Residential | Res ¦ Heat Pump Water Heater | 2024 | Technical | MW | Before Competition Groups | 3.0261 | 0 | 0 | 2245.8486 | 0.0013474 | 55 | Residential_2024_Technical_MW_Before Competition Groups_55 | Heat Pump Water Heater | 0.1347% | 0 | 3.0261 | Residential_2024_Technical_MW_Before Competition Groups_Heat Pump Water Heater
Residential | Res ¦ Outside Air Economizer | 2024 | Technical | MW | Before Competition Groups | 2.9783 | 0 | 0 | 2245.8486 | 0.0013261 | 56 | Residential_2024_Technical_MW_Before Competition Groups_56 | Outside Air Economizer | 0.1326% | 0 | 2.9783 | Residential_2024_Technical_MW_Before Competition Groups_Outside Air Economizer
Residential | Res ¦ Air Source Heat Pump Maintenance | 2024 | Technical | MW | Before Competition Groups | 2.9222 | 0 | 0 | 2245.8486 | 0.0013012 | 57 | Residential_2024_Technical_MW_Before Competition Groups_57 | Air Source Heat Pump Maintenance | 0.1301% | 0 | 2.9222 | Residential_2024_Technical_MW_Before Competition Groups_Air Source Heat Pump Maintenance
Residential | Res ¦ Tankless Water Heater | 2024 | Technical | MW | Before Competition Groups | 2.7318 | 0 | 0 | 2245.8486 | 0.0012164 | 58 | Residential_2024_Technical_MW_Before Competition Groups_58 | Tankless Water Heater | 0.1216% | 0 | 2.7318 | Residential_2024_Technical_MW_Before Competition Groups_Tankless Water Heater
Residential | Res ¦ LED Tube Re-Lamp | 2024 | Technical | MW | Before Competition Groups | 2.5658 | 0 | 0 | 2245.8486 | 0.0011424 | 59 | Residential_2024_Technical_MW_Before Competition Groups_59 | LED Tube Re-Lamp | 0.1142% | 0 | 2.5658 | Residential_2024_Technical_MW_Before Competition Groups_LED Tube Re-Lamp
Residential | Res ¦ Energy Star Ceiling Fan/Lighting | 2024 | Technical | MW | Before Competition Groups | 2.425 | 0 | 0 | 2245.8486 | 0.0010798 | 60 | Residential_2024_Technical_MW_Before Competition Groups_60 | Energy Star Ceiling Fan/Lighting | 0.108% | 0 | 2.425 | Residential_2024_Technical_MW_Before Competition Groups_Energy Star Ceiling Fan/Lighting
Residential | Res ¦ Demand Control Ventilation | 2024 | Technical | MW | Before Competition Groups | 2.3043 | 0 | 0 | 2245.8486 | 0.001026 | 61 | Residential_2024_Technical_MW_Before Competition Groups_61 | Demand Control Ventilation | 0.1026% | 0 | 2.3043 | Residential_2024_Technical_MW_Before Competition Groups_Demand Control Ventilation
Residential | Res ¦ Heat Recovery Ventilator | 2024 | Technical | MW | Before Competition Groups | 2.2709 | 0 | 0 | 2245.8486 | 0.0010112 | 62 | Residential_2024_Technical_MW_Before Competition Groups_62 | Heat Recovery Ventilator | 0.1011% | 0 | 2.2709 | Residential_2024_Technical_MW_Before Competition Groups_Heat Recovery Ventilator
Residential | Res ¦ Drain Water Heat Recovery | 2024 | Technical | MW | Before Competition Groups | 2.2153 | 0 | 0 | 2245.8486 | 0.00098642 | 63 | Residential_2024_Technical_MW_Before Competition Groups_63 | Drain Water Heat Recovery | 0.09864% | 0 | 2.2153 | Residential_2024_Technical_MW_Before Competition Groups_Drain Water Heat Recovery
Residential | Res ¦ Furnace Whistle | 2024 | Technical | MW | Before Competition Groups | 2.2144 | 0 | 0 | 2245.8486 | 0.00098598 | 64 | Residential_2024_Technical_MW_Before Competition Groups_64 | Furnace Whistle | 0.0986% | 0 | 2.2144 | Residential_2024_Technical_MW_Before Competition Groups_Furnace Whistle
Residential | Res ¦ Window Film | 2024 | Technical | MW | Before Competition Groups | 2.0377 | 0 | 0 | 2245.8486 | 0.0009073 | 65 | Residential_2024_Technical_MW_Before Competition Groups_65 | Window Film | 0.09073% | 0 | 2.0377 | Residential_2024_Technical_MW_Before Competition Groups_Window Film
Residential | Res ¦ ENERGY STAR LED LAMPS (REFLECTOR LAMPs/MR16/PAR 16) | 2024 | Technical | MW | Before Competition Groups | 1.9339 | 0 | 0 | 2245.8486 | 0.00086109 | 66 | Residential_2024_Technical_MW_Before Competition Groups_66 | ENERGY STAR LED LAMPS (REFLECTOR LAMPs/MR16/PAR 16) | 0.08611% | 0 | 1.9339 | Residential_2024_Technical_MW_Before Competition Groups_ENERGY STAR LED LAMPS (REFLECTOR LAMPs/MR16/PAR 16)
Residential | Res ¦ Comprehensive Draft Proofing | 2024 | Technical | MW | Before Competition Groups | 1.8816 | 0 | 0 | 2245.8486 | 0.00083783 | 67 | Residential_2024_Technical_MW_Before Competition Groups_67 | Comprehensive Draft Proofing | 0.08378% | 0 | 1.8816 | Residential_2024_Technical_MW_Before Competition Groups_Comprehensive Draft Proofing
Residential | Res ¦ CO Sensors for parking garage exhaust fans | 2024 | Technical | MW | Before Competition Groups | 1.879 | 0 | 0 | 2245.8486 | 0.00083668 | 68 | Residential_2024_Technical_MW_Before Competition Groups_68 | CO Sensors for parking garage exhaust fans | 0.08367% | 0 | 1.879 | Residential_2024_Technical_MW_Before Competition Groups_CO Sensors for parking garage exhaust fans
Residential | Res ¦ Variable Frequency Drive (VFD) | 2024 | Technical | MW | Before Competition Groups | 1.8251 | 0 | 0 | 2245.8486 | 0.00081264 | 69 | Residential_2024_Technical_MW_Before Competition Groups_69 | Variable Frequency Drive (VFD) | 0.08126% | 0 | 1.8251 | Residential_2024_Technical_MW_Before Competition Groups_Variable Frequency Drive (VFD)
Residential | Res ¦ Solar Water Heating System | 2024 | Technical | MW | Before Competition Groups | 1.4901 | 0 | 0 | 2245.8486 | 0.0006635 | 70 | Residential_2024_Technical_MW_Before Competition Groups_70 | Solar Water Heating System | 0.06635% | 0 | 1.4901 | Residential_2024_Technical_MW_Before Competition Groups_Solar Water Heating System
Residential | Res ¦ Energy Star Dishwasher | 2024 | Technical | MW | Before Competition Groups | 1.4414 | 0 | 0 | 2245.8486 | 0.00064179 | 71 | Residential_2024_Technical_MW_Before Competition Groups_71 | Energy Star Dishwasher | 0.06418% | 0 | 1.4414 | Residential_2024_Technical_MW_Before Competition Groups_Energy Star Dishwasher
Residential | Res ¦ DHW Recirculation Systems | 2024 | Technical | MW | Before Competition Groups | 1.4329 | 0 | 0 | 2245.8486 | 0.00063802 | 72 | Residential_2024_Technical_MW_Before Competition Groups_72 | DHW Recirculation Systems | 0.0638% | 0 | 1.4329 | Residential_2024_Technical_MW_Before Competition Groups_DHW Recirculation Systems
Residential | Res ¦ High Efficiency Storage Water Heater | 2024 | Technical | MW | Before Competition Groups | 1.3224 | 0 | 0 | 2245.8486 | 0.00058883 | 73 | Residential_2024_Technical_MW_Before Competition Groups_73 | High Efficiency Storage Water Heater | 0.05888% | 0 | 1.3224 | Residential_2024_Technical_MW_Before Competition Groups_High Efficiency Storage Water Heater
Residential | Res ¦ Water Heater Temperature Setback | 2024 | Technical | MW | Before Competition Groups | 1.1543 | 0 | 0 | 2245.8486 | 0.00051395 | 74 | Residential_2024_Technical_MW_Before Competition Groups_74 | Water Heater Temperature Setback | 0.0514% | 0 | 1.1543 | Residential_2024_Technical_MW_Before Competition Groups_Water Heater Temperature Setback
Residential | Res ¦ Condensing Make Up Air Unit | 2024 | Technical | MW | Before Competition Groups | 0.91884 | 0 | 0 | 2245.8486 | 0.00040913 | 75 | Residential_2024_Technical_MW_Before Competition Groups_75 | Condensing Make Up Air Unit | 0.04091% | 0 | 0.91884 | Residential_2024_Technical_MW_Before Competition Groups_Condensing Make Up Air Unit
Residential | Res ¦ LED Parking Lot Fixture | 2024 | Technical | MW | Before Competition Groups | 0.8355 | 0 | 0 | 2245.8486 | 0.00037202 | 76 | Residential_2024_Technical_MW_Before Competition Groups_76 | LED Parking Lot Fixture | 0.0372% | 0 | 0.8355 | Residential_2024_Technical_MW_Before Competition Groups_LED Parking Lot Fixture
Residential | Res ¦ Solar Powered Attic Fan | 2024 | Technical | MW | Before Competition Groups | 0.71779 | 0 | 0 | 2245.8486 | 0.00031961 | 77 | Residential_2024_Technical_MW_Before Competition Groups_77 | Solar Powered Attic Fan | 0.03196% | 0 | 0.71779 | Residential_2024_Technical_MW_Before Competition Groups_Solar Powered Attic Fan
Residential | Res ¦ HVAC Optimization | 2024 | Technical | MW | Before Competition Groups | 0.68125 | 0 | 0 | 2245.8486 | 0.00030334 | 78 | Residential_2024_Technical_MW_Before Competition Groups_78 | HVAC Optimization | 0.03033% | 0 | 0.68125 | Residential_2024_Technical_MW_Before Competition Groups_HVAC Optimization
Residential | Res ¦ VFD on Pumps | 2024 | Technical | MW | Before Competition Groups | 0.56123 | 0 | 0 | 2245.8486 | 0.0002499 | 79 | Residential_2024_Technical_MW_Before Competition Groups_79 | VFD on Pumps | 0.02499% | 0 | 0.56123 | Residential_2024_Technical_MW_Before Competition Groups_VFD on Pumps
Residential | Res ¦ ENERGY STAR LED Lamps (General Service Lamps) | 2024 | Technical | MW | Before Competition Groups | 0.43657 | 0 | 0 | 2245.8486 | 0.00019439 | 80 | Residential_2024_Technical_MW_Before Competition Groups_80 | ENERGY STAR LED Lamps (General Service Lamps) | 0.01944% | 0 | 0.43657 | Residential_2024_Technical_MW_Before Competition Groups_ENERGY STAR LED Lamps (General Service Lamps)
Residential | Res ¦ LED Exterior Area Lights - LED Fixture (200W) | 2024 | Technical | MW | Before Competition Groups | 0.38231 | 0 | 0 | 2245.8486 | 0.00017023 | 81 | Residential_2024_Technical_MW_Before Competition Groups_81 | LED Exterior Area Lights - LED Fixture (200W) | 0.01702% | 0 | 0.38231 | Residential_2024_Technical_MW_Before Competition Groups_LED Exterior Area Lights - LED Fixture (200W)
Residential | Res ¦ ECM MOTORS FOR HVAC APPLICATION (FAN-POWERED VAV BOX) | 2024 | Technical | MW | Before Competition Groups | 0.31236 | 0 | 0 | 2245.8486 | 0.00013908 | 82 | Residential_2024_Technical_MW_Before Competition Groups_82 | ECM MOTORS FOR HVAC APPLICATION (FAN-POWERED VAV BOX) | 0.01391% | 0 | 0.31236 | Residential_2024_Technical_MW_Before Competition Groups_ECM MOTORS FOR HVAC APPLICATION (FAN-POWERED VAV BOX)
Residential | Res ¦ Beverage Vending Machine Controls | 2024 | Technical | MW | Before Competition Groups | 0.21079 | 0 | 0 | 2245.8486 | 9.3857e-05 | 83 | Residential_2024_Technical_MW_Before Competition Groups_83 | Beverage Vending Machine Controls | 0.009386% | 0 | 0.21079 | Residential_2024_Technical_MW_Before Competition Groups_Beverage Vending Machine Controls
Residential | Res ¦ Wall Insulation MF | 2024 | Technical | MW | Before Competition Groups | 0.18184 | 0 | 0 | 2245.8486 | 8.0966e-05 | 84 | Residential_2024_Technical_MW_Before Competition Groups_84 | Wall Insulation MF | 0.008097% | 0 | 0.18184 | Residential_2024_Technical_MW_Before Competition Groups_Wall Insulation MF
Residential | Res ¦ Chilled Water Optimization | 2024 | Technical | MW | Before Competition Groups | 0.12923 | 0 | 0 | 2245.8486 | 5.7541e-05 | 85 | Residential_2024_Technical_MW_Before Competition Groups_85 | Chilled Water Optimization | 0.005754% | 0 | 0.12923 | Residential_2024_Technical_MW_Before Competition Groups_Chilled Water Optimization
Residential | Res ¦ LED Recessed Downlights | 2024 | Technical | MW | Before Competition Groups | 0.033937 | 0 | 0 | 2245.8486 | 1.5111e-05 | 86 | Residential_2024_Technical_MW_Before Competition Groups_86 | LED Recessed Downlights | 0.001511% | 0 | 0.033937 | Residential_2024_Technical_MW_Before Competition Groups_LED Recessed Downlights
Residential | Res ¦ LED High Bay Fixture | 2024 | Technical | MW | Before Competition Groups | 0.029001 | 0 | 0 | 2245.8486 | 1.2913e-05 | 87 | Residential_2024_Technical_MW_Before Competition Groups_87 | LED High Bay Fixture | 0.001291% | 0 | 0.029001 | Residential_2024_Technical_MW_Before Competition Groups_LED High Bay Fixture
Residential | Res ¦ Radiant Barrier | 2024 | Technical | MW | Before Competition Groups | 0.014038 | 0 | 0 | 2245.8486 | 6.2506e-06 | 88 | Residential_2024_Technical_MW_Before Competition Groups_88 | Radiant Barrier | 0.0006251% | 0 | 0.014038 | Residential_2024_Technical_MW_Before Competition Groups_Radiant Barrier
Residential | Res ¦ Solar Water Preheat (Pools/DHW) | 2024 | Technical | MW | Before Competition Groups | 0.0045245 | 0 | 0 | 2245.8486 | 2.0146e-06 | 89 | Residential_2024_Technical_MW_Before Competition Groups_89 | Solar Water Preheat (Pools/DHW) | 0.0002015% | 0 | 0.0045245 | Residential_2024_Technical_MW_Before Competition Groups_Solar Water Preheat (Pools/DHW)
Residential | Res ¦ Photocell Controls (Outdoor) | 2024 | Technical | MW | Before Competition Groups | 6.7982e-05 | 0 | 0 | 2245.8486 | 3.027e-08 | 90 | Residential_2024_Technical_MW_Before Competition Groups_90 | Photocell Controls (Outdoor) | 3.027e-06% | 0 | 6.7982e-05 | Residential_2024_Technical_MW_Before Competition Groups_Photocell Controls (Outdoor)
Residential | Res ¦ Adaptive Thermostat | 2025 | Economic | MW | Before Competition Groups | 191.1201 | 0 | 0 | 1203.8618 | 0.15876 | 1 | Residential_2025_Economic_MW_Before Competition Groups_1 | Adaptive Thermostat | 15.88% | 0 | 191.1201 | Residential_2025_Economic_MW_Before Competition Groups_Adaptive Thermostat
Residential | Res ¦ Ductless Mini-Split Heat Pump | 2025 | Economic | MW | Before Competition Groups | 104.6844 | 0 | 0 | 1203.8618 | 0.086957 | 2 | Residential_2025_Economic_MW_Before Competition Groups_2 | Ductless Mini-Split Heat Pump | 8.696% | 0 | 104.6844 | Residential_2025_Economic_MW_Before Competition Groups_Ductless Mini-Split Heat Pump
Residential | Res ¦ Energy Star A Line, PAR, MR Lamps | 2025 | Economic | MW | Before Competition Groups | 90.1072 | 0 | 0 | 1203.8618 | 0.074848 | 3 | Residential_2025_Economic_MW_Before Competition Groups_3 | Energy Star A Line, PAR, MR Lamps | 7.485% | 0 | 90.1072 | Residential_2025_Economic_MW_Before Competition Groups_Energy Star A Line, PAR, MR Lamps
Residential | Res ¦ Energy Star LED Bulbs General Purpose LEDs | 2025 | Economic | MW | Before Competition Groups | 89.5917 | 0 | 0 | 1203.8618 | 0.07442 | 4 | Residential_2025_Economic_MW_Before Competition Groups_4 | Energy Star LED Bulbs General Purpose LEDs | 7.442% | 0 | 89.5917 | Residential_2025_Economic_MW_Before Competition Groups_Energy Star LED Bulbs General Purpose LEDs
Residential | Res ¦ Building Recommissioning, Operations and Maintenance (O&M) Improvements | 2025 | Economic | MW | Before Competition Groups | 88.1686 | 0 | 0 | 1203.8618 | 0.073238 | 5 | Residential_2025_Economic_MW_Before Competition Groups_5 | Building Recommissioning, Operations and Maintenance (O&M) Improvements | 7.324% | 0 | 88.1686 | Residential_2025_Economic_MW_Before Competition Groups_Building Recommissioning, Operations and Maintenance (O&M) Improvements
Residential | Res ¦ Energy Star LED Specialty Bulbs | 2025 | Economic | MW | Before Competition Groups | 82.1337 | 0 | 0 | 1203.8618 | 0.068225 | 6 | Residential_2025_Economic_MW_Before Competition Groups_6 | Energy Star LED Specialty Bulbs | 6.823% | 0 | 82.1337 | Residential_2025_Economic_MW_Before Competition Groups_Energy Star LED Specialty Bulbs
Residential | Res ¦ Basement Wall Insulation | 2025 | Economic | MW | Before Competition Groups | 81.3229 | 0 | 0 | 1203.8618 | 0.067552 | 7 | Residential_2025_Economic_MW_Before Competition Groups_7 | Basement Wall Insulation | 6.755% | 0 | 81.3229 | Residential_2025_Economic_MW_Before Competition Groups_Basement Wall Insulation
Residential | Res ¦ Variable Speed Pool Pump Motor | 2025 | Economic | MW | Before Competition Groups | 62.978 | 0 | 0 | 1203.8618 | 0.052313 | 8 | Residential_2025_Economic_MW_Before Competition Groups_8 | Variable Speed Pool Pump Motor | 5.231% | 0 | 62.978 | Residential_2025_Economic_MW_Before Competition Groups_Variable Speed Pool Pump Motor
Residential | Res ¦ Attic Insulation | 2025 | Economic | MW | Before Competition Groups | 62.7354 | 0 | 0 | 1203.8618 | 0.052112 | 9 | Residential_2025_Economic_MW_Before Competition Groups_9 | Attic Insulation | 5.211% | 0 | 62.7354 | Residential_2025_Economic_MW_Before Competition Groups_Attic Insulation
Residential | Res ¦ Energy Star Air Source Heat Pump | 2025 | Economic | MW | Before Competition Groups | 59.8611 | 0 | 0 | 1203.8618 | 0.049724 | 10 | Residential_2025_Economic_MW_Before Competition Groups_10 | Energy Star Air Source Heat Pump | 4.972% | 0 | 59.8611 | Residential_2025_Economic_MW_Before Competition Groups_Energy Star Air Source Heat Pump
Residential | Res ¦ Energy Star Clothes Washer | 2025 | Economic | MW | Before Competition Groups | 52.5079 | 0 | 0 | 1203.8618 | 0.043616 | 11 | Residential_2025_Economic_MW_Before Competition Groups_11 | Energy Star Clothes Washer | 4.362% | 0 | 52.5079 | Residential_2025_Economic_MW_Before Competition Groups_Energy Star Clothes Washer
Residential | Res ¦ Energy Star Room Air Conditioner | 2025 | Economic | MW | Before Competition Groups | 42.9152 | 0 | 0 | 1203.8618 | 0.035648 | 12 | Residential_2025_Economic_MW_Before Competition Groups_12 | Energy Star Room Air Conditioner | 3.565% | 0 | 42.9152 | Residential_2025_Economic_MW_Before Competition Groups_Energy Star Room Air Conditioner
Residential | Res ¦ Air Sealing | 2025 | Economic | MW | Before Competition Groups | 17.2983 | 0 | 0 | 1203.8618 | 0.014369 | 13 | Residential_2025_Economic_MW_Before Competition Groups_13 | Air Sealing | 1.437% | 0 | 17.2983 | Residential_2025_Economic_MW_Before Competition Groups_Air Sealing
Residential | Res ¦ Energy Star Clothes Dryer | 2025 | Economic | MW | Before Competition Groups | 16.9513 | 0 | 0 | 1203.8618 | 0.014081 | 14 | Residential_2025_Economic_MW_Before Competition Groups_14 | Energy Star Clothes Dryer | 1.408% | 0 | 16.9513 | Residential_2025_Economic_MW_Before Competition Groups_Energy Star Clothes Dryer
Residential | Res ¦ Floor Insulation | 2025 | Economic | MW | Before Competition Groups | 16.442 | 0 | 0 | 1203.8618 | 0.013658 | 15 | Residential_2025_Economic_MW_Before Competition Groups_15 | Floor Insulation | 1.366% | 0 | 16.442 | Residential_2025_Economic_MW_Before Competition Groups_Floor Insulation
Residential | Res ¦ Duct Insulation | 2025 | Economic | MW | Before Competition Groups | 15.2269 | 0 | 0 | 1203.8618 | 0.012648 | 16 | Residential_2025_Economic_MW_Before Competition Groups_16 | Duct Insulation | 1.265% | 0 | 15.2269 | Residential_2025_Economic_MW_Before Competition Groups_Duct Insulation
Residential | Res ¦ Advanced BAS/Controllers | 2025 | Economic | MW | Before Competition Groups | 12.9045 | 0 | 0 | 1203.8618 | 0.010719 | 17 | Residential_2025_Economic_MW_Before Competition Groups_17 | Advanced BAS/Controllers | 1.072% | 0 | 12.9045 | Residential_2025_Economic_MW_Before Competition Groups_Advanced BAS/Controllers
Residential | Res ¦ Clothes Drying Racks | 2025 | Economic | MW | Before Competition Groups | 11.9418 | 0 | 0 | 1203.8618 | 0.0099195 | 18 | Residential_2025_Economic_MW_Before Competition Groups_18 | Clothes Drying Racks | 0.992% | 0 | 11.9418 | Residential_2025_Economic_MW_Before Competition Groups_Clothes Drying Racks
Residential | Res ¦ Occupancy Sensors MF | 2025 | Economic | MW | Before Competition Groups | 10.9344 | 0 | 0 | 1203.8618 | 0.0090828 | 19 | Residential_2025_Economic_MW_Before Competition Groups_19 | Occupancy Sensors MF | 0.9083% | 0 | 10.9344 | Residential_2025_Economic_MW_Before Competition Groups_Occupancy Sensors MF
Residential | Res ¦ Energy Star Torchiere | 2025 | Economic | MW | Before Competition Groups | 10.6853 | 0 | 0 | 1203.8618 | 0.0088759 | 20 | Residential_2025_Economic_MW_Before Competition Groups_20 | Energy Star Torchiere | 0.8876% | 0 | 10.6853 | Residential_2025_Economic_MW_Before Competition Groups_Energy Star Torchiere
Residential | Res ¦ Refrigerator Recycling | 2025 | Economic | MW | Before Competition Groups | 10.1198 | 0 | 0 | 1203.8618 | 0.0084061 | 21 | Residential_2025_Economic_MW_Before Competition Groups_21 | Refrigerator Recycling | 0.8406% | 0 | 10.1198 | Residential_2025_Economic_MW_Before Competition Groups_Refrigerator Recycling
Residential | Res ¦ Freezer Recycling | 2025 | Economic | MW | Before Competition Groups | 9.4275 | 0 | 0 | 1203.8618 | 0.007831 | 22 | Residential_2025_Economic_MW_Before Competition Groups_22 | Freezer Recycling | 0.7831% | 0 | 9.4275 | Residential_2025_Economic_MW_Before Competition Groups_Freezer Recycling
Residential | Res ¦ Energy Star Dehumidifier | 2025 | Economic | MW | Before Competition Groups | 8.9111 | 0 | 0 | 1203.8618 | 0.0074021 | 23 | Residential_2025_Economic_MW_Before Competition Groups_23 | Energy Star Dehumidifier | 0.7402% | 0 | 8.9111 | Residential_2025_Economic_MW_Before Competition Groups_Energy Star Dehumidifier
Residential | Res ¦ Duct Insulation MF | 2025 | Economic | MW | Before Competition Groups | 6.3411 | 0 | 0 | 1203.8618 | 0.0052673 | 24 | Residential_2025_Economic_MW_Before Competition Groups_24 | Duct Insulation MF | 0.5267% | 0 | 6.3411 | Residential_2025_Economic_MW_Before Competition Groups_Duct Insulation MF
Residential | Res ¦ High Efficiency Chiller (avg of water and air cooled) | 2025 | Economic | MW | Before Competition Groups | 5.7211 | 0 | 0 | 1203.8618 | 0.0047523 | 25 | Residential_2025_Economic_MW_Before Competition Groups_25 | High Efficiency Chiller (avg of water and air cooled) | 0.4752% | 0 | 5.7211 | Residential_2025_Economic_MW_Before Competition Groups_High Efficiency Chiller (avg of water and air cooled)
Residential | Res ¦ Minimize Hot and Warm Clothes Wash | 2025 | Economic | MW | Before Competition Groups | 5.0021 | 0 | 0 | 1203.8618 | 0.004155 | 26 | Residential_2025_Economic_MW_Before Competition Groups_26 | Minimize Hot and Warm Clothes Wash | 0.4155% | 0 | 5.0021 | Residential_2025_Economic_MW_Before Competition Groups_Minimize Hot and Warm Clothes Wash
Residential | Res ¦ Energy Star Light Fixture | 2025 | Economic | MW | Before Competition Groups | 4.7227 | 0 | 0 | 1203.8618 | 0.0039229 | 27 | Residential_2025_Economic_MW_Before Competition Groups_27 | Energy Star Light Fixture | 0.3923% | 0 | 4.7227 | Residential_2025_Economic_MW_Before Competition Groups_Energy Star Light Fixture
Residential | Res ¦ Home Energy Reports | 2025 | Economic | MW | Before Competition Groups | 4.593 | 0 | 0 | 1203.8618 | 0.0038152 | 28 | Residential_2025_Economic_MW_Before Competition Groups_28 | Home Energy Reports | 0.3815% | 0 | 4.593 | Residential_2025_Economic_MW_Before Competition Groups_Home Energy Reports
Residential | Res ¦ Outside Air Economizer | 2025 | Economic | MW | Before Competition Groups | 3.0196 | 0 | 0 | 1203.8618 | 0.0025082 | 29 | Residential_2025_Economic_MW_Before Competition Groups_29 | Outside Air Economizer | 0.2508% | 0 | 3.0196 | Residential_2025_Economic_MW_Before Competition Groups_Outside Air Economizer
Residential | Res ¦ LED Tube Re-Lamp | 2025 | Economic | MW | Before Competition Groups | 2.8176 | 0 | 0 | 1203.8618 | 0.0023405 | 30 | Residential_2025_Economic_MW_Before Competition Groups_30 | LED Tube Re-Lamp | 0.234% | 0 | 2.8176 | Residential_2025_Economic_MW_Before Competition Groups_LED Tube Re-Lamp
Residential | Res ¦ Heat Recovery Ventilator | 2025 | Economic | MW | Before Competition Groups | 2.5326 | 0 | 0 | 1203.8618 | 0.0021037 | 31 | Residential_2025_Economic_MW_Before Competition Groups_31 | Heat Recovery Ventilator | 0.2104% | 0 | 2.5326 | Residential_2025_Economic_MW_Before Competition Groups_Heat Recovery Ventilator
Residential | Res ¦ Energy Star Freezer | 2025 | Economic | MW | Before Competition Groups | 2.2751 | 0 | 0 | 1203.8618 | 0.0018898 | 32 | Residential_2025_Economic_MW_Before Competition Groups_32 | Energy Star Freezer | 0.189% | 0 | 2.2751 | Residential_2025_Economic_MW_Before Competition Groups_Energy Star Freezer
Residential | Res ¦ Demand Control Ventilation | 2025 | Economic | MW | Before Competition Groups | 2.2679 | 0 | 0 | 1203.8618 | 0.0018839 | 33 | Residential_2025_Economic_MW_Before Competition Groups_33 | Demand Control Ventilation | 0.1884% | 0 | 2.2679 | Residential_2025_Economic_MW_Before Competition Groups_Demand Control Ventilation
Residential | Res ¦ Furnace Whistle | 2025 | Economic | MW | Before Competition Groups | 2.1794 | 0 | 0 | 1203.8618 | 0.0018103 | 34 | Residential_2025_Economic_MW_Before Competition Groups_34 | Furnace Whistle | 0.181% | 0 | 2.1794 | Residential_2025_Economic_MW_Before Competition Groups_Furnace Whistle
Residential | Res ¦ ENERGY STAR LED LAMPS (REFLECTOR LAMPs/MR16/PAR 16) | 2025 | Economic | MW | Before Competition Groups | 1.9275 | 0 | 0 | 1203.8618 | 0.0016011 | 35 | Residential_2025_Economic_MW_Before Competition Groups_35 | ENERGY STAR LED LAMPS (REFLECTOR LAMPs/MR16/PAR 16) | 0.1601% | 0 | 1.9275 | Residential_2025_Economic_MW_Before Competition Groups_ENERGY STAR LED LAMPS (REFLECTOR LAMPs/MR16/PAR 16)
Residential | Res ¦ CO Sensors for parking garage exhaust fans | 2025 | Economic | MW | Before Competition Groups | 1.9051 | 0 | 0 | 1203.8618 | 0.0015825 | 36 | Residential_2025_Economic_MW_Before Competition Groups_36 | CO Sensors for parking garage exhaust fans | 0.1583% | 0 | 1.9051 | Residential_2025_Economic_MW_Before Competition Groups_CO Sensors for parking garage exhaust fans
Residential | Res ¦ Comprehensive Draft Proofing | 2025 | Economic | MW | Before Competition Groups | 1.8519 | 0 | 0 | 1203.8618 | 0.0015383 | 37 | Residential_2025_Economic_MW_Before Competition Groups_37 | Comprehensive Draft Proofing | 0.1538% | 0 | 1.8519 | Residential_2025_Economic_MW_Before Competition Groups_Comprehensive Draft Proofing
Residential | Res ¦ Variable Frequency Drive (VFD) | 2025 | Economic | MW | Before Competition Groups | 1.7962 | 0 | 0 | 1203.8618 | 0.0014921 | 38 | Residential_2025_Economic_MW_Before Competition Groups_38 | Variable Frequency Drive (VFD) | 0.1492% | 0 | 1.7962 | Residential_2025_Economic_MW_Before Competition Groups_Variable Frequency Drive (VFD)
Residential | Res ¦ Water Heater Temperature Setback | 2025 | Economic | MW | Before Competition Groups | 1.136 | 0 | 0 | 1203.8618 | 0.00094365 | 39 | Residential_2025_Economic_MW_Before Competition Groups_39 | Water Heater Temperature Setback | 0.09436% | 0 | 1.136 | Residential_2025_Economic_MW_Before Competition Groups_Water Heater Temperature Setback
Residential | Res ¦ Condensing Make Up Air Unit | 2025 | Economic | MW | Before Competition Groups | 1.0504 | 0 | 0 | 1203.8618 | 0.00087255 | 40 | Residential_2025_Economic_MW_Before Competition Groups_40 | Condensing Make Up Air Unit | 0.08726% | 0 | 1.0504 | Residential_2025_Economic_MW_Before Competition Groups_Condensing Make Up Air Unit
Residential | Res ¦ LED Parking Lot Fixture | 2025 | Economic | MW | Before Competition Groups | 0.84652 | 0 | 0 | 1203.8618 | 0.00070317 | 41 | Residential_2025_Economic_MW_Before Competition Groups_41 | LED Parking Lot Fixture | 0.07032% | 0 | 0.84652 | Residential_2025_Economic_MW_Before Competition Groups_LED Parking Lot Fixture
Residential | Res ¦ Tankless Water Heater | 2025 | Economic | MW | Before Competition Groups | 0.56651 | 0 | 0 | 1203.8618 | 0.00047058 | 42 | Residential_2025_Economic_MW_Before Competition Groups_42 | Tankless Water Heater | 0.04706% | 0 | 0.56651 | Residential_2025_Economic_MW_Before Competition Groups_Tankless Water Heater
Residential | Res ¦ VFD on Pumps | 2025 | Economic | MW | Before Competition Groups | 0.55236 | 0 | 0 | 1203.8618 | 0.00045882 | 43 | Residential_2025_Economic_MW_Before Competition Groups_43 | VFD on Pumps | 0.04588% | 0 | 0.55236 | Residential_2025_Economic_MW_Before Competition Groups_VFD on Pumps
Residential | Res ¦ ENERGY STAR LED Lamps (General Service Lamps) | 2025 | Economic | MW | Before Competition Groups | 0.43824 | 0 | 0 | 1203.8618 | 0.00036403 | 44 | Residential_2025_Economic_MW_Before Competition Groups_44 | ENERGY STAR LED Lamps (General Service Lamps) | 0.0364% | 0 | 0.43824 | Residential_2025_Economic_MW_Before Competition Groups_ENERGY STAR LED Lamps (General Service Lamps)
Residential | Res ¦ LED Exterior Area Lights - LED Fixture (200W) | 2025 | Economic | MW | Before Competition Groups | 0.38892 | 0 | 0 | 1203.8618 | 0.00032306 | 45 | Residential_2025_Economic_MW_Before Competition Groups_45 | LED Exterior Area Lights - LED Fixture (200W) | 0.03231% | 0 | 0.38892 | Residential_2025_Economic_MW_Before Competition Groups_LED Exterior Area Lights - LED Fixture (200W)
Residential | Res ¦ ECM MOTORS FOR HVAC APPLICATION (FAN-POWERED VAV BOX) | 2025 | Economic | MW | Before Competition Groups | 0.31665 | 0 | 0 | 1203.8618 | 0.00026303 | 46 | Residential_2025_Economic_MW_Before Competition Groups_46 | ECM MOTORS FOR HVAC APPLICATION (FAN-POWERED VAV BOX) | 0.0263% | 0 | 0.31665 | Residential_2025_Economic_MW_Before Competition Groups_ECM MOTORS FOR HVAC APPLICATION (FAN-POWERED VAV BOX)
Residential | Res ¦ Wall Insulation | 2025 | Economic | MW | Before Competition Groups | 0.23635 | 0 | 0 | 1203.8618 | 0.00019632 | 47 | Residential_2025_Economic_MW_Before Competition Groups_47 | Wall Insulation | 0.01963% | 0 | 0.23635 | Residential_2025_Economic_MW_Before Competition Groups_Wall Insulation
Residential | Res ¦ Beverage Vending Machine Controls | 2025 | Economic | MW | Before Competition Groups | 0.21848 | 0 | 0 | 1203.8618 | 0.00018149 | 48 | Residential_2025_Economic_MW_Before Competition Groups_48 | Beverage Vending Machine Controls | 0.01815% | 0 | 0.21848 | Residential_2025_Economic_MW_Before Competition Groups_Beverage Vending Machine Controls
Residential | Res ¦ Chilled Water Optimization | 2025 | Economic | MW | Before Competition Groups | 0.14747 | 0 | 0 | 1203.8618 | 0.00012249 | 49 | Residential_2025_Economic_MW_Before Competition Groups_49 | Chilled Water Optimization | 0.01225% | 0 | 0.14747 | Residential_2025_Economic_MW_Before Competition Groups_Chilled Water Optimization
Residential | Res ¦ LED High Bay Fixture | 2025 | Economic | MW | Before Competition Groups | 0.027595 | 0 | 0 | 1203.8618 | 2.2922e-05 | 50 | Residential_2025_Economic_MW_Before Competition Groups_50 | LED High Bay Fixture | 0.002292% | 0 | 0.027595 | Residential_2025_Economic_MW_Before Competition Groups_LED High Bay Fixture
Residential | Res ¦ Wall Insulation MF | 2025 | Economic | MW | Before Competition Groups | 0.014324 | 0 | 0 | 1203.8618 | 1.1898e-05 | 51 | Residential_2025_Economic_MW_Before Competition Groups_51 | Wall Insulation MF | 0.00119% | 0 | 0.014324 | Residential_2025_Economic_MW_Before Competition Groups_Wall Insulation MF
Residential | Res ¦ LED Downlight | 2025 | Economic | MW | Before Competition Groups | 0 | 0 | 0 | 1203.8618 | 0 | 52 | Residential_2025_Economic_MW_Before Competition Groups_52 | LED Downlight | 0% | 0 | 0 | Residential_2025_Economic_MW_Before Competition Groups_LED Downlight
Residential | Res ¦ Smart Burners | 2025 | Economic | MW | Before Competition Groups | 0 | 0 | 0 | 1203.8618 | 0 | 53 | Residential_2025_Economic_MW_Before Competition Groups_53 | Smart Burners | 0% | 0 | 0 | Residential_2025_Economic_MW_Before Competition Groups_Smart Burners
Residential | Res ¦ Smart Power Bar | 2025 | Economic | MW | Before Competition Groups | 0 | 0 | 0 | 1203.8618 | 0 | 54 | Residential_2025_Economic_MW_Before Competition Groups_54 | Smart Power Bar | 0% | 0 | 0 | Residential_2025_Economic_MW_Before Competition Groups_Smart Power Bar
Residential | Res ¦ Ductless Mini-Split Heat Pump | 2025 | SC A | MW | Before Competition Groups | 32.522 | 0 | 0 | 186.276 | 0.17459 | 1 | Residential_2025_SC A_MW_Before Competition Groups_1 | Ductless Mini-Split Heat Pump | 17.46% | 0 | 32.522 | Residential_2025_SC A_MW_Before Competition Groups_Ductless Mini-Split Heat Pump
Residential | Res ¦ Energy Star LED Specialty Bulbs | 2025 | SC A | MW | Before Competition Groups | 22.9441 | 0 | 0 | 186.276 | 0.12317 | 2 | Residential_2025_SC A_MW_Before Competition Groups_2 | Energy Star LED Specialty Bulbs | 12.32% | 0 | 22.9441 | Residential_2025_SC A_MW_Before Competition Groups_Energy Star LED Specialty Bulbs
Residential | Res ¦ Energy Star Clothes Washer | 2025 | SC A | MW | Before Competition Groups | 20.9597 | 0 | 0 | 186.276 | 0.11252 | 3 | Residential_2025_SC A_MW_Before Competition Groups_3 | Energy Star Clothes Washer | 11.25% | 0 | 20.9597 | Residential_2025_SC A_MW_Before Competition Groups_Energy Star Clothes Washer
Residential | Res ¦ Building Recommissioning, Operations and Maintenance (O&M) Improvements | 2025 | SC A | MW | Before Competition Groups | 20.3497 | 0 | 0 | 186.276 | 0.10924 | 4 | Residential_2025_SC A_MW_Before Competition Groups_4 | Building Recommissioning, Operations and Maintenance (O&M) Improvements | 10.92% | 0 | 20.3497 | Residential_2025_SC A_MW_Before Competition Groups_Building Recommissioning, Operations and Maintenance (O&M) Improvements
Residential | Res ¦ Adaptive Thermostat | 2025 | SC A | MW | Before Competition Groups | 13.1025 | 0 | 0 | 186.276 | 0.070339 | 5 | Residential_2025_SC A_MW_Before Competition Groups_5 | Adaptive Thermostat | 7.034% | 0 | 13.1025 | Residential_2025_SC A_MW_Before Competition Groups_Adaptive Thermostat
Residential | Res ¦ Variable Speed Pool Pump Motor | 2025 | SC A | MW | Before Competition Groups | 10.1803 | 0 | 0 | 186.276 | 0.054651 | 6 | Residential_2025_SC A_MW_Before Competition Groups_6 | Variable Speed Pool Pump Motor | 5.465% | 0 | 10.1803 | Residential_2025_SC A_MW_Before Competition Groups_Variable Speed Pool Pump Motor
Residential | Res ¦ Energy Star A Line, PAR, MR Lamps | 2025 | SC A | MW | Before Competition Groups | 8.8322 | 0 | 0 | 186.276 | 0.047414 | 7 | Residential_2025_SC A_MW_Before Competition Groups_7 | Energy Star A Line, PAR, MR Lamps | 4.741% | 0 | 8.8322 | Residential_2025_SC A_MW_Before Competition Groups_Energy Star A Line, PAR, MR Lamps
Residential | Res ¦ Basement Wall Insulation | 2025 | SC A | MW | Before Competition Groups | 8.0876 | 0 | 0 | 186.276 | 0.043417 | 8 | Residential_2025_SC A_MW_Before Competition Groups_8 | Basement Wall Insulation | 4.342% | 0 | 8.0876 | Residential_2025_SC A_MW_Before Competition Groups_Basement Wall Insulation
Residential | Res ¦ Energy Star Air Source Heat Pump | 2025 | SC A | MW | Before Competition Groups | 6.0901 | 0 | 0 | 186.276 | 0.032694 | 9 | Residential_2025_SC A_MW_Before Competition Groups_9 | Energy Star Air Source Heat Pump | 3.269% | 0 | 6.0901 | Residential_2025_SC A_MW_Before Competition Groups_Energy Star Air Source Heat Pump
Residential | Res ¦ Energy Star Room Air Conditioner | 2025 | SC A | MW | Before Competition Groups | 5.2394 | 0 | 0 | 186.276 | 0.028127 | 10 | Residential_2025_SC A_MW_Before Competition Groups_10 | Energy Star Room Air Conditioner | 2.813% | 0 | 5.2394 | Residential_2025_SC A_MW_Before Competition Groups_Energy Star Room Air Conditioner
Residential | Res ¦ High Efficiency Chiller (avg of water and air cooled) | 2025 | SC A | MW | Before Competition Groups | 4.81 | 0 | 0 | 186.276 | 0.025822 | 11 | Residential_2025_SC A_MW_Before Competition Groups_11 | High Efficiency Chiller (avg of water and air cooled) | 2.582% | 0 | 4.81 | Residential_2025_SC A_MW_Before Competition Groups_High Efficiency Chiller (avg of water and air cooled)
Residential | Res ¦ Energy Star LED Bulbs General Purpose LEDs | 2025 | SC A | MW | Before Competition Groups | 3.0282 | 0 | 0 | 186.276 | 0.016257 | 12 | Residential_2025_SC A_MW_Before Competition Groups_12 | Energy Star LED Bulbs General Purpose LEDs | 1.626% | 0 | 3.0282 | Residential_2025_SC A_MW_Before Competition Groups_Energy Star LED Bulbs General Purpose LEDs
Residential | Res ¦ Energy Star Clothes Dryer | 2025 | SC A | MW | Before Competition Groups | 2.8495 | 0 | 0 | 186.276 | 0.015297 | 13 | Residential_2025_SC A_MW_Before Competition Groups_13 | Energy Star Clothes Dryer | 1.53% | 0 | 2.8495 | Residential_2025_SC A_MW_Before Competition Groups_Energy Star Clothes Dryer
Residential | Res ¦ Occupancy Sensors MF | 2025 | SC A | MW | Before Competition Groups | 2.7889 | 0 | 0 | 186.276 | 0.014972 | 14 | Residential_2025_SC A_MW_Before Competition Groups_14 | Occupancy Sensors MF | 1.497% | 0 | 2.7889 | Residential_2025_SC A_MW_Before Competition Groups_Occupancy Sensors MF
Residential | Res ¦ Attic Insulation | 2025 | SC A | MW | Before Competition Groups | 2.7786 | 0 | 0 | 186.276 | 0.014916 | 15 | Residential_2025_SC A_MW_Before Competition Groups_15 | Attic Insulation | 1.492% | 0 | 2.7786 | Residential_2025_SC A_MW_Before Competition Groups_Attic Insulation
Residential | Res ¦ Energy Star Torchiere | 2025 | SC A | MW | Before Competition Groups | 2.6435 | 0 | 0 | 186.276 | 0.014191 | 16 | Residential_2025_SC A_MW_Before Competition Groups_16 | Energy Star Torchiere | 1.419% | 0 | 2.6435 | Residential_2025_SC A_MW_Before Competition Groups_Energy Star Torchiere
Residential | Res ¦ LED Tube Re-Lamp | 2025 | SC A | MW | Before Competition Groups | 2.3639 | 0 | 0 | 186.276 | 0.01269 | 17 | Residential_2025_SC A_MW_Before Competition Groups_17 | LED Tube Re-Lamp | 1.269% | 0 | 2.3639 | Residential_2025_SC A_MW_Before Competition Groups_LED Tube Re-Lamp
Residential | Res ¦ Advanced BAS/Controllers | 2025 | SC A | MW | Before Competition Groups | 1.9544 | 0 | 0 | 186.276 | 0.010492 | 18 | Residential_2025_SC A_MW_Before Competition Groups_18 | Advanced BAS/Controllers | 1.049% | 0 | 1.9544 | Residential_2025_SC A_MW_Before Competition Groups_Advanced BAS/Controllers
Residential | Res ¦ Refrigerator Recycling | 2025 | SC A | MW | Before Competition Groups | 1.6723 | 0 | 0 | 186.276 | 0.0089773 | 19 | Residential_2025_SC A_MW_Before Competition Groups_19 | Refrigerator Recycling | 0.8977% | 0 | 1.6723 | Residential_2025_SC A_MW_Before Competition Groups_Refrigerator Recycling
Residential | Res ¦ ENERGY STAR LED LAMPS (REFLECTOR LAMPs/MR16/PAR 16) | 2025 | SC A | MW | Before Competition Groups | 1.5562 | 0 | 0 | 186.276 | 0.0083543 | 20 | Residential_2025_SC A_MW_Before Competition Groups_20 | ENERGY STAR LED LAMPS (REFLECTOR LAMPs/MR16/PAR 16) | 0.8354% | 0 | 1.5562 | Residential_2025_SC A_MW_Before Competition Groups_ENERGY STAR LED LAMPS (REFLECTOR LAMPs/MR16/PAR 16)
Residential | Res ¦ Minimize Hot and Warm Clothes Wash | 2025 | SC A | MW | Before Competition Groups | 1.4233 | 0 | 0 | 186.276 | 0.0076409 | 21 | Residential_2025_SC A_MW_Before Competition Groups_21 | Minimize Hot and Warm Clothes Wash | 0.7641% | 0 | 1.4233 | Residential_2025_SC A_MW_Before Competition Groups_Minimize Hot and Warm Clothes Wash
Residential | Res ¦ Home Energy Reports | 2025 | SC A | MW | Before Competition Groups | 1.3053 | 0 | 0 | 186.276 | 0.0070075 | 22 | Residential_2025_SC A_MW_Before Competition Groups_22 | Home Energy Reports | 0.7007% | 0 | 1.3053 | Residential_2025_SC A_MW_Before Competition Groups_Home Energy Reports
Residential | Res ¦ Energy Star Light Fixture | 2025 | SC A | MW | Before Competition Groups | 1.188 | 0 | 0 | 186.276 | 0.0063777 | 23 | Residential_2025_SC A_MW_Before Competition Groups_23 | Energy Star Light Fixture | 0.6378% | 0 | 1.188 | Residential_2025_SC A_MW_Before Competition Groups_Energy Star Light Fixture
Residential | Res ¦ Outside Air Economizer | 2025 | SC A | MW | Before Competition Groups | 1.1352 | 0 | 0 | 186.276 | 0.0060941 | 24 | Residential_2025_SC A_MW_Before Competition Groups_24 | Outside Air Economizer | 0.6094% | 0 | 1.1352 | Residential_2025_SC A_MW_Before Competition Groups_Outside Air Economizer
Residential | Res ¦ Air Sealing | 2025 | SC A | MW | Before Competition Groups | 0.99189 | 0 | 0 | 186.276 | 0.0053248 | 25 | Residential_2025_SC A_MW_Before Competition Groups_25 | Air Sealing | 0.5325% | 0 | 0.99189 | Residential_2025_SC A_MW_Before Competition Groups_Air Sealing
Residential | Res ¦ Energy Star Freezer | 2025 | SC A | MW | Before Competition Groups | 0.76807 | 0 | 0 | 186.276 | 0.0041233 | 26 | Residential_2025_SC A_MW_Before Competition Groups_26 | Energy Star Freezer | 0.4123% | 0 | 0.76807 | Residential_2025_SC A_MW_Before Competition Groups_Energy Star Freezer
Residential | Res ¦ LED Parking Lot Fixture | 2025 | SC A | MW | Before Competition Groups | 0.58703 | 0 | 0 | 186.276 | 0.0031514 | 27 | Residential_2025_SC A_MW_Before Competition Groups_27 | LED Parking Lot Fixture | 0.3151% | 0 | 0.58703 | Residential_2025_SC A_MW_Before Competition Groups_LED Parking Lot Fixture
Residential | Res ¦ Furnace Whistle | 2025 | SC A | MW | Before Competition Groups | 0.50301 | 0 | 0 | 186.276 | 0.0027003 | 28 | Residential_2025_SC A_MW_Before Competition Groups_28 | Furnace Whistle | 0.27% | 0 | 0.50301 | Residential_2025_SC A_MW_Before Competition Groups_Furnace Whistle
Residential | Res ¦ Variable Frequency Drive (VFD) | 2025 | SC A | MW | Before Competition Groups | 0.41458 | 0 | 0 | 186.276 | 0.0022256 | 29 | Residential_2025_SC A_MW_Before Competition Groups_29 | Variable Frequency Drive (VFD) | 0.2226% | 0 | 0.41458 | Residential_2025_SC A_MW_Before Competition Groups_Variable Frequency Drive (VFD)
Residential | Res ¦ Comprehensive Draft Proofing | 2025 | SC A | MW | Before Competition Groups | 0.40903 | 0 | 0 | 186.276 | 0.0021958 | 30 | Residential_2025_SC A_MW_Before Competition Groups_30 | Comprehensive Draft Proofing | 0.2196% | 0 | 0.40903 | Residential_2025_SC A_MW_Before Competition Groups_Comprehensive Draft Proofing
Residential | Res ¦ ENERGY STAR LED Lamps (General Service Lamps) | 2025 | SC A | MW | Before Competition Groups | 0.36375 | 0 | 0 | 186.276 | 0.0019527 | 31 | Residential_2025_SC A_MW_Before Competition Groups_31 | ENERGY STAR LED Lamps (General Service Lamps) | 0.1953% | 0 | 0.36375 | Residential_2025_SC A_MW_Before Competition Groups_ENERGY STAR LED Lamps (General Service Lamps)
Residential | Res ¦ CO Sensors for parking garage exhaust fans | 2025 | SC A | MW | Before Competition Groups | 0.3164 | 0 | 0 | 186.276 | 0.0016985 | 32 | Residential_2025_SC A_MW_Before Competition Groups_32 | CO Sensors for parking garage exhaust fans | 0.1699% | 0 | 0.3164 | Residential_2025_SC A_MW_Before Competition Groups_CO Sensors for parking garage exhaust fans
Residential | Res ¦ Demand Control Ventilation | 2025 | SC A | MW | Before Competition Groups | 0.28794 | 0 | 0 | 186.276 | 0.0015457 | 33 | Residential_2025_SC A_MW_Before Competition Groups_33 | Demand Control Ventilation | 0.1546% | 0 | 0.28794 | Residential_2025_SC A_MW_Before Competition Groups_Demand Control Ventilation
Residential | Res ¦ LED Exterior Area Lights - LED Fixture (200W) | 2025 | SC A | MW | Before Competition Groups | 0.2856 | 0 | 0 | 186.276 | 0.0015332 | 34 | Residential_2025_SC A_MW_Before Competition Groups_34 | LED Exterior Area Lights - LED Fixture (200W) | 0.1533% | 0 | 0.2856 | Residential_2025_SC A_MW_Before Competition Groups_LED Exterior Area Lights - LED Fixture (200W)
Residential | Res ¦ Water Heater Temperature Setback | 2025 | SC A | MW | Before Competition Groups | 0.26027 | 0 | 0 | 186.276 | 0.0013973 | 35 | Residential_2025_SC A_MW_Before Competition Groups_35 | Water Heater Temperature Setback | 0.1397% | 0 | 0.26027 | Residential_2025_SC A_MW_Before Competition Groups_Water Heater Temperature Setback
Residential | Res ¦ Energy Star Dehumidifier | 2025 | SC A | MW | Before Competition Groups | 0.25067 | 0 | 0 | 186.276 | 0.0013457 | 36 | Residential_2025_SC A_MW_Before Competition Groups_36 | Energy Star Dehumidifier | 0.1346% | 0 | 0.25067 | Residential_2025_SC A_MW_Before Competition Groups_Energy Star Dehumidifier
Residential | Res ¦ Floor Insulation | 2025 | SC A | MW | Before Competition Groups | 0.20128 | 0 | 0 | 186.276 | 0.0010805 | 37 | Residential_2025_SC A_MW_Before Competition Groups_37 | Floor Insulation | 0.1081% | 0 | 0.20128 | Residential_2025_SC A_MW_Before Competition Groups_Floor Insulation
Residential | Res ¦ Clothes Drying Racks | 2025 | SC A | MW | Before Competition Groups | 0.19241 | 0 | 0 | 186.276 | 0.001033 | 38 | Residential_2025_SC A_MW_Before Competition Groups_38 | Clothes Drying Racks | 0.1033% | 0 | 0.19241 | Residential_2025_SC A_MW_Before Competition Groups_Clothes Drying Racks
Residential | Res ¦ Duct Insulation | 2025 | SC A | MW | Before Competition Groups | 0.12179 | 0 | 0 | 186.276 | 0.00065382 | 39 | Residential_2025_SC A_MW_Before Competition Groups_39 | Duct Insulation | 0.06538% | 0 | 0.12179 | Residential_2025_SC A_MW_Before Competition Groups_Duct Insulation
Residential | Res ¦ VFD on Pumps | 2025 | SC A | MW | Before Competition Groups | 0.11822 | 0 | 0 | 186.276 | 0.00063467 | 40 | Residential_2025_SC A_MW_Before Competition Groups_40 | VFD on Pumps | 0.06347% | 0 | 0.11822 | Residential_2025_SC A_MW_Before Competition Groups_VFD on Pumps
Residential | Res ¦ Condensing Make Up Air Unit | 2025 | SC A | MW | Before Competition Groups | 0.098358 | 0 | 0 | 186.276 | 0.00052802 | 41 | Residential_2025_SC A_MW_Before Competition Groups_41 | Condensing Make Up Air Unit | 0.0528% | 0 | 0.098358 | Residential_2025_SC A_MW_Before Competition Groups_Condensing Make Up Air Unit
Residential | Res ¦ Duct Insulation MF | 2025 | SC A | MW | Before Competition Groups | 0.070442 | 0 | 0 | 186.276 | 0.00037816 | 42 | Residential_2025_SC A_MW_Before Competition Groups_42 | Duct Insulation MF | 0.03782% | 0 | 0.070442 | Residential_2025_SC A_MW_Before Competition Groups_Duct Insulation MF
Residential | Res ¦ ECM MOTORS FOR HVAC APPLICATION (FAN-POWERED VAV BOX) | 2025 | SC A | MW | Before Competition Groups | 0.06683 | 0 | 0 | 186.276 | 0.00035877 | 43 | Residential_2025_SC A_MW_Before Competition Groups_43 | ECM MOTORS FOR HVAC APPLICATION (FAN-POWERED VAV BOX) | 0.03588% | 0 | 0.06683 | Residential_2025_SC A_MW_Before Competition Groups_ECM MOTORS FOR HVAC APPLICATION (FAN-POWERED VAV BOX)
Residential | Res ¦ Heat Recovery Ventilator | 2025 | SC A | MW | Before Competition Groups | 0.045263 | 0 | 0 | 186.276 | 0.00024299 | 44 | Residential_2025_SC A_MW_Before Competition Groups_44 | Heat Recovery Ventilator | 0.0243% | 0 | 0.045263 | Residential_2025_SC A_MW_Before Competition Groups_Heat Recovery Ventilator
Residential | Res ¦ Chilled Water Optimization | 2025 | SC A | MW | Before Competition Groups | 0.043702 | 0 | 0 | 186.276 | 0.00023461 | 45 | Residential_2025_SC A_MW_Before Competition Groups_45 | Chilled Water Optimization | 0.02346% | 0 | 0.043702 | Residential_2025_SC A_MW_Before Competition Groups_Chilled Water Optimization
Residential | Res ¦ Beverage Vending Machine Controls | 2025 | SC A | MW | Before Competition Groups | 0.03432 | 0 | 0 | 186.276 | 0.00018424 | 46 | Residential_2025_SC A_MW_Before Competition Groups_46 | Beverage Vending Machine Controls | 0.01842% | 0 | 0.03432 | Residential_2025_SC A_MW_Before Competition Groups_Beverage Vending Machine Controls
Residential | Res ¦ Tankless Water Heater | 2025 | SC A | MW | Before Competition Groups | 0.031051 | 0 | 0 | 186.276 | 0.00016669 | 47 | Residential_2025_SC A_MW_Before Competition Groups_47 | Tankless Water Heater | 0.01667% | 0 | 0.031051 | Residential_2025_SC A_MW_Before Competition Groups_Tankless Water Heater
Residential | Res ¦ LED High Bay Fixture | 2025 | SC A | MW | Before Competition Groups | 0.0064327 | 0 | 0 | 186.276 | 3.4533e-05 | 48 | Residential_2025_SC A_MW_Before Competition Groups_48 | LED High Bay Fixture | 0.003453% | 0 | 0.0064327 | Residential_2025_SC A_MW_Before Competition Groups_LED High Bay Fixture
Residential | Res ¦ Wall Insulation MF | 2025 | SC A | MW | Before Competition Groups | 0.001403 | 0 | 0 | 186.276 | 7.5321e-06 | 49 | Residential_2025_SC A_MW_Before Competition Groups_49 | Wall Insulation MF | 0.0007532% | 0 | 0.001403 | Residential_2025_SC A_MW_Before Competition Groups_Wall Insulation MF
Residential | Res ¦ Wall Insulation | 2025 | SC A | MW | Before Competition Groups | 0.0011366 | 0 | 0 | 186.276 | 6.1018e-06 | 50 | Residential_2025_SC A_MW_Before Competition Groups_50 | Wall Insulation | 0.0006102% | 0 | 0.0011366 | Residential_2025_SC A_MW_Before Competition Groups_Wall Insulation
Residential | Res ¦ Freezer Recycling | 2025 | SC A | MW | Before Competition Groups | 0.0001518 | 0 | 0 | 186.276 | 8.1491e-07 | 51 | Residential_2025_SC A_MW_Before Competition Groups_51 | Freezer Recycling | 8.149e-05% | 0 | 0.0001518 | Residential_2025_SC A_MW_Before Competition Groups_Freezer Recycling
Residential | Res ¦ LED Downlight | 2025 | SC A | MW | Before Competition Groups | 0 | 0 | 0 | 186.276 | 0 | 52 | Residential_2025_SC A_MW_Before Competition Groups_52 | LED Downlight | 0% | 0 | 0 | Residential_2025_SC A_MW_Before Competition Groups_LED Downlight
Residential | Res ¦ Smart Burners | 2025 | SC A | MW | Before Competition Groups | 0 | 0 | 0 | 186.276 | 0 | 53 | Residential_2025_SC A_MW_Before Competition Groups_53 | Smart Burners | 0% | 0 | 0 | Residential_2025_SC A_MW_Before Competition Groups_Smart Burners
Residential | Res ¦ Smart Power Bar | 2025 | SC A | MW | Before Competition Groups | 0 | 0 | 0 | 186.276 | 0 | 54 | Residential_2025_SC A_MW_Before Competition Groups_54 | Smart Power Bar | 0% | 0 | 0 | Residential_2025_SC A_MW_Before Competition Groups_Smart Power Bar
Residential | Res ¦ Building Recommissioning, Operations and Maintenance (O&M) Improvements | 2025 | SC B | MW | Before Competition Groups | 50.9003 | 0 | 0 | 342.8898 | 0.14845 | 1 | Residential_2025_SC B_MW_Before Competition Groups_1 | Building Recommissioning, Operations and Maintenance (O&M) Improvements | 14.84% | 0 | 50.9003 | Residential_2025_SC B_MW_Before Competition Groups_Building Recommissioning, Operations and Maintenance (O&M) Improvements
Residential | Res ¦ Ductless Mini-Split Heat Pump | 2025 | SC B | MW | Before Competition Groups | 42.0851 | 0 | 0 | 342.8898 | 0.12274 | 2 | Residential_2025_SC B_MW_Before Competition Groups_2 | Ductless Mini-Split Heat Pump | 12.27% | 0 | 42.0851 | Residential_2025_SC B_MW_Before Competition Groups_Ductless Mini-Split Heat Pump
Residential | Res ¦ Variable Speed Pool Pump Motor | 2025 | SC B | MW | Before Competition Groups | 36.3544 | 0 | 0 | 342.8898 | 0.10602 | 3 | Residential_2025_SC B_MW_Before Competition Groups_3 | Variable Speed Pool Pump Motor | 10.6% | 0 | 36.3544 | Residential_2025_SC B_MW_Before Competition Groups_Variable Speed Pool Pump Motor
Residential | Res ¦ Energy Star Clothes Washer | 2025 | SC B | MW | Before Competition Groups | 34.9604 | 0 | 0 | 342.8898 | 0.10196 | 4 | Residential_2025_SC B_MW_Before Competition Groups_4 | Energy Star Clothes Washer | 10.2% | 0 | 34.9604 | Residential_2025_SC B_MW_Before Competition Groups_Energy Star Clothes Washer
Residential | Res ¦ Adaptive Thermostat | 2025 | SC B | MW | Before Competition Groups | 30.2165 | 0 | 0 | 342.8898 | 0.088123 | 5 | Residential_2025_SC B_MW_Before Competition Groups_5 | Adaptive Thermostat | 8.812% | 0 | 30.2165 | Residential_2025_SC B_MW_Before Competition Groups_Adaptive Thermostat
Residential | Res ¦ Energy Star A Line, PAR, MR Lamps | 2025 | SC B | MW | Before Competition Groups | 12.7361 | 0 | 0 | 342.8898 | 0.037143 | 6 | Residential_2025_SC B_MW_Before Competition Groups_6 | Energy Star A Line, PAR, MR Lamps | 3.714% | 0 | 12.7361 | Residential_2025_SC B_MW_Before Competition Groups_Energy Star A Line, PAR, MR Lamps
Residential | Res ¦ Energy Star LED Bulbs General Purpose LEDs | 2025 | SC B | MW | Before Competition Groups | 12.7317 | 0 | 0 | 342.8898 | 0.037131 | 7 | Residential_2025_SC B_MW_Before Competition Groups_7 | Energy Star LED Bulbs General Purpose LEDs | 3.713% | 0 | 12.7317 | Residential_2025_SC B_MW_Before Competition Groups_Energy Star LED Bulbs General Purpose LEDs
Residential | Res ¦ Energy Star LED Specialty Bulbs | 2025 | SC B | MW | Before Competition Groups | 11.5958 | 0 | 0 | 342.8898 | 0.033818 | 8 | Residential_2025_SC B_MW_Before Competition Groups_8 | Energy Star LED Specialty Bulbs | 3.382% | 0 | 11.5958 | Residential_2025_SC B_MW_Before Competition Groups_Energy Star LED Specialty Bulbs
Residential | Res ¦ Energy Star Room Air Conditioner | 2025 | SC B | MW | Before Competition Groups | 10.6355 | 0 | 0 | 342.8898 | 0.031017 | 9 | Residential_2025_SC B_MW_Before Competition Groups_9 | Energy Star Room Air Conditioner | 3.102% | 0 | 10.6355 | Residential_2025_SC B_MW_Before Competition Groups_Energy Star Room Air Conditioner
Residential | Res ¦ Energy Star Air Source Heat Pump | 2025 | SC B | MW | Before Competition Groups | 9.5356 | 0 | 0 | 342.8898 | 0.027809 | 10 | Residential_2025_SC B_MW_Before Competition Groups_10 | Energy Star Air Source Heat Pump | 2.781% | 0 | 9.5356 | Residential_2025_SC B_MW_Before Competition Groups_Energy Star Air Source Heat Pump
Residential | Res ¦ Basement Wall Insulation | 2025 | SC B | MW | Before Competition Groups | 8.1725 | 0 | 0 | 342.8898 | 0.023834 | 11 | Residential_2025_SC B_MW_Before Competition Groups_11 | Basement Wall Insulation | 2.383% | 0 | 8.1725 | Residential_2025_SC B_MW_Before Competition Groups_Basement Wall Insulation
Residential | Res ¦ Advanced BAS/Controllers | 2025 | SC B | MW | Before Competition Groups | 7.4489 | 0 | 0 | 342.8898 | 0.021724 | 12 | Residential_2025_SC B_MW_Before Competition Groups_12 | Advanced BAS/Controllers | 2.172% | 0 | 7.4489 | Residential_2025_SC B_MW_Before Competition Groups_Advanced BAS/Controllers
Residential | Res ¦ Occupancy Sensors MF | 2025 | SC B | MW | Before Competition Groups | 7.0135 | 0 | 0 | 342.8898 | 0.020454 | 13 | Residential_2025_SC B_MW_Before Competition Groups_13 | Occupancy Sensors MF | 2.045% | 0 | 7.0135 | Residential_2025_SC B_MW_Before Competition Groups_Occupancy Sensors MF
Residential | Res ¦ Clothes Drying Racks | 2025 | SC B | MW | Before Competition Groups | 6.8904 | 0 | 0 | 342.8898 | 0.020095 | 14 | Residential_2025_SC B_MW_Before Competition Groups_14 | Clothes Drying Racks | 2.01% | 0 | 6.8904 | Residential_2025_SC B_MW_Before Competition Groups_Clothes Drying Racks
Residential | Res ¦ Attic Insulation | 2025 | SC B | MW | Before Competition Groups | 6.3035 | 0 | 0 | 342.8898 | 0.018383 | 15 | Residential_2025_SC B_MW_Before Competition Groups_15 | Attic Insulation | 1.838% | 0 | 6.3035 | Residential_2025_SC B_MW_Before Competition Groups_Attic Insulation
Residential | Res ¦ Refrigerator Recycling | 2025 | SC B | MW | Before Competition Groups | 5.8417 | 0 | 0 | 342.8898 | 0.017037 | 16 | Residential_2025_SC B_MW_Before Competition Groups_16 | Refrigerator Recycling | 1.704% | 0 | 5.8417 | Residential_2025_SC B_MW_Before Competition Groups_Refrigerator Recycling
Residential | Res ¦ Energy Star Clothes Dryer | 2025 | SC B | MW | Before Competition Groups | 5.4569 | 0 | 0 | 342.8898 | 0.015915 | 17 | Residential_2025_SC B_MW_Before Competition Groups_17 | Energy Star Clothes Dryer | 1.591% | 0 | 5.4569 | Residential_2025_SC B_MW_Before Competition Groups_Energy Star Clothes Dryer
Residential | Res ¦ Freezer Recycling | 2025 | SC B | MW | Before Competition Groups | 5.427 | 0 | 0 | 342.8898 | 0.015827 | 18 | Residential_2025_SC B_MW_Before Competition Groups_18 | Freezer Recycling | 1.583% | 0 | 5.427 | Residential_2025_SC B_MW_Before Competition Groups_Freezer Recycling
Residential | Res ¦ High Efficiency Chiller (avg of water and air cooled) | 2025 | SC B | MW | Before Competition Groups | 4.9632 | 0 | 0 | 342.8898 | 0.014475 | 19 | Residential_2025_SC B_MW_Before Competition Groups_19 | High Efficiency Chiller (avg of water and air cooled) | 1.447% | 0 | 4.9632 | Residential_2025_SC B_MW_Before Competition Groups_High Efficiency Chiller (avg of water and air cooled)
Residential | Res ¦ Energy Star Torchiere | 2025 | SC B | MW | Before Competition Groups | 4.0146 | 0 | 0 | 342.8898 | 0.011708 | 20 | Residential_2025_SC B_MW_Before Competition Groups_20 | Energy Star Torchiere | 1.171% | 0 | 4.0146 | Residential_2025_SC B_MW_Before Competition Groups_Energy Star Torchiere
Residential | Res ¦ Energy Star Dehumidifier | 2025 | SC B | MW | Before Competition Groups | 2.6964 | 0 | 0 | 342.8898 | 0.0078639 | 21 | Residential_2025_SC B_MW_Before Competition Groups_21 | Energy Star Dehumidifier | 0.7864% | 0 | 2.6964 | Residential_2025_SC B_MW_Before Competition Groups_Energy Star Dehumidifier
Residential | Res ¦ LED Tube Re-Lamp | 2025 | SC B | MW | Before Competition Groups | 2.3639 | 0 | 0 | 342.8898 | 0.006894 | 22 | Residential_2025_SC B_MW_Before Competition Groups_22 | LED Tube Re-Lamp | 0.6894% | 0 | 2.3639 | Residential_2025_SC B_MW_Before Competition Groups_LED Tube Re-Lamp
Residential | Res ¦ Outside Air Economizer | 2025 | SC B | MW | Before Competition Groups | 1.9734 | 0 | 0 | 342.8898 | 0.0057551 | 23 | Residential_2025_SC B_MW_Before Competition Groups_23 | Outside Air Economizer | 0.5755% | 0 | 1.9734 | Residential_2025_SC B_MW_Before Competition Groups_Outside Air Economizer
Residential | Res ¦ Energy Star Freezer | 2025 | SC B | MW | Before Competition Groups | 1.8765 | 0 | 0 | 342.8898 | 0.0054727 | 24 | Residential_2025_SC B_MW_Before Competition Groups_24 | Energy Star Freezer | 0.5473% | 0 | 1.8765 | Residential_2025_SC B_MW_Before Competition Groups_Energy Star Freezer
Residential | Res ¦ Air Sealing | 2025 | SC B | MW | Before Competition Groups | 1.7383 | 0 | 0 | 342.8898 | 0.0050695 | 25 | Residential_2025_SC B_MW_Before Competition Groups_25 | Air Sealing | 0.507% | 0 | 1.7383 | Residential_2025_SC B_MW_Before Competition Groups_Air Sealing
Residential | Res ¦ Energy Star Light Fixture | 2025 | SC B | MW | Before Competition Groups | 1.6922 | 0 | 0 | 342.8898 | 0.004935 | 26 | Residential_2025_SC B_MW_Before Competition Groups_26 | Energy Star Light Fixture | 0.4935% | 0 | 1.6922 | Residential_2025_SC B_MW_Before Competition Groups_Energy Star Light Fixture
Residential | Res ¦ Floor Insulation | 2025 | SC B | MW | Before Competition Groups | 1.6514 | 0 | 0 | 342.8898 | 0.0048161 | 27 | Residential_2025_SC B_MW_Before Competition Groups_27 | Floor Insulation | 0.4816% | 0 | 1.6514 | Residential_2025_SC B_MW_Before Competition Groups_Floor Insulation
Residential | Res ¦ ENERGY STAR LED LAMPS (REFLECTOR LAMPs/MR16/PAR 16) | 2025 | SC B | MW | Before Competition Groups | 1.5562 | 0 | 0 | 342.8898 | 0.0045385 | 28 | Residential_2025_SC B_MW_Before Competition Groups_28 | ENERGY STAR LED LAMPS (REFLECTOR LAMPs/MR16/PAR 16) | 0.4539% | 0 | 1.5562 | Residential_2025_SC B_MW_Before Competition Groups_ENERGY STAR LED LAMPS (REFLECTOR LAMPs/MR16/PAR 16)
Residential | Res ¦ Duct Insulation | 2025 | SC B | MW | Before Competition Groups | 1.4405 | 0 | 0 | 342.8898 | 0.0042011 | 29 | Residential_2025_SC B_MW_Before Competition Groups_29 | Duct Insulation | 0.4201% | 0 | 1.4405 | Residential_2025_SC B_MW_Before Competition Groups_Duct Insulation
Residential | Res ¦ Minimize Hot and Warm Clothes Wash | 2025 | SC B | MW | Before Competition Groups | 1.4233 | 0 | 0 | 342.8898 | 0.0041509 | 30 | Residential_2025_SC B_MW_Before Competition Groups_30 | Minimize Hot and Warm Clothes Wash | 0.4151% | 0 | 1.4233 | Residential_2025_SC B_MW_Before Competition Groups_Minimize Hot and Warm Clothes Wash
Residential | Res ¦ Demand Control Ventilation | 2025 | SC B | MW | Before Competition Groups | 1.309 | 0 | 0 | 342.8898 | 0.0038176 | 31 | Residential_2025_SC B_MW_Before Competition Groups_31 | Demand Control Ventilation | 0.3818% | 0 | 1.309 | Residential_2025_SC B_MW_Before Competition Groups_Demand Control Ventilation
Residential | Res ¦ Home Energy Reports | 2025 | SC B | MW | Before Competition Groups | 1.3053 | 0 | 0 | 342.8898 | 0.0038068 | 32 | Residential_2025_SC B_MW_Before Competition Groups_32 | Home Energy Reports | 0.3807% | 0 | 1.3053 | Residential_2025_SC B_MW_Before Competition Groups_Home Energy Reports
Residential | Res ¦ Furnace Whistle | 2025 | SC B | MW | Before Competition Groups | 1.2582 | 0 | 0 | 342.8898 | 0.0036693 | 33 | Residential_2025_SC B_MW_Before Competition Groups_33 | Furnace Whistle | 0.3669% | 0 | 1.2582 | Residential_2025_SC B_MW_Before Competition Groups_Furnace Whistle
Residential | Res ¦ Comprehensive Draft Proofing | 2025 | SC B | MW | Before Competition Groups | 1.0691 | 0 | 0 | 342.8898 | 0.003118 | 34 | Residential_2025_SC B_MW_Before Competition Groups_34 | Comprehensive Draft Proofing | 0.3118% | 0 | 1.0691 | Residential_2025_SC B_MW_Before Competition Groups_Comprehensive Draft Proofing
Residential | Res ¦ Variable Frequency Drive (VFD) | 2025 | SC B | MW | Before Competition Groups | 1.0369 | 0 | 0 | 342.8898 | 0.0030241 | 35 | Residential_2025_SC B_MW_Before Competition Groups_35 | Variable Frequency Drive (VFD) | 0.3024% | 0 | 1.0369 | Residential_2025_SC B_MW_Before Competition Groups_Variable Frequency Drive (VFD)
Residential | Res ¦ CO Sensors for parking garage exhaust fans | 2025 | SC B | MW | Before Competition Groups | 0.98743 | 0 | 0 | 342.8898 | 0.0028797 | 36 | Residential_2025_SC B_MW_Before Competition Groups_36 | CO Sensors for parking garage exhaust fans | 0.288% | 0 | 0.98743 | Residential_2025_SC B_MW_Before Competition Groups_CO Sensors for parking garage exhaust fans
Residential | Res ¦ LED Parking Lot Fixture | 2025 | SC B | MW | Before Competition Groups | 0.66107 | 0 | 0 | 342.8898 | 0.0019279 | 37 | Residential_2025_SC B_MW_Before Competition Groups_37 | LED Parking Lot Fixture | 0.1928% | 0 | 0.66107 | Residential_2025_SC B_MW_Before Competition Groups_LED Parking Lot Fixture
Residential | Res ¦ Water Heater Temperature Setback | 2025 | SC B | MW | Before Competition Groups | 0.65583 | 0 | 0 | 342.8898 | 0.0019127 | 38 | Residential_2025_SC B_MW_Before Competition Groups_38 | Water Heater Temperature Setback | 0.1913% | 0 | 0.65583 | Residential_2025_SC B_MW_Before Competition Groups_Water Heater Temperature Setback
Residential | Res ¦ Duct Insulation MF | 2025 | SC B | MW | Before Competition Groups | 0.63685 | 0 | 0 | 342.8898 | 0.0018573 | 39 | Residential_2025_SC B_MW_Before Competition Groups_39 | Duct Insulation MF | 0.1857% | 0 | 0.63685 | Residential_2025_SC B_MW_Before Competition Groups_Duct Insulation MF
Residential | Res ¦ Heat Recovery Ventilator | 2025 | SC B | MW | Before Competition Groups | 0.44336 | 0 | 0 | 342.8898 | 0.001293 | 40 | Residential_2025_SC B_MW_Before Competition Groups_40 | Heat Recovery Ventilator | 0.1293% | 0 | 0.44336 | Residential_2025_SC B_MW_Before Competition Groups_Heat Recovery Ventilator
Residential | Res ¦ Condensing Make Up Air Unit | 2025 | SC B | MW | Before Competition Groups | 0.41423 | 0 | 0 | 342.8898 | 0.0012081 | 41 | Residential_2025_SC B_MW_Before Competition Groups_41 | Condensing Make Up Air Unit | 0.1208% | 0 | 0.41423 | Residential_2025_SC B_MW_Before Competition Groups_Condensing Make Up Air Unit
Residential | Res ¦ ENERGY STAR LED Lamps (General Service Lamps) | 2025 | SC B | MW | Before Competition Groups | 0.36375 | 0 | 0 | 342.8898 | 0.0010608 | 42 | Residential_2025_SC B_MW_Before Competition Groups_42 | ENERGY STAR LED Lamps (General Service Lamps) | 0.1061% | 0 | 0.36375 | Residential_2025_SC B_MW_Before Competition Groups_ENERGY STAR LED Lamps (General Service Lamps)
Residential | Res ¦ VFD on Pumps | 2025 | SC B | MW | Before Competition Groups | 0.31886 | 0 | 0 | 342.8898 | 0.00092992 | 43 | Residential_2025_SC B_MW_Before Competition Groups_43 | VFD on Pumps | 0.09299% | 0 | 0.31886 | Residential_2025_SC B_MW_Before Competition Groups_VFD on Pumps
Residential | Res ¦ LED Exterior Area Lights - LED Fixture (200W) | 2025 | SC B | MW | Before Competition Groups | 0.2856 | 0 | 0 | 342.8898 | 0.00083292 | 44 | Residential_2025_SC B_MW_Before Competition Groups_44 | LED Exterior Area Lights - LED Fixture (200W) | 0.08329% | 0 | 0.2856 | Residential_2025_SC B_MW_Before Competition Groups_LED Exterior Area Lights - LED Fixture (200W)
Residential | Res ¦ ECM MOTORS FOR HVAC APPLICATION (FAN-POWERED VAV BOX) | 2025 | SC B | MW | Before Competition Groups | 0.16005 | 0 | 0 | 342.8898 | 0.00046678 | 45 | Residential_2025_SC B_MW_Before Competition Groups_45 | ECM MOTORS FOR HVAC APPLICATION (FAN-POWERED VAV BOX) | 0.04668% | 0 | 0.16005 | Residential_2025_SC B_MW_Before Competition Groups_ECM MOTORS FOR HVAC APPLICATION (FAN-POWERED VAV BOX)
Residential | Res ¦ Tankless Water Heater | 2025 | SC B | MW | Before Competition Groups | 0.095767 | 0 | 0 | 342.8898 | 0.00027929 | 46 | Residential_2025_SC B_MW_Before Competition Groups_46 | Tankless Water Heater | 0.02793% | 0 | 0.095767 | Residential_2025_SC B_MW_Before Competition Groups_Tankless Water Heater
Residential | Res ¦ Beverage Vending Machine Controls | 2025 | SC B | MW | Before Competition Groups | 0.092581 | 0 | 0 | 342.8898 | 0.00027 | 47 | Residential_2025_SC B_MW_Before Competition Groups_47 | Beverage Vending Machine Controls | 0.027% | 0 | 0.092581 | Residential_2025_SC B_MW_Before Competition Groups_Beverage Vending Machine Controls
Residential | Res ¦ Chilled Water Optimization | 2025 | SC B | MW | Before Competition Groups | 0.060473 | 0 | 0 | 342.8898 | 0.00017636 | 48 | Residential_2025_SC B_MW_Before Competition Groups_48 | Chilled Water Optimization | 0.01764% | 0 | 0.060473 | Residential_2025_SC B_MW_Before Competition Groups_Chilled Water Optimization
Residential | Res ¦ Wall Insulation | 2025 | SC B | MW | Before Competition Groups | 0.023736 | 0 | 0 | 342.8898 | 6.9224e-05 | 49 | Residential_2025_SC B_MW_Before Competition Groups_49 | Wall Insulation | 0.006922% | 0 | 0.023736 | Residential_2025_SC B_MW_Before Competition Groups_Wall Insulation
Residential | Res ¦ LED High Bay Fixture | 2025 | SC B | MW | Before Competition Groups | 0.014642 | 0 | 0 | 342.8898 | 4.2701e-05 | 50 | Residential_2025_SC B_MW_Before Competition Groups_50 | LED High Bay Fixture | 0.00427% | 0 | 0.014642 | Residential_2025_SC B_MW_Before Competition Groups_LED High Bay Fixture
Residential | Res ¦ Wall Insulation MF | 2025 | SC B | MW | Before Competition Groups | 0.0014396 | 0 | 0 | 342.8898 | 4.1984e-06 | 51 | Residential_2025_SC B_MW_Before Competition Groups_51 | Wall Insulation MF | 0.0004198% | 0 | 0.0014396 | Residential_2025_SC B_MW_Before Competition Groups_Wall Insulation MF
Residential | Res ¦ LED Downlight | 2025 | SC B | MW | Before Competition Groups | 0 | 0 | 0 | 342.8898 | 0 | 52 | Residential_2025_SC B_MW_Before Competition Groups_52 | LED Downlight | 0% | 0 | 0 | Residential_2025_SC B_MW_Before Competition Groups_LED Downlight
Residential | Res ¦ Smart Burners | 2025 | SC B | MW | Before Competition Groups | 0 | 0 | 0 | 342.8898 | 0 | 53 | Residential_2025_SC B_MW_Before Competition Groups_53 | Smart Burners | 0% | 0 | 0 | Residential_2025_SC B_MW_Before Competition Groups_Smart Burners
Residential | Res ¦ Smart Power Bar | 2025 | SC B | MW | Before Competition Groups | 0 | 0 | 0 | 342.8898 | 0 | 54 | Residential_2025_SC B_MW_Before Competition Groups_54 | Smart Power Bar | 0% | 0 | 0 | Residential_2025_SC B_MW_Before Competition Groups_Smart Power Bar
Residential | Res ¦ Ductless Mini-Split Heat Pump | 2025 | SC C | MW | Before Competition Groups | 32.5216 | 0 | 0 | 224.4261 | 0.14491 | 1 | Residential_2025_SC C_MW_Before Competition Groups_1 | Ductless Mini-Split Heat Pump | 14.49% | 0 | 32.5216 | Residential_2025_SC C_MW_Before Competition Groups_Ductless Mini-Split Heat Pump
Residential | Res ¦ Energy Star Clothes Washer | 2025 | SC C | MW | Before Competition Groups | 30.6137 | 0 | 0 | 224.4261 | 0.13641 | 2 | Residential_2025_SC C_MW_Before Competition Groups_2 | Energy Star Clothes Washer | 13.64% | 0 | 30.6137 | Residential_2025_SC C_MW_Before Competition Groups_Energy Star Clothes Washer
Residential | Res ¦ Energy Star LED Specialty Bulbs | 2025 | SC C | MW | Before Competition Groups | 22.9441 | 0 | 0 | 224.4261 | 0.10223 | 3 | Residential_2025_SC C_MW_Before Competition Groups_3 | Energy Star LED Specialty Bulbs | 10.22% | 0 | 22.9441 | Residential_2025_SC C_MW_Before Competition Groups_Energy Star LED Specialty Bulbs
Residential | Res ¦ Adaptive Thermostat | 2025 | SC C | MW | Before Competition Groups | 21.2001 | 0 | 0 | 224.4261 | 0.094464 | 4 | Residential_2025_SC C_MW_Before Competition Groups_4 | Adaptive Thermostat | 9.446% | 0 | 21.2001 | Residential_2025_SC C_MW_Before Competition Groups_Adaptive Thermostat
Residential | Res ¦ Building Recommissioning, Operations and Maintenance (O&M) Improvements | 2025 | SC C | MW | Before Competition Groups | 20.3497 | 0 | 0 | 224.4261 | 0.090674 | 5 | Residential_2025_SC C_MW_Before Competition Groups_5 | Building Recommissioning, Operations and Maintenance (O&M) Improvements | 9.067% | 0 | 20.3497 | Residential_2025_SC C_MW_Before Competition Groups_Building Recommissioning, Operations and Maintenance (O&M) Improvements
Residential | Res ¦ Variable Speed Pool Pump Motor | 2025 | SC C | MW | Before Competition Groups | 14.5356 | 0 | 0 | 224.4261 | 0.064768 | 6 | Residential_2025_SC C_MW_Before Competition Groups_6 | Variable Speed Pool Pump Motor | 6.477% | 0 | 14.5356 | Residential_2025_SC C_MW_Before Competition Groups_Variable Speed Pool Pump Motor
Residential | Res ¦ Energy Star A Line, PAR, MR Lamps | 2025 | SC C | MW | Before Competition Groups | 8.8322 | 0 | 0 | 224.4261 | 0.039354 | 7 | Residential_2025_SC C_MW_Before Competition Groups_7 | Energy Star A Line, PAR, MR Lamps | 3.935% | 0 | 8.8322 | Residential_2025_SC C_MW_Before Competition Groups_Energy Star A Line, PAR, MR Lamps
Residential | Res ¦ Energy Star Room Air Conditioner | 2025 | SC C | MW | Before Competition Groups | 8.5485 | 0 | 0 | 224.4261 | 0.03809 | 8 | Residential_2025_SC C_MW_Before Competition Groups_8 | Energy Star Room Air Conditioner | 3.809% | 0 | 8.5485 | Residential_2025_SC C_MW_Before Competition Groups_Energy Star Room Air Conditioner
Residential | Res ¦ Basement Wall Insulation | 2025 | SC C | MW | Before Competition Groups | 8.1737 | 0 | 0 | 224.4261 | 0.03642 | 9 | Residential_2025_SC C_MW_Before Competition Groups_9 | Basement Wall Insulation | 3.642% | 0 | 8.1737 | Residential_2025_SC C_MW_Before Competition Groups_Basement Wall Insulation
Residential | Res ¦ Attic Insulation | 2025 | SC C | MW | Before Competition Groups | 6.1687 | 0 | 0 | 224.4261 | 0.027487 | 10 | Residential_2025_SC C_MW_Before Competition Groups_10 | Attic Insulation | 2.749% | 0 | 6.1687 | Residential_2025_SC C_MW_Before Competition Groups_Attic Insulation
Residential | Res ¦ Energy Star Air Source Heat Pump | 2025 | SC C | MW | Before Competition Groups | 6.0901 | 0 | 0 | 224.4261 | 0.027136 | 11 | Residential_2025_SC C_MW_Before Competition Groups_11 | Energy Star Air Source Heat Pump | 2.714% | 0 | 6.0901 | Residential_2025_SC C_MW_Before Competition Groups_Energy Star Air Source Heat Pump
Residential | Res ¦ Energy Star Clothes Dryer | 2025 | SC C | MW | Before Competition Groups | 5.4585 | 0 | 0 | 224.4261 | 0.024322 | 12 | Residential_2025_SC C_MW_Before Competition Groups_12 | Energy Star Clothes Dryer | 2.432% | 0 | 5.4585 | Residential_2025_SC C_MW_Before Competition Groups_Energy Star Clothes Dryer
Residential | Res ¦ High Efficiency Chiller (avg of water and air cooled) | 2025 | SC C | MW | Before Competition Groups | 4.81 | 0 | 0 | 224.4261 | 0.021433 | 13 | Residential_2025_SC C_MW_Before Competition Groups_13 | High Efficiency Chiller (avg of water and air cooled) | 2.143% | 0 | 4.81 | Residential_2025_SC C_MW_Before Competition Groups_High Efficiency Chiller (avg of water and air cooled)
Residential | Res ¦ Energy Star LED Bulbs General Purpose LEDs | 2025 | SC C | MW | Before Competition Groups | 3.0282 | 0 | 0 | 224.4261 | 0.013493 | 14 | Residential_2025_SC C_MW_Before Competition Groups_14 | Energy Star LED Bulbs General Purpose LEDs | 1.349% | 0 | 3.0282 | Residential_2025_SC C_MW_Before Competition Groups_Energy Star LED Bulbs General Purpose LEDs
Residential | Res ¦ Advanced BAS/Controllers | 2025 | SC C | MW | Before Competition Groups | 2.9784 | 0 | 0 | 224.4261 | 0.013271 | 15 | Residential_2025_SC C_MW_Before Competition Groups_15 | Advanced BAS/Controllers | 1.327% | 0 | 2.9784 | Residential_2025_SC C_MW_Before Competition Groups_Advanced BAS/Controllers
Residential | Res ¦ Occupancy Sensors MF | 2025 | SC C | MW | Before Competition Groups | 2.7889 | 0 | 0 | 224.4261 | 0.012427 | 16 | Residential_2025_SC C_MW_Before Competition Groups_16 | Occupancy Sensors MF | 1.243% | 0 | 2.7889 | Residential_2025_SC C_MW_Before Competition Groups_Occupancy Sensors MF
Residential | Res ¦ Energy Star Torchiere | 2025 | SC C | MW | Before Competition Groups | 2.6435 | 0 | 0 | 224.4261 | 0.011779 | 17 | Residential_2025_SC C_MW_Before Competition Groups_17 | Energy Star Torchiere | 1.178% | 0 | 2.6435 | Residential_2025_SC C_MW_Before Competition Groups_Energy Star Torchiere
Residential | Res ¦ LED Tube Re-Lamp | 2025 | SC C | MW | Before Competition Groups | 2.3639 | 0 | 0 | 224.4261 | 0.010533 | 18 | Residential_2025_SC C_MW_Before Competition Groups_18 | LED Tube Re-Lamp | 1.053% | 0 | 2.3639 | Residential_2025_SC C_MW_Before Competition Groups_LED Tube Re-Lamp
Residential | Res ¦ Refrigerator Recycling | 2025 | SC C | MW | Before Competition Groups | 2.3357 | 0 | 0 | 224.4261 | 0.010407 | 19 | Residential_2025_SC C_MW_Before Competition Groups_19 | Refrigerator Recycling | 1.041% | 0 | 2.3357 | Residential_2025_SC C_MW_Before Competition Groups_Refrigerator Recycling
Residential | Res ¦ Air Sealing | 2025 | SC C | MW | Before Competition Groups | 1.5972 | 0 | 0 | 224.4261 | 0.0071166 | 20 | Residential_2025_SC C_MW_Before Competition Groups_20 | Air Sealing | 0.7117% | 0 | 1.5972 | Residential_2025_SC C_MW_Before Competition Groups_Air Sealing
Residential | Res ¦ ENERGY STAR LED LAMPS (REFLECTOR LAMPs/MR16/PAR 16) | 2025 | SC C | MW | Before Competition Groups | 1.5562 | 0 | 0 | 224.4261 | 0.0069342 | 21 | Residential_2025_SC C_MW_Before Competition Groups_21 | ENERGY STAR LED LAMPS (REFLECTOR LAMPs/MR16/PAR 16) | 0.6934% | 0 | 1.5562 | Residential_2025_SC C_MW_Before Competition Groups_ENERGY STAR LED LAMPS (REFLECTOR LAMPs/MR16/PAR 16)
Residential | Res ¦ Energy Star Light Fixture | 2025 | SC C | MW | Before Competition Groups | 1.5367 | 0 | 0 | 224.4261 | 0.0068474 | 22 | Residential_2025_SC C_MW_Before Competition Groups_22 | Energy Star Light Fixture | 0.6847% | 0 | 1.5367 | Residential_2025_SC C_MW_Before Competition Groups_Energy Star Light Fixture
Residential | Res ¦ Minimize Hot and Warm Clothes Wash | 2025 | SC C | MW | Before Competition Groups | 1.4233 | 0 | 0 | 224.4261 | 0.006342 | 23 | Residential_2025_SC C_MW_Before Competition Groups_23 | Minimize Hot and Warm Clothes Wash | 0.6342% | 0 | 1.4233 | Residential_2025_SC C_MW_Before Competition Groups_Minimize Hot and Warm Clothes Wash
Residential | Res ¦ Energy Star Freezer | 2025 | SC C | MW | Before Competition Groups | 1.4177 | 0 | 0 | 224.4261 | 0.0063172 | 24 | Residential_2025_SC C_MW_Before Competition Groups_24 | Energy Star Freezer | 0.6317% | 0 | 1.4177 | Residential_2025_SC C_MW_Before Competition Groups_Energy Star Freezer
Residential | Res ¦ Home Energy Reports | 2025 | SC C | MW | Before Competition Groups | 1.3053 | 0 | 0 | 224.4261 | 0.0058163 | 25 | Residential_2025_SC C_MW_Before Competition Groups_25 | Home Energy Reports | 0.5816% | 0 | 1.3053 | Residential_2025_SC C_MW_Before Competition Groups_Home Energy Reports
Residential | Res ¦ Floor Insulation | 2025 | SC C | MW | Before Competition Groups | 1.2972 | 0 | 0 | 224.4261 | 0.00578 | 26 | Residential_2025_SC C_MW_Before Competition Groups_26 | Floor Insulation | 0.578% | 0 | 1.2972 | Residential_2025_SC C_MW_Before Competition Groups_Floor Insulation
Residential | Res ¦ Outside Air Economizer | 2025 | SC C | MW | Before Competition Groups | 1.1352 | 0 | 0 | 224.4261 | 0.0050582 | 27 | Residential_2025_SC C_MW_Before Competition Groups_27 | Outside Air Economizer | 0.5058% | 0 | 1.1352 | Residential_2025_SC C_MW_Before Competition Groups_Outside Air Economizer
Residential | Res ¦ Energy Star Dehumidifier | 2025 | SC C | MW | Before Competition Groups | 1.0081 | 0 | 0 | 224.4261 | 0.0044918 | 28 | Residential_2025_SC C_MW_Before Competition Groups_28 | Energy Star Dehumidifier | 0.4492% | 0 | 1.0081 | Residential_2025_SC C_MW_Before Competition Groups_Energy Star Dehumidifier
Residential | Res ¦ LED Parking Lot Fixture | 2025 | SC C | MW | Before Competition Groups | 0.58703 | 0 | 0 | 224.4261 | 0.0026157 | 29 | Residential_2025_SC C_MW_Before Competition Groups_29 | LED Parking Lot Fixture | 0.2616% | 0 | 0.58703 | Residential_2025_SC C_MW_Before Competition Groups_LED Parking Lot Fixture
Residential | Res ¦ Duct Insulation MF | 2025 | SC C | MW | Before Competition Groups | 0.58523 | 0 | 0 | 224.4261 | 0.0026077 | 30 | Residential_2025_SC C_MW_Before Competition Groups_30 | Duct Insulation MF | 0.2608% | 0 | 0.58523 | Residential_2025_SC C_MW_Before Competition Groups_Duct Insulation MF
Residential | Res ¦ Demand Control Ventilation | 2025 | SC C | MW | Before Competition Groups | 0.52345 | 0 | 0 | 224.4261 | 0.0023324 | 31 | Residential_2025_SC C_MW_Before Competition Groups_31 | Demand Control Ventilation | 0.2332% | 0 | 0.52345 | Residential_2025_SC C_MW_Before Competition Groups_Demand Control Ventilation
Residential | Res ¦ Furnace Whistle | 2025 | SC C | MW | Before Competition Groups | 0.50301 | 0 | 0 | 224.4261 | 0.0022413 | 32 | Residential_2025_SC C_MW_Before Competition Groups_32 | Furnace Whistle | 0.2241% | 0 | 0.50301 | Residential_2025_SC C_MW_Before Competition Groups_Furnace Whistle
Residential | Res ¦ Duct Insulation | 2025 | SC C | MW | Before Competition Groups | 0.45342 | 0 | 0 | 224.4261 | 0.0020203 | 33 | Residential_2025_SC C_MW_Before Competition Groups_33 | Duct Insulation | 0.202% | 0 | 0.45342 | Residential_2025_SC C_MW_Before Competition Groups_Duct Insulation
Residential | Res ¦ CO Sensors for parking garage exhaust fans | 2025 | SC C | MW | Before Competition Groups | 0.42897 | 0 | 0 | 224.4261 | 0.0019114 | 34 | Residential_2025_SC C_MW_Before Competition Groups_34 | CO Sensors for parking garage exhaust fans | 0.1911% | 0 | 0.42897 | Residential_2025_SC C_MW_Before Competition Groups_CO Sensors for parking garage exhaust fans
Residential | Res ¦ Comprehensive Draft Proofing | 2025 | SC C | MW | Before Competition Groups | 0.42743 | 0 | 0 | 224.4261 | 0.0019046 | 35 | Residential_2025_SC C_MW_Before Competition Groups_35 | Comprehensive Draft Proofing | 0.1905% | 0 | 0.42743 | Residential_2025_SC C_MW_Before Competition Groups_Comprehensive Draft Proofing
Residential | Res ¦ Variable Frequency Drive (VFD) | 2025 | SC C | MW | Before Competition Groups | 0.41458 | 0 | 0 | 224.4261 | 0.0018473 | 36 | Residential_2025_SC C_MW_Before Competition Groups_36 | Variable Frequency Drive (VFD) | 0.1847% | 0 | 0.41458 | Residential_2025_SC C_MW_Before Competition Groups_Variable Frequency Drive (VFD)
Residential | Res ¦ ENERGY STAR LED Lamps (General Service Lamps) | 2025 | SC C | MW | Before Competition Groups | 0.36375 | 0 | 0 | 224.4261 | 0.0016208 | 37 | Residential_2025_SC C_MW_Before Competition Groups_37 | ENERGY STAR LED Lamps (General Service Lamps) | 0.1621% | 0 | 0.36375 | Residential_2025_SC C_MW_Before Competition Groups_ENERGY STAR LED Lamps (General Service Lamps)
Residential | Res ¦ Condensing Make Up Air Unit | 2025 | SC C | MW | Before Competition Groups | 0.29479 | 0 | 0 | 224.4261 | 0.0013135 | 38 | Residential_2025_SC C_MW_Before Competition Groups_38 | Condensing Make Up Air Unit | 0.1314% | 0 | 0.29479 | Residential_2025_SC C_MW_Before Competition Groups_Condensing Make Up Air Unit
Residential | Res ¦ LED Exterior Area Lights - LED Fixture (200W) | 2025 | SC C | MW | Before Competition Groups | 0.2856 | 0 | 0 | 224.4261 | 0.0012726 | 39 | Residential_2025_SC C_MW_Before Competition Groups_39 | LED Exterior Area Lights - LED Fixture (200W) | 0.1273% | 0 | 0.2856 | Residential_2025_SC C_MW_Before Competition Groups_LED Exterior Area Lights - LED Fixture (200W)
Residential | Res ¦ Water Heater Temperature Setback | 2025 | SC C | MW | Before Competition Groups | 0.2622 | 0 | 0 | 224.4261 | 0.0011683 | 40 | Residential_2025_SC C_MW_Before Competition Groups_40 | Water Heater Temperature Setback | 0.1168% | 0 | 0.2622 | Residential_2025_SC C_MW_Before Competition Groups_Water Heater Temperature Setback
Residential | Res ¦ Clothes Drying Racks | 2025 | SC C | MW | Before Competition Groups | 0.19241 | 0 | 0 | 224.4261 | 0.00085736 | 41 | Residential_2025_SC C_MW_Before Competition Groups_41 | Clothes Drying Racks | 0.08574% | 0 | 0.19241 | Residential_2025_SC C_MW_Before Competition Groups_Clothes Drying Racks
Residential | Res ¦ VFD on Pumps | 2025 | SC C | MW | Before Competition Groups | 0.12749 | 0 | 0 | 224.4261 | 0.00056806 | 42 | Residential_2025_SC C_MW_Before Competition Groups_42 | VFD on Pumps | 0.05681% | 0 | 0.12749 | Residential_2025_SC C_MW_Before Competition Groups_VFD on Pumps
Residential | Res ¦ Heat Recovery Ventilator | 2025 | SC C | MW | Before Competition Groups | 0.094315 | 0 | 0 | 224.4261 | 0.00042025 | 43 | Residential_2025_SC C_MW_Before Competition Groups_43 | Heat Recovery Ventilator | 0.04202% | 0 | 0.094315 | Residential_2025_SC C_MW_Before Competition Groups_Heat Recovery Ventilator
Residential | Res ¦ ECM MOTORS FOR HVAC APPLICATION (FAN-POWERED VAV BOX) | 2025 | SC C | MW | Before Competition Groups | 0.06699 | 0 | 0 | 224.4261 | 0.00029849 | 44 | Residential_2025_SC C_MW_Before Competition Groups_44 | ECM MOTORS FOR HVAC APPLICATION (FAN-POWERED VAV BOX) | 0.02985% | 0 | 0.06699 | Residential_2025_SC C_MW_Before Competition Groups_ECM MOTORS FOR HVAC APPLICATION (FAN-POWERED VAV BOX)
Residential | Res ¦ Tankless Water Heater | 2025 | SC C | MW | Before Competition Groups | 0.053794 | 0 | 0 | 224.4261 | 0.00023969 | 45 | Residential_2025_SC C_MW_Before Competition Groups_45 | Tankless Water Heater | 0.02397% | 0 | 0.053794 | Residential_2025_SC C_MW_Before Competition Groups_Tankless Water Heater
Residential | Res ¦ Chilled Water Optimization | 2025 | SC C | MW | Before Competition Groups | 0.043702 | 0 | 0 | 224.4261 | 0.00019473 | 46 | Residential_2025_SC C_MW_Before Competition Groups_46 | Chilled Water Optimization | 0.01947% | 0 | 0.043702 | Residential_2025_SC C_MW_Before Competition Groups_Chilled Water Optimization
Residential | Res ¦ Beverage Vending Machine Controls | 2025 | SC C | MW | Before Competition Groups | 0.037828 | 0 | 0 | 224.4261 | 0.00016855 | 47 | Residential_2025_SC C_MW_Before Competition Groups_47 | Beverage Vending Machine Controls | 0.01686% | 0 | 0.037828 | Residential_2025_SC C_MW_Before Competition Groups_Beverage Vending Machine Controls
Residential | Res ¦ LED High Bay Fixture | 2025 | SC C | MW | Before Competition Groups | 0.014642 | 0 | 0 | 224.4261 | 6.5241e-05 | 48 | Residential_2025_SC C_MW_Before Competition Groups_48 | LED High Bay Fixture | 0.006524% | 0 | 0.014642 | Residential_2025_SC C_MW_Before Competition Groups_LED High Bay Fixture
Residential | Res ¦ Wall Insulation | 2025 | SC C | MW | Before Competition Groups | 0.0018287 | 0 | 0 | 224.4261 | 8.1481e-06 | 49 | Residential_2025_SC C_MW_Before Competition Groups_49 | Wall Insulation | 0.0008148% | 0 | 0.0018287 | Residential_2025_SC C_MW_Before Competition Groups_Wall Insulation
Residential | Res ¦ Wall Insulation MF | 2025 | SC C | MW | Before Competition Groups | 0.0014397 | 0 | 0 | 224.4261 | 6.4149e-06 | 50 | Residential_2025_SC C_MW_Before Competition Groups_50 | Wall Insulation MF | 0.0006415% | 0 | 0.0014397 | Residential_2025_SC C_MW_Before Competition Groups_Wall Insulation MF
Residential | Res ¦ Freezer Recycling | 2025 | SC C | MW | Before Competition Groups | 0.0001518 | 0 | 0 | 224.4261 | 6.7639e-07 | 51 | Residential_2025_SC C_MW_Before Competition Groups_51 | Freezer Recycling | 6.764e-05% | 0 | 0.0001518 | Residential_2025_SC C_MW_Before Competition Groups_Freezer Recycling
Residential | Res ¦ LED Downlight | 2025 | SC C | MW | Before Competition Groups | 0 | 0 | 0 | 224.4261 | 0 | 52 | Residential_2025_SC C_MW_Before Competition Groups_52 | LED Downlight | 0% | 0 | 0 | Residential_2025_SC C_MW_Before Competition Groups_LED Downlight
Residential | Res ¦ Smart Burners | 2025 | SC C | MW | Before Competition Groups | 0 | 0 | 0 | 224.4261 | 0 | 53 | Residential_2025_SC C_MW_Before Competition Groups_53 | Smart Burners | 0% | 0 | 0 | Residential_2025_SC C_MW_Before Competition Groups_Smart Burners
Residential | Res ¦ Smart Power Bar | 2025 | SC C | MW | Before Competition Groups | 0 | 0 | 0 | 224.4261 | 0 | 54 | Residential_2025_SC C_MW_Before Competition Groups_54 | Smart Power Bar | 0% | 0 | 0 | Residential_2025_SC C_MW_Before Competition Groups_Smart Power Bar
Residential | Res ¦ Ductless Mini-Split Heat Pump | 2025 | SC D | MW | Before Competition Groups | 32.522 | 0 | 0 | 187.0602 | 0.17386 | 1 | Residential_2025_SC D_MW_Before Competition Groups_1 | Ductless Mini-Split Heat Pump | 17.39% | 0 | 32.522 | Residential_2025_SC D_MW_Before Competition Groups_Ductless Mini-Split Heat Pump
Residential | Res ¦ Building Recommissioning, Operations and Maintenance (O&M) Improvements | 2025 | SC D | MW | Before Competition Groups | 20.3497 | 0 | 0 | 187.0602 | 0.10879 | 2 | Residential_2025_SC D_MW_Before Competition Groups_2 | Building Recommissioning, Operations and Maintenance (O&M) Improvements | 10.88% | 0 | 20.3497 | Residential_2025_SC D_MW_Before Competition Groups_Building Recommissioning, Operations and Maintenance (O&M) Improvements
Residential | Res ¦ Energy Star Clothes Washer | 2025 | SC D | MW | Before Competition Groups | 19.1239 | 0 | 0 | 187.0602 | 0.10223 | 3 | Residential_2025_SC D_MW_Before Competition Groups_3 | Energy Star Clothes Washer | 10.22% | 0 | 19.1239 | Residential_2025_SC D_MW_Before Competition Groups_Energy Star Clothes Washer
Residential | Res ¦ Energy Star LED Bulbs General Purpose LEDs | 2025 | SC D | MW | Before Competition Groups | 13.3636 | 0 | 0 | 187.0602 | 0.07144 | 4 | Residential_2025_SC D_MW_Before Competition Groups_4 | Energy Star LED Bulbs General Purpose LEDs | 7.144% | 0 | 13.3636 | Residential_2025_SC D_MW_Before Competition Groups_Energy Star LED Bulbs General Purpose LEDs
Residential | Res ¦ Energy Star LED Specialty Bulbs | 2025 | SC D | MW | Before Competition Groups | 13.3225 | 0 | 0 | 187.0602 | 0.07122 | 5 | Residential_2025_SC D_MW_Before Competition Groups_5 | Energy Star LED Specialty Bulbs | 7.122% | 0 | 13.3225 | Residential_2025_SC D_MW_Before Competition Groups_Energy Star LED Specialty Bulbs
Residential | Res ¦ Adaptive Thermostat | 2025 | SC D | MW | Before Competition Groups | 12.7481 | 0 | 0 | 187.0602 | 0.06815 | 6 | Residential_2025_SC D_MW_Before Competition Groups_6 | Adaptive Thermostat | 6.815% | 0 | 12.7481 | Residential_2025_SC D_MW_Before Competition Groups_Adaptive Thermostat
Residential | Res ¦ Variable Speed Pool Pump Motor | 2025 | SC D | MW | Before Competition Groups | 9.3303 | 0 | 0 | 187.0602 | 0.049879 | 7 | Residential_2025_SC D_MW_Before Competition Groups_7 | Variable Speed Pool Pump Motor | 4.988% | 0 | 9.3303 | Residential_2025_SC D_MW_Before Competition Groups_Variable Speed Pool Pump Motor
Residential | Res ¦ Energy Star A Line, PAR, MR Lamps | 2025 | SC D | MW | Before Competition Groups | 8.8554 | 0 | 0 | 187.0602 | 0.04734 | 8 | Residential_2025_SC D_MW_Before Competition Groups_8 | Energy Star A Line, PAR, MR Lamps | 4.734% | 0 | 8.8554 | Residential_2025_SC D_MW_Before Competition Groups_Energy Star A Line, PAR, MR Lamps
Residential | Res ¦ Energy Star Room Air Conditioner | 2025 | SC D | MW | Before Competition Groups | 8.516 | 0 | 0 | 187.0602 | 0.045526 | 9 | Residential_2025_SC D_MW_Before Competition Groups_9 | Energy Star Room Air Conditioner | 4.553% | 0 | 8.516 | Residential_2025_SC D_MW_Before Competition Groups_Energy Star Room Air Conditioner
Residential | Res ¦ Basement Wall Insulation | 2025 | SC D | MW | Before Competition Groups | 7.8752 | 0 | 0 | 187.0602 | 0.0421 | 10 | Residential_2025_SC D_MW_Before Competition Groups_10 | Basement Wall Insulation | 4.21% | 0 | 7.8752 | Residential_2025_SC D_MW_Before Competition Groups_Basement Wall Insulation
Residential | Res ¦ Energy Star Air Source Heat Pump | 2025 | SC D | MW | Before Competition Groups | 6.0901 | 0 | 0 | 187.0602 | 0.032557 | 11 | Residential_2025_SC D_MW_Before Competition Groups_11 | Energy Star Air Source Heat Pump | 3.256% | 0 | 6.0901 | Residential_2025_SC D_MW_Before Competition Groups_Energy Star Air Source Heat Pump
Residential | Res ¦ High Efficiency Chiller (avg of water and air cooled) | 2025 | SC D | MW | Before Competition Groups | 4.81 | 0 | 0 | 187.0602 | 0.025714 | 12 | Residential_2025_SC D_MW_Before Competition Groups_12 | High Efficiency Chiller (avg of water and air cooled) | 2.571% | 0 | 4.81 | Residential_2025_SC D_MW_Before Competition Groups_High Efficiency Chiller (avg of water and air cooled)
Residential | Res ¦ Attic Insulation | 2025 | SC D | MW | Before Competition Groups | 3.4887 | 0 | 0 | 187.0602 | 0.01865 | 13 | Residential_2025_SC D_MW_Before Competition Groups_13 | Attic Insulation | 1.865% | 0 | 3.4887 | Residential_2025_SC D_MW_Before Competition Groups_Attic Insulation
Residential | Res ¦ Advanced BAS/Controllers | 2025 | SC D | MW | Before Competition Groups | 2.9784 | 0 | 0 | 187.0602 | 0.015922 | 14 | Residential_2025_SC D_MW_Before Competition Groups_14 | Advanced BAS/Controllers | 1.592% | 0 | 2.9784 | Residential_2025_SC D_MW_Before Competition Groups_Advanced BAS/Controllers
Residential | Res ¦ Occupancy Sensors MF | 2025 | SC D | MW | Before Competition Groups | 2.7889 | 0 | 0 | 187.0602 | 0.014909 | 15 | Residential_2025_SC D_MW_Before Competition Groups_15 | Occupancy Sensors MF | 1.491% | 0 | 2.7889 | Residential_2025_SC D_MW_Before Competition Groups_Occupancy Sensors MF
Residential | Res ¦ Energy Star Clothes Dryer | 2025 | SC D | MW | Before Competition Groups | 2.6948 | 0 | 0 | 187.0602 | 0.014406 | 16 | Residential_2025_SC D_MW_Before Competition Groups_16 | Energy Star Clothes Dryer | 1.441% | 0 | 2.6948 | Residential_2025_SC D_MW_Before Competition Groups_Energy Star Clothes Dryer
Residential | Res ¦ LED Tube Re-Lamp | 2025 | SC D | MW | Before Competition Groups | 2.3528 | 0 | 0 | 187.0602 | 0.012578 | 17 | Residential_2025_SC D_MW_Before Competition Groups_17 | LED Tube Re-Lamp | 1.258% | 0 | 2.3528 | Residential_2025_SC D_MW_Before Competition Groups_LED Tube Re-Lamp
Residential | Res ¦ Energy Star Torchiere | 2025 | SC D | MW | Before Competition Groups | 2.3374 | 0 | 0 | 187.0602 | 0.012496 | 18 | Residential_2025_SC D_MW_Before Competition Groups_18 | Energy Star Torchiere | 1.25% | 0 | 2.3374 | Residential_2025_SC D_MW_Before Competition Groups_Energy Star Torchiere
Residential | Res ¦ ENERGY STAR LED LAMPS (REFLECTOR LAMPs/MR16/PAR 16) | 2025 | SC D | MW | Before Competition Groups | 1.5562 | 0 | 0 | 187.0602 | 0.0083193 | 19 | Residential_2025_SC D_MW_Before Competition Groups_19 | ENERGY STAR LED LAMPS (REFLECTOR LAMPs/MR16/PAR 16) | 0.8319% | 0 | 1.5562 | Residential_2025_SC D_MW_Before Competition Groups_ENERGY STAR LED LAMPS (REFLECTOR LAMPs/MR16/PAR 16)
Residential | Res ¦ Minimize Hot and Warm Clothes Wash | 2025 | SC D | MW | Before Competition Groups | 1.4233 | 0 | 0 | 187.0602 | 0.0076089 | 20 | Residential_2025_SC D_MW_Before Competition Groups_20 | Minimize Hot and Warm Clothes Wash | 0.7609% | 0 | 1.4233 | Residential_2025_SC D_MW_Before Competition Groups_Minimize Hot and Warm Clothes Wash
Residential | Res ¦ Refrigerator Recycling | 2025 | SC D | MW | Before Competition Groups | 1.3902 | 0 | 0 | 187.0602 | 0.0074317 | 21 | Residential_2025_SC D_MW_Before Competition Groups_21 | Refrigerator Recycling | 0.7432% | 0 | 1.3902 | Residential_2025_SC D_MW_Before Competition Groups_Refrigerator Recycling
Residential | Res ¦ Home Energy Reports | 2025 | SC D | MW | Before Competition Groups | 1.3053 | 0 | 0 | 187.0602 | 0.0069781 | 22 | Residential_2025_SC D_MW_Before Competition Groups_22 | Home Energy Reports | 0.6978% | 0 | 1.3053 | Residential_2025_SC D_MW_Before Competition Groups_Home Energy Reports
Residential | Res ¦ Outside Air Economizer | 2025 | SC D | MW | Before Competition Groups | 1.1352 | 0 | 0 | 187.0602 | 0.0060686 | 23 | Residential_2025_SC D_MW_Before Competition Groups_23 | Outside Air Economizer | 0.6069% | 0 | 1.1352 | Residential_2025_SC D_MW_Before Competition Groups_Outside Air Economizer
Residential | Res ¦ Energy Star Light Fixture | 2025 | SC D | MW | Before Competition Groups | 0.91665 | 0 | 0 | 187.0602 | 0.0049003 | 24 | Residential_2025_SC D_MW_Before Competition Groups_24 | Energy Star Light Fixture | 0.49% | 0 | 0.91665 | Residential_2025_SC D_MW_Before Competition Groups_Energy Star Light Fixture
Residential | Res ¦ Energy Star Freezer | 2025 | SC D | MW | Before Competition Groups | 0.696 | 0 | 0 | 187.0602 | 0.0037207 | 25 | Residential_2025_SC D_MW_Before Competition Groups_25 | Energy Star Freezer | 0.3721% | 0 | 0.696 | Residential_2025_SC D_MW_Before Competition Groups_Energy Star Freezer
Residential | Res ¦ Air Sealing | 2025 | SC D | MW | Before Competition Groups | 0.65628 | 0 | 0 | 187.0602 | 0.0035084 | 26 | Residential_2025_SC D_MW_Before Competition Groups_26 | Air Sealing | 0.3508% | 0 | 0.65628 | Residential_2025_SC D_MW_Before Competition Groups_Air Sealing
Residential | Res ¦ LED Parking Lot Fixture | 2025 | SC D | MW | Before Competition Groups | 0.58703 | 0 | 0 | 187.0602 | 0.0031382 | 27 | Residential_2025_SC D_MW_Before Competition Groups_27 | LED Parking Lot Fixture | 0.3138% | 0 | 0.58703 | Residential_2025_SC D_MW_Before Competition Groups_LED Parking Lot Fixture
Residential | Res ¦ Furnace Whistle | 2025 | SC D | MW | Before Competition Groups | 0.50301 | 0 | 0 | 187.0602 | 0.002689 | 28 | Residential_2025_SC D_MW_Before Competition Groups_28 | Furnace Whistle | 0.2689% | 0 | 0.50301 | Residential_2025_SC D_MW_Before Competition Groups_Furnace Whistle
Residential | Res ¦ Comprehensive Draft Proofing | 2025 | SC D | MW | Before Competition Groups | 0.38139 | 0 | 0 | 187.0602 | 0.0020389 | 29 | Residential_2025_SC D_MW_Before Competition Groups_29 | Comprehensive Draft Proofing | 0.2039% | 0 | 0.38139 | Residential_2025_SC D_MW_Before Competition Groups_Comprehensive Draft Proofing
Residential | Res ¦ ENERGY STAR LED Lamps (General Service Lamps) | 2025 | SC D | MW | Before Competition Groups | 0.36375 | 0 | 0 | 187.0602 | 0.0019445 | 30 | Residential_2025_SC D_MW_Before Competition Groups_30 | ENERGY STAR LED Lamps (General Service Lamps) | 0.1945% | 0 | 0.36375 | Residential_2025_SC D_MW_Before Competition Groups_ENERGY STAR LED Lamps (General Service Lamps)
Residential | Res ¦ Energy Star Dehumidifier | 2025 | SC D | MW | Before Competition Groups | 0.32497 | 0 | 0 | 187.0602 | 0.0017372 | 31 | Residential_2025_SC D_MW_Before Competition Groups_31 | Energy Star Dehumidifier | 0.1737% | 0 | 0.32497 | Residential_2025_SC D_MW_Before Competition Groups_Energy Star Dehumidifier
Residential | Res ¦ Variable Frequency Drive (VFD) | 2025 | SC D | MW | Before Competition Groups | 0.30767 | 0 | 0 | 187.0602 | 0.0016447 | 32 | Residential_2025_SC D_MW_Before Competition Groups_32 | Variable Frequency Drive (VFD) | 0.1645% | 0 | 0.30767 | Residential_2025_SC D_MW_Before Competition Groups_Variable Frequency Drive (VFD)
Residential | Res ¦ CO Sensors for parking garage exhaust fans | 2025 | SC D | MW | Before Competition Groups | 0.26195 | 0 | 0 | 187.0602 | 0.0014003 | 33 | Residential_2025_SC D_MW_Before Competition Groups_33 | CO Sensors for parking garage exhaust fans | 0.14% | 0 | 0.26195 | Residential_2025_SC D_MW_Before Competition Groups_CO Sensors for parking garage exhaust fans
Residential | Res ¦ LED Exterior Area Lights - LED Fixture (200W) | 2025 | SC D | MW | Before Competition Groups | 0.2486 | 0 | 0 | 187.0602 | 0.001329 | 34 | Residential_2025_SC D_MW_Before Competition Groups_34 | LED Exterior Area Lights - LED Fixture (200W) | 0.1329% | 0 | 0.2486 | Residential_2025_SC D_MW_Before Competition Groups_LED Exterior Area Lights - LED Fixture (200W)
Residential | Res ¦ Floor Insulation | 2025 | SC D | MW | Before Competition Groups | 0.24694 | 0 | 0 | 187.0602 | 0.0013201 | 35 | Residential_2025_SC D_MW_Before Competition Groups_35 | Floor Insulation | 0.132% | 0 | 0.24694 | Residential_2025_SC D_MW_Before Competition Groups_Floor Insulation
Residential | Res ¦ Water Heater Temperature Setback | 2025 | SC D | MW | Before Competition Groups | 0.23397 | 0 | 0 | 187.0602 | 0.0012508 | 36 | Residential_2025_SC D_MW_Before Competition Groups_36 | Water Heater Temperature Setback | 0.1251% | 0 | 0.23397 | Residential_2025_SC D_MW_Before Competition Groups_Water Heater Temperature Setback
Residential | Res ¦ Demand Control Ventilation | 2025 | SC D | MW | Before Competition Groups | 0.20746 | 0 | 0 | 187.0602 | 0.0011091 | 37 | Residential_2025_SC D_MW_Before Competition Groups_37 | Demand Control Ventilation | 0.1109% | 0 | 0.20746 | Residential_2025_SC D_MW_Before Competition Groups_Demand Control Ventilation
Residential | Res ¦ Clothes Drying Racks | 2025 | SC D | MW | Before Competition Groups | 0.19241 | 0 | 0 | 187.0602 | 0.0010286 | 38 | Residential_2025_SC D_MW_Before Competition Groups_38 | Clothes Drying Racks | 0.1029% | 0 | 0.19241 | Residential_2025_SC D_MW_Before Competition Groups_Clothes Drying Racks
Residential | Res ¦ Duct Insulation | 2025 | SC D | MW | Before Competition Groups | 0.1314 | 0 | 0 | 187.0602 | 0.00070246 | 39 | Residential_2025_SC D_MW_Before Competition Groups_39 | Duct Insulation | 0.07025% | 0 | 0.1314 | Residential_2025_SC D_MW_Before Competition Groups_Duct Insulation
Residential | Res ¦ Condensing Make Up Air Unit | 2025 | SC D | MW | Before Competition Groups | 0.090094 | 0 | 0 | 187.0602 | 0.00048163 | 40 | Residential_2025_SC D_MW_Before Competition Groups_40 | Condensing Make Up Air Unit | 0.04816% | 0 | 0.090094 | Residential_2025_SC D_MW_Before Competition Groups_Condensing Make Up Air Unit
Residential | Res ¦ VFD on Pumps | 2025 | SC D | MW | Before Competition Groups | 0.086626 | 0 | 0 | 187.0602 | 0.00046309 | 41 | Residential_2025_SC D_MW_Before Competition Groups_41 | VFD on Pumps | 0.04631% | 0 | 0.086626 | Residential_2025_SC D_MW_Before Competition Groups_VFD on Pumps
Residential | Res ¦ Duct Insulation MF | 2025 | SC D | MW | Before Competition Groups | 0.076492 | 0 | 0 | 187.0602 | 0.00040892 | 42 | Residential_2025_SC D_MW_Before Competition Groups_42 | Duct Insulation MF | 0.04089% | 0 | 0.076492 | Residential_2025_SC D_MW_Before Competition Groups_Duct Insulation MF
Residential | Res ¦ ECM MOTORS FOR HVAC APPLICATION (FAN-POWERED VAV BOX) | 2025 | SC D | MW | Before Competition Groups | 0.050737 | 0 | 0 | 187.0602 | 0.00027124 | 43 | Residential_2025_SC D_MW_Before Competition Groups_43 | ECM MOTORS FOR HVAC APPLICATION (FAN-POWERED VAV BOX) | 0.02712% | 0 | 0.050737 | Residential_2025_SC D_MW_Before Competition Groups_ECM MOTORS FOR HVAC APPLICATION (FAN-POWERED VAV BOX)
Residential | Res ¦ Chilled Water Optimization | 2025 | SC D | MW | Before Competition Groups | 0.043702 | 0 | 0 | 187.0602 | 0.00023363 | 44 | Residential_2025_SC D_MW_Before Competition Groups_44 | Chilled Water Optimization | 0.02336% | 0 | 0.043702 | Residential_2025_SC D_MW_Before Competition Groups_Chilled Water Optimization
Residential | Res ¦ Heat Recovery Ventilator | 2025 | SC D | MW | Before Competition Groups | 0.031951 | 0 | 0 | 187.0602 | 0.0001708 | 45 | Residential_2025_SC D_MW_Before Competition Groups_45 | Heat Recovery Ventilator | 0.01708% | 0 | 0.031951 | Residential_2025_SC D_MW_Before Competition Groups_Heat Recovery Ventilator
Residential | Res ¦ Beverage Vending Machine Controls | 2025 | SC D | MW | Before Competition Groups | 0.029341 | 0 | 0 | 187.0602 | 0.00015685 | 46 | Residential_2025_SC D_MW_Before Competition Groups_46 | Beverage Vending Machine Controls | 0.01569% | 0 | 0.029341 | Residential_2025_SC D_MW_Before Competition Groups_Beverage Vending Machine Controls
Residential | Res ¦ Tankless Water Heater | 2025 | SC D | MW | Before Competition Groups | 0.027429 | 0 | 0 | 187.0602 | 0.00014663 | 47 | Residential_2025_SC D_MW_Before Competition Groups_47 | Tankless Water Heater | 0.01466% | 0 | 0.027429 | Residential_2025_SC D_MW_Before Competition Groups_Tankless Water Heater
Residential | Res ¦ LED High Bay Fixture | 2025 | SC D | MW | Before Competition Groups | 0.0042037 | 0 | 0 | 187.0602 | 2.2472e-05 | 48 | Residential_2025_SC D_MW_Before Competition Groups_48 | LED High Bay Fixture | 0.002247% | 0 | 0.0042037 | Residential_2025_SC D_MW_Before Competition Groups_LED High Bay Fixture
Residential | Res ¦ Wall Insulation MF | 2025 | SC D | MW | Before Competition Groups | 0.0009485 | 0 | 0 | 187.0602 | 5.0705e-06 | 49 | Residential_2025_SC D_MW_Before Competition Groups_49 | Wall Insulation MF | 0.0005071% | 0 | 0.0009485 | Residential_2025_SC D_MW_Before Competition Groups_Wall Insulation MF
Residential | Res ¦ Wall Insulation | 2025 | SC D | MW | Before Competition Groups | 0.00089178 | 0 | 0 | 187.0602 | 4.7674e-06 | 50 | Residential_2025_SC D_MW_Before Competition Groups_50 | Wall Insulation | 0.0004767% | 0 | 0.00089178 | Residential_2025_SC D_MW_Before Competition Groups_Wall Insulation
Residential | Res ¦ Freezer Recycling | 2025 | SC D | MW | Before Competition Groups | 0.0001518 | 0 | 0 | 187.0602 | 8.115e-07 | 51 | Residential_2025_SC D_MW_Before Competition Groups_51 | Freezer Recycling | 8.115e-05% | 0 | 0.0001518 | Residential_2025_SC D_MW_Before Competition Groups_Freezer Recycling
Residential | Res ¦ LED Downlight | 2025 | SC D | MW | Before Competition Groups | 0 | 0 | 0 | 187.0602 | 0 | 52 | Residential_2025_SC D_MW_Before Competition Groups_52 | LED Downlight | 0% | 0 | 0 | Residential_2025_SC D_MW_Before Competition Groups_LED Downlight
Residential | Res ¦ Smart Burners | 2025 | SC D | MW | Before Competition Groups | 0 | 0 | 0 | 187.0602 | 0 | 53 | Residential_2025_SC D_MW_Before Competition Groups_53 | Smart Burners | 0% | 0 | 0 | Residential_2025_SC D_MW_Before Competition Groups_Smart Burners
Residential | Res ¦ Smart Power Bar | 2025 | SC D | MW | Before Competition Groups | 0 | 0 | 0 | 187.0602 | 0 | 54 | Residential_2025_SC D_MW_Before Competition Groups_54 | Smart Power Bar | 0% | 0 | 0 | Residential_2025_SC D_MW_Before Competition Groups_Smart Power Bar
Residential | Res ¦ Energy Star Central Air Conditioner | 2025 | Technical | MW | Before Competition Groups | 234.9959 | 0 | 0 | 2351.6735 | 0.099927 | 1 | Residential_2025_Technical_MW_Before Competition Groups_1 | Energy Star Central Air Conditioner | 9.993% | 0 | 234.9959 | Residential_2025_Technical_MW_Before Competition Groups_Energy Star Central Air Conditioner
Residential | Res ¦ Adaptive Thermostat | 2025 | Technical | MW | Before Competition Groups | 191.1201 | 0 | 0 | 2351.6735 | 0.08127 | 2 | Residential_2025_Technical_MW_Before Competition Groups_2 | Adaptive Thermostat | 8.127% | 0 | 191.1201 | Residential_2025_Technical_MW_Before Competition Groups_Adaptive Thermostat
Residential | Res ¦ Ductless Mini-Split Air Conditioner | 2025 | Technical | MW | Before Competition Groups | 111.7537 | 0 | 0 | 2351.6735 | 0.047521 | 3 | Residential_2025_Technical_MW_Before Competition Groups_3 | Ductless Mini-Split Air Conditioner | 4.752% | 0 | 111.7537 | Residential_2025_Technical_MW_Before Competition Groups_Ductless Mini-Split Air Conditioner
Residential | Res ¦ Energy Star Ground Source Heat Pump | 2025 | Technical | MW | Before Competition Groups | 105.6649 | 0 | 0 | 2351.6735 | 0.044932 | 4 | Residential_2025_Technical_MW_Before Competition Groups_4 | Energy Star Ground Source Heat Pump | 4.493% | 0 | 105.6649 | Residential_2025_Technical_MW_Before Competition Groups_Energy Star Ground Source Heat Pump
Residential | Res ¦ Ductless Mini-Split Heat Pump | 2025 | Technical | MW | Before Competition Groups | 104.6844 | 0 | 0 | 2351.6735 | 0.044515 | 5 | Residential_2025_Technical_MW_Before Competition Groups_5 | Ductless Mini-Split Heat Pump | 4.451% | 0 | 104.6844 | Residential_2025_Technical_MW_Before Competition Groups_Ductless Mini-Split Heat Pump
Residential | Res ¦ Energy Star A Line, PAR, MR Lamps | 2025 | Technical | MW | Before Competition Groups | 90.1072 | 0 | 0 | 2351.6735 | 0.038316 | 6 | Residential_2025_Technical_MW_Before Competition Groups_6 | Energy Star A Line, PAR, MR Lamps | 3.832% | 0 | 90.1072 | Residential_2025_Technical_MW_Before Competition Groups_Energy Star A Line, PAR, MR Lamps
Residential | Res ¦ Energy Star LED Bulbs General Purpose LEDs | 2025 | Technical | MW | Before Competition Groups | 89.5917 | 0 | 0 | 2351.6735 | 0.038097 | 7 | Residential_2025_Technical_MW_Before Competition Groups_7 | Energy Star LED Bulbs General Purpose LEDs | 3.81% | 0 | 89.5917 | Residential_2025_Technical_MW_Before Competition Groups_Energy Star LED Bulbs General Purpose LEDs
Residential | Res ¦ Building Recommissioning, Operations and Maintenance (O&M) Improvements | 2025 | Technical | MW | Before Competition Groups | 88.1686 | 0 | 0 | 2351.6735 | 0.037492 | 8 | Residential_2025_Technical_MW_Before Competition Groups_8 | Building Recommissioning, Operations and Maintenance (O&M) Improvements | 3.749% | 0 | 88.1686 | Residential_2025_Technical_MW_Before Competition Groups_Building Recommissioning, Operations and Maintenance (O&M) Improvements
Residential | Res ¦ Energy Star LED Specialty Bulbs | 2025 | Technical | MW | Before Competition Groups | 82.1337 | 0 | 0 | 2351.6735 | 0.034926 | 9 | Residential_2025_Technical_MW_Before Competition Groups_9 | Energy Star LED Specialty Bulbs | 3.493% | 0 | 82.1337 | Residential_2025_Technical_MW_Before Competition Groups_Energy Star LED Specialty Bulbs
Residential | Res ¦ Basement Wall Insulation | 2025 | Technical | MW | Before Competition Groups | 81.3229 | 0 | 0 | 2351.6735 | 0.034581 | 10 | Residential_2025_Technical_MW_Before Competition Groups_10 | Basement Wall Insulation | 3.458% | 0 | 81.3229 | Residential_2025_Technical_MW_Before Competition Groups_Basement Wall Insulation
Residential | Res ¦ Smart Burners | 2025 | Technical | MW | Before Competition Groups | 69.5198 | 0 | 0 | 2351.6735 | 0.029562 | 11 | Residential_2025_Technical_MW_Before Competition Groups_11 | Smart Burners | 2.956% | 0 | 69.5198 | Residential_2025_Technical_MW_Before Competition Groups_Smart Burners
Residential | Res ¦ Basement or Crawlspace Insulation | 2025 | Technical | MW | Before Competition Groups | 67.5328 | 0 | 0 | 2351.6735 | 0.028717 | 12 | Residential_2025_Technical_MW_Before Competition Groups_12 | Basement or Crawlspace Insulation | 2.872% | 0 | 67.5328 | Residential_2025_Technical_MW_Before Competition Groups_Basement or Crawlspace Insulation
Residential | Res ¦ Smart Power Bar | 2025 | Technical | MW | Before Competition Groups | 65.3808 | 0 | 0 | 2351.6735 | 0.027802 | 13 | Residential_2025_Technical_MW_Before Competition Groups_13 | Smart Power Bar | 2.78% | 0 | 65.3808 | Residential_2025_Technical_MW_Before Competition Groups_Smart Power Bar
Residential | Res ¦ Variable Speed Pool Pump Motor | 2025 | Technical | MW | Before Competition Groups | 62.978 | 0 | 0 | 2351.6735 | 0.02678 | 14 | Residential_2025_Technical_MW_Before Competition Groups_14 | Variable Speed Pool Pump Motor | 2.678% | 0 | 62.978 | Residential_2025_Technical_MW_Before Competition Groups_Variable Speed Pool Pump Motor
Residential | Res ¦ Attic Insulation | 2025 | Technical | MW | Before Competition Groups | 62.7354 | 0 | 0 | 2351.6735 | 0.026677 | 15 | Residential_2025_Technical_MW_Before Competition Groups_15 | Attic Insulation | 2.668% | 0 | 62.7354 | Residential_2025_Technical_MW_Before Competition Groups_Attic Insulation
Residential | Res ¦ Energy Star Refrigerator | 2025 | Technical | MW | Before Competition Groups | 60.7049 | 0 | 0 | 2351.6735 | 0.025813 | 16 | Residential_2025_Technical_MW_Before Competition Groups_16 | Energy Star Refrigerator | 2.581% | 0 | 60.7049 | Residential_2025_Technical_MW_Before Competition Groups_Energy Star Refrigerator
Residential | Res ¦ Energy Star Air Source Heat Pump | 2025 | Technical | MW | Before Competition Groups | 59.8611 | 0 | 0 | 2351.6735 | 0.025455 | 17 | Residential_2025_Technical_MW_Before Competition Groups_17 | Energy Star Air Source Heat Pump | 2.545% | 0 | 59.8611 | Residential_2025_Technical_MW_Before Competition Groups_Energy Star Air Source Heat Pump
Residential | Res ¦ Networked/ Connected - Indoor LED Lamp | 2025 | Technical | MW | Before Competition Groups | 55.7468 | 0 | 0 | 2351.6735 | 0.023705 | 18 | Residential_2025_Technical_MW_Before Competition Groups_18 | Networked/ Connected - Indoor LED Lamp | 2.371% | 0 | 55.7468 | Residential_2025_Technical_MW_Before Competition Groups_Networked/ Connected - Indoor LED Lamp
Residential | Res ¦ Heat Pump Clothes Dryer | 2025 | Technical | MW | Before Competition Groups | 55.6035 | 0 | 0 | 2351.6735 | 0.023644 | 19 | Residential_2025_Technical_MW_Before Competition Groups_19 | Heat Pump Clothes Dryer | 2.364% | 0 | 55.6035 | Residential_2025_Technical_MW_Before Competition Groups_Heat Pump Clothes Dryer
Residential | Res ¦ Energy Star Clothes Washer | 2025 | Technical | MW | Before Competition Groups | 52.5079 | 0 | 0 | 2351.6735 | 0.022328 | 20 | Residential_2025_Technical_MW_Before Competition Groups_20 | Energy Star Clothes Washer | 2.233% | 0 | 52.5079 | Residential_2025_Technical_MW_Before Competition Groups_Energy Star Clothes Washer
Residential | Res ¦ Wall Insulation | 2025 | Technical | MW | Before Competition Groups | 49.0155 | 0 | 0 | 2351.6735 | 0.020843 | 21 | Residential_2025_Technical_MW_Before Competition Groups_21 | Wall Insulation | 2.084% | 0 | 49.0155 | Residential_2025_Technical_MW_Before Competition Groups_Wall Insulation
Residential | Res ¦ Energy Star Room Air Conditioner | 2025 | Technical | MW | Before Competition Groups | 43.2185 | 0 | 0 | 2351.6735 | 0.018378 | 22 | Residential_2025_Technical_MW_Before Competition Groups_22 | Energy Star Room Air Conditioner | 1.838% | 0 | 43.2185 | Residential_2025_Technical_MW_Before Competition Groups_Energy Star Room Air Conditioner
Residential | Res ¦ Induction Cooking Stove Top | 2025 | Technical | MW | Before Competition Groups | 42.8242 | 0 | 0 | 2351.6735 | 0.01821 | 23 | Residential_2025_Technical_MW_Before Competition Groups_23 | Induction Cooking Stove Top | 1.821% | 0 | 42.8242 | Residential_2025_Technical_MW_Before Competition Groups_Induction Cooking Stove Top
Residential | Res ¦ Energy Star Clothes Dryer | 2025 | Technical | MW | Before Competition Groups | 31.759 | 0 | 0 | 2351.6735 | 0.013505 | 24 | Residential_2025_Technical_MW_Before Competition Groups_24 | Energy Star Clothes Dryer | 1.35% | 0 | 31.759 | Residential_2025_Technical_MW_Before Competition Groups_Energy Star Clothes Dryer
Residential | Res ¦ Variable Refrigerant Flow Heat Pump | 2025 | Technical | MW | Before Competition Groups | 25.4773 | 0 | 0 | 2351.6735 | 0.010834 | 25 | Residential_2025_Technical_MW_Before Competition Groups_25 | Variable Refrigerant Flow Heat Pump | 1.083% | 0 | 25.4773 | Residential_2025_Technical_MW_Before Competition Groups_Variable Refrigerant Flow Heat Pump
Residential | Res ¦ Ceiling Insulation | 2025 | Technical | MW | Before Competition Groups | 24.5702 | 0 | 0 | 2351.6735 | 0.010448 | 26 | Residential_2025_Technical_MW_Before Competition Groups_26 | Ceiling Insulation | 1.045% | 0 | 24.5702 | Residential_2025_Technical_MW_Before Competition Groups_Ceiling Insulation
Residential | Res ¦ Lighting Motion Sensors, Timers, Dimmers | 2025 | Technical | MW | Before Competition Groups | 24.185 | 0 | 0 | 2351.6735 | 0.010284 | 27 | Residential_2025_Technical_MW_Before Competition Groups_27 | Lighting Motion Sensors, Timers, Dimmers | 1.028% | 0 | 24.185 | Residential_2025_Technical_MW_Before Competition Groups_Lighting Motion Sensors, Timers, Dimmers
Residential | Res ¦ Duct Insulation | 2025 | Technical | MW | Before Competition Groups | 20.1986 | 0 | 0 | 2351.6735 | 0.008589 | 28 | Residential_2025_Technical_MW_Before Competition Groups_28 | Duct Insulation | 0.8589% | 0 | 20.1986 | Residential_2025_Technical_MW_Before Competition Groups_Duct Insulation
Residential | Res ¦ Air Sealing | 2025 | Technical | MW | Before Competition Groups | 17.2983 | 0 | 0 | 2351.6735 | 0.0073557 | 29 | Residential_2025_Technical_MW_Before Competition Groups_29 | Air Sealing | 0.7356% | 0 | 17.2983 | Residential_2025_Technical_MW_Before Competition Groups_Air Sealing
Residential | Res ¦ Central Air Conditioner Maintenance | 2025 | Technical | MW | Before Competition Groups | 16.4421 | 0 | 0 | 2351.6735 | 0.0069917 | 30 | Residential_2025_Technical_MW_Before Competition Groups_30 | Central Air Conditioner Maintenance | 0.6992% | 0 | 16.4421 | Residential_2025_Technical_MW_Before Competition Groups_Central Air Conditioner Maintenance
Residential | Res ¦ Floor Insulation | 2025 | Technical | MW | Before Competition Groups | 16.442 | 0 | 0 | 2351.6735 | 0.0069916 | 31 | Residential_2025_Technical_MW_Before Competition Groups_31 | Floor Insulation | 0.6992% | 0 | 16.442 | Residential_2025_Technical_MW_Before Competition Groups_Floor Insulation
Residential | Res ¦ Energy Star Light Fixture | 2025 | Technical | MW | Before Competition Groups | 15.4047 | 0 | 0 | 2351.6735 | 0.0065505 | 32 | Residential_2025_Technical_MW_Before Competition Groups_32 | Energy Star Light Fixture | 0.6551% | 0 | 15.4047 | Residential_2025_Technical_MW_Before Competition Groups_Energy Star Light Fixture
Residential | Res ¦ Air Source Heat Pump | 2025 | Technical | MW | Before Competition Groups | 15.3915 | 0 | 0 | 2351.6735 | 0.0065449 | 33 | Residential_2025_Technical_MW_Before Competition Groups_33 | Air Source Heat Pump | 0.6545% | 0 | 15.3915 | Residential_2025_Technical_MW_Before Competition Groups_Air Source Heat Pump
Residential | Res ¦ Dehumidifier Recycling | 2025 | Technical | MW | Before Competition Groups | 15.1662 | 0 | 0 | 2351.6735 | 0.0064491 | 34 | Residential_2025_Technical_MW_Before Competition Groups_34 | Dehumidifier Recycling | 0.6449% | 0 | 15.1662 | Residential_2025_Technical_MW_Before Competition Groups_Dehumidifier Recycling
Residential | Res ¦ Advanced BAS/Controllers | 2025 | Technical | MW | Before Competition Groups | 12.9045 | 0 | 0 | 2351.6735 | 0.0054874 | 35 | Residential_2025_Technical_MW_Before Competition Groups_35 | Advanced BAS/Controllers | 0.5487% | 0 | 12.9045 | Residential_2025_Technical_MW_Before Competition Groups_Advanced BAS/Controllers
Residential | Res ¦ Home Energy Reports | 2025 | Technical | MW | Before Competition Groups | 12.889 | 0 | 0 | 2351.6735 | 0.0054808 | 36 | Residential_2025_Technical_MW_Before Competition Groups_36 | Home Energy Reports | 0.5481% | 0 | 12.889 | Residential_2025_Technical_MW_Before Competition Groups_Home Energy Reports
Residential | Res ¦ Clothes Drying Racks | 2025 | Technical | MW | Before Competition Groups | 11.9418 | 0 | 0 | 2351.6735 | 0.005078 | 37 | Residential_2025_Technical_MW_Before Competition Groups_37 | Clothes Drying Racks | 0.5078% | 0 | 11.9418 | Residential_2025_Technical_MW_Before Competition Groups_Clothes Drying Racks
Residential | Res ¦ Occupancy Sensors MF | 2025 | Technical | MW | Before Competition Groups | 10.9344 | 0 | 0 | 2351.6735 | 0.0046496 | 38 | Residential_2025_Technical_MW_Before Competition Groups_38 | Occupancy Sensors MF | 0.465% | 0 | 10.9344 | Residential_2025_Technical_MW_Before Competition Groups_Occupancy Sensors MF
Residential | Res ¦ Energy Star Torchiere | 2025 | Technical | MW | Before Competition Groups | 10.6853 | 0 | 0 | 2351.6735 | 0.0045437 | 39 | Residential_2025_Technical_MW_Before Competition Groups_39 | Energy Star Torchiere | 0.4544% | 0 | 10.6853 | Residential_2025_Technical_MW_Before Competition Groups_Energy Star Torchiere
Residential | Res ¦ Refrigerator Recycling | 2025 | Technical | MW | Before Competition Groups | 10.1198 | 0 | 0 | 2351.6735 | 0.0043032 | 40 | Residential_2025_Technical_MW_Before Competition Groups_40 | Refrigerator Recycling | 0.4303% | 0 | 10.1198 | Residential_2025_Technical_MW_Before Competition Groups_Refrigerator Recycling
Residential | Res ¦ Freezer Recycling | 2025 | Technical | MW | Before Competition Groups | 9.4275 | 0 | 0 | 2351.6735 | 0.0040088 | 41 | Residential_2025_Technical_MW_Before Competition Groups_41 | Freezer Recycling | 0.4009% | 0 | 9.4275 | Residential_2025_Technical_MW_Before Competition Groups_Freezer Recycling
Residential | Res ¦ Energy Star Dehumidifier | 2025 | Technical | MW | Before Competition Groups | 8.9111 | 0 | 0 | 2351.6735 | 0.0037893 | 42 | Residential_2025_Technical_MW_Before Competition Groups_42 | Energy Star Dehumidifier | 0.3789% | 0 | 8.9111 | Residential_2025_Technical_MW_Before Competition Groups_Energy Star Dehumidifier
Residential | Res ¦ Duct Insulation MF | 2025 | Technical | MW | Before Competition Groups | 8.9107 | 0 | 0 | 2351.6735 | 0.0037891 | 43 | Residential_2025_Technical_MW_Before Competition Groups_43 | Duct Insulation MF | 0.3789% | 0 | 8.9107 | Residential_2025_Technical_MW_Before Competition Groups_Duct Insulation MF
Residential | Res ¦ Energy Star Windows | 2025 | Technical | MW | Before Competition Groups | 6.9978 | 0 | 0 | 2351.6735 | 0.0029757 | 44 | Residential_2025_Technical_MW_Before Competition Groups_44 | Energy Star Windows | 0.2976% | 0 | 6.9978 | Residential_2025_Technical_MW_Before Competition Groups_Energy Star Windows
Residential | Res ¦ Furnace with ECM | 2025 | Technical | MW | Before Competition Groups | 6.6268 | 0 | 0 | 2351.6735 | 0.0028179 | 45 | Residential_2025_Technical_MW_Before Competition Groups_45 | Furnace with ECM | 0.2818% | 0 | 6.6268 | Residential_2025_Technical_MW_Before Competition Groups_Furnace with ECM
Residential | Res ¦ Energy Star Freezer | 2025 | Technical | MW | Before Competition Groups | 6.2214 | 0 | 0 | 2351.6735 | 0.0026455 | 46 | Residential_2025_Technical_MW_Before Competition Groups_46 | Energy Star Freezer | 0.2646% | 0 | 6.2214 | Residential_2025_Technical_MW_Before Competition Groups_Energy Star Freezer
Residential | Res ¦ INTEGRAL LED TROFFERS | 2025 | Technical | MW | Before Competition Groups | 5.9825 | 0 | 0 | 2351.6735 | 0.0025439 | 47 | Residential_2025_Technical_MW_Before Competition Groups_47 | INTEGRAL LED TROFFERS | 0.2544% | 0 | 5.9825 | Residential_2025_Technical_MW_Before Competition Groups_INTEGRAL LED TROFFERS
Residential | Res ¦ High Efficiency Chiller (avg of water and air cooled) | 2025 | Technical | MW | Before Competition Groups | 5.7211 | 0 | 0 | 2351.6735 | 0.0024328 | 48 | Residential_2025_Technical_MW_Before Competition Groups_48 | High Efficiency Chiller (avg of water and air cooled) | 0.2433% | 0 | 5.7211 | Residential_2025_Technical_MW_Before Competition Groups_High Efficiency Chiller (avg of water and air cooled)
Residential | Res ¦ Minimize Hot and Warm Clothes Wash | 2025 | Technical | MW | Before Competition Groups | 5.0021 | 0 | 0 | 2351.6735 | 0.002127 | 49 | Residential_2025_Technical_MW_Before Competition Groups_49 | Minimize Hot and Warm Clothes Wash | 0.2127% | 0 | 5.0021 | Residential_2025_Technical_MW_Before Competition Groups_Minimize Hot and Warm Clothes Wash
Residential | Res ¦ Passive Attic Ventilation | 2025 | Technical | MW | Before Competition Groups | 4.2787 | 0 | 0 | 2351.6735 | 0.0018194 | 50 | Residential_2025_Technical_MW_Before Competition Groups_50 | Passive Attic Ventilation | 0.1819% | 0 | 4.2787 | Residential_2025_Technical_MW_Before Competition Groups_Passive Attic Ventilation
Residential | Res ¦ Networked/ Connected - Indoor LED Luminaire | 2025 | Technical | MW | Before Competition Groups | 4.1602 | 0 | 0 | 2351.6735 | 0.0017691 | 51 | Residential_2025_Technical_MW_Before Competition Groups_51 | Networked/ Connected - Indoor LED Luminaire | 0.1769% | 0 | 4.1602 | Residential_2025_Technical_MW_Before Competition Groups_Networked/ Connected - Indoor LED Luminaire
Residential | Res ¦ LED Downlight | 2025 | Technical | MW | Before Competition Groups | 3.9294 | 0 | 0 | 2351.6735 | 0.0016709 | 52 | Residential_2025_Technical_MW_Before Competition Groups_52 | LED Downlight | 0.1671% | 0 | 3.9294 | Residential_2025_Technical_MW_Before Competition Groups_LED Downlight
Residential | Res ¦ Central Lighting Control System | 2025 | Technical | MW | Before Competition Groups | 3.4747 | 0 | 0 | 2351.6735 | 0.0014776 | 53 | Residential_2025_Technical_MW_Before Competition Groups_53 | Central Lighting Control System | 0.1478% | 0 | 3.4747 | Residential_2025_Technical_MW_Before Competition Groups_Central Lighting Control System
Residential | Res ¦ Heat Pump Water Heater | 2025 | Technical | MW | Before Competition Groups | 3.4244 | 0 | 0 | 2351.6735 | 0.0014562 | 54 | Residential_2025_Technical_MW_Before Competition Groups_54 | Heat Pump Water Heater | 0.1456% | 0 | 3.4244 | Residential_2025_Technical_MW_Before Competition Groups_Heat Pump Water Heater
Residential | Res ¦ Early Hot Water Heater Replacement | 2025 | Technical | MW | Before Competition Groups | 3.2462 | 0 | 0 | 2351.6735 | 0.0013804 | 55 | Residential_2025_Technical_MW_Before Competition Groups_55 | Early Hot Water Heater Replacement | 0.138% | 0 | 3.2462 | Residential_2025_Technical_MW_Before Competition Groups_Early Hot Water Heater Replacement
Residential | Res ¦ Tankless Water Heater | 2025 | Technical | MW | Before Competition Groups | 3.0919 | 0 | 0 | 2351.6735 | 0.0013148 | 56 | Residential_2025_Technical_MW_Before Competition Groups_56 | Tankless Water Heater | 0.1315% | 0 | 3.0919 | Residential_2025_Technical_MW_Before Competition Groups_Tankless Water Heater
Residential | Res ¦ Outside Air Economizer | 2025 | Technical | MW | Before Competition Groups | 3.0196 | 0 | 0 | 2351.6735 | 0.001284 | 57 | Residential_2025_Technical_MW_Before Competition Groups_57 | Outside Air Economizer | 0.1284% | 0 | 3.0196 | Residential_2025_Technical_MW_Before Competition Groups_Outside Air Economizer
Residential | Res ¦ Air Source Heat Pump Maintenance | 2025 | Technical | MW | Before Competition Groups | 2.8761 | 0 | 0 | 2351.6735 | 0.001223 | 58 | Residential_2025_Technical_MW_Before Competition Groups_58 | Air Source Heat Pump Maintenance | 0.1223% | 0 | 2.8761 | Residential_2025_Technical_MW_Before Competition Groups_Air Source Heat Pump Maintenance
Residential | Res ¦ LED Tube Re-Lamp | 2025 | Technical | MW | Before Competition Groups | 2.8176 | 0 | 0 | 2351.6735 | 0.0011981 | 59 | Residential_2025_Technical_MW_Before Competition Groups_59 | LED Tube Re-Lamp | 0.1198% | 0 | 2.8176 | Residential_2025_Technical_MW_Before Competition Groups_LED Tube Re-Lamp
Residential | Res ¦ Energy Star Ceiling Fan/Lighting | 2025 | Technical | MW | Before Competition Groups | 2.7251 | 0 | 0 | 2351.6735 | 0.0011588 | 60 | Residential_2025_Technical_MW_Before Competition Groups_60 | Energy Star Ceiling Fan/Lighting | 0.1159% | 0 | 2.7251 | Residential_2025_Technical_MW_Before Competition Groups_Energy Star Ceiling Fan/Lighting
Residential | Res ¦ Heat Recovery Ventilator | 2025 | Technical | MW | Before Competition Groups | 2.611 | 0 | 0 | 2351.6735 | 0.0011103 | 61 | Residential_2025_Technical_MW_Before Competition Groups_61 | Heat Recovery Ventilator | 0.111% | 0 | 2.611 | Residential_2025_Technical_MW_Before Competition Groups_Heat Recovery Ventilator
Residential | Res ¦ Demand Control Ventilation | 2025 | Technical | MW | Before Competition Groups | 2.2679 | 0 | 0 | 2351.6735 | 0.00096439 | 62 | Residential_2025_Technical_MW_Before Competition Groups_62 | Demand Control Ventilation | 0.09644% | 0 | 2.2679 | Residential_2025_Technical_MW_Before Competition Groups_Demand Control Ventilation
Residential | Res ¦ Drain Water Heat Recovery | 2025 | Technical | MW | Before Competition Groups | 2.1803 | 0 | 0 | 2351.6735 | 0.00092715 | 63 | Residential_2025_Technical_MW_Before Competition Groups_63 | Drain Water Heat Recovery | 0.09271% | 0 | 2.1803 | Residential_2025_Technical_MW_Before Competition Groups_Drain Water Heat Recovery
Residential | Res ¦ Furnace Whistle | 2025 | Technical | MW | Before Competition Groups | 2.1794 | 0 | 0 | 2351.6735 | 0.00092673 | 64 | Residential_2025_Technical_MW_Before Competition Groups_64 | Furnace Whistle | 0.09267% | 0 | 2.1794 | Residential_2025_Technical_MW_Before Competition Groups_Furnace Whistle
Residential | Res ¦ Window Film | 2025 | Technical | MW | Before Competition Groups | 2.0055 | 0 | 0 | 2351.6735 | 0.00085278 | 65 | Residential_2025_Technical_MW_Before Competition Groups_65 | Window Film | 0.08528% | 0 | 2.0055 | Residential_2025_Technical_MW_Before Competition Groups_Window Film
Residential | Res ¦ ENERGY STAR LED LAMPS (REFLECTOR LAMPs/MR16/PAR 16) | 2025 | Technical | MW | Before Competition Groups | 1.9275 | 0 | 0 | 2351.6735 | 0.00081964 | 66 | Residential_2025_Technical_MW_Before Competition Groups_66 | ENERGY STAR LED LAMPS (REFLECTOR LAMPs/MR16/PAR 16) | 0.08196% | 0 | 1.9275 | Residential_2025_Technical_MW_Before Competition Groups_ENERGY STAR LED LAMPS (REFLECTOR LAMPs/MR16/PAR 16)
Residential | Res ¦ CO Sensors for parking garage exhaust fans | 2025 | Technical | MW | Before Competition Groups | 1.9051 | 0 | 0 | 2351.6735 | 0.00081011 | 67 | Residential_2025_Technical_MW_Before Competition Groups_67 | CO Sensors for parking garage exhaust fans | 0.08101% | 0 | 1.9051 | Residential_2025_Technical_MW_Before Competition Groups_CO Sensors for parking garage exhaust fans
Residential | Res ¦ Comprehensive Draft Proofing | 2025 | Technical | MW | Before Competition Groups | 1.8519 | 0 | 0 | 2351.6735 | 0.00078749 | 68 | Residential_2025_Technical_MW_Before Competition Groups_68 | Comprehensive Draft Proofing | 0.07875% | 0 | 1.8519 | Residential_2025_Technical_MW_Before Competition Groups_Comprehensive Draft Proofing
Residential | Res ¦ Variable Frequency Drive (VFD) | 2025 | Technical | MW | Before Competition Groups | 1.7962 | 0 | 0 | 2351.6735 | 0.00076381 | 69 | Residential_2025_Technical_MW_Before Competition Groups_69 | Variable Frequency Drive (VFD) | 0.07638% | 0 | 1.7962 | Residential_2025_Technical_MW_Before Competition Groups_Variable Frequency Drive (VFD)
Residential | Res ¦ Solar Water Heating System | 2025 | Technical | MW | Before Competition Groups | 1.6865 | 0 | 0 | 2351.6735 | 0.00071713 | 70 | Residential_2025_Technical_MW_Before Competition Groups_70 | Solar Water Heating System | 0.07171% | 0 | 1.6865 | Residential_2025_Technical_MW_Before Competition Groups_Solar Water Heating System
Residential | Res ¦ Energy Star Dishwasher | 2025 | Technical | MW | Before Competition Groups | 1.6333 | 0 | 0 | 2351.6735 | 0.00069452 | 71 | Residential_2025_Technical_MW_Before Competition Groups_71 | Energy Star Dishwasher | 0.06945% | 0 | 1.6333 | Residential_2025_Technical_MW_Before Competition Groups_Energy Star Dishwasher
Residential | Res ¦ High Efficiency Storage Water Heater | 2025 | Technical | MW | Before Competition Groups | 1.4965 | 0 | 0 | 2351.6735 | 0.00063637 | 72 | Residential_2025_Technical_MW_Before Competition Groups_72 | High Efficiency Storage Water Heater | 0.06364% | 0 | 1.4965 | Residential_2025_Technical_MW_Before Competition Groups_High Efficiency Storage Water Heater
Residential | Res ¦ DHW Recirculation Systems | 2025 | Technical | MW | Before Competition Groups | 1.4103 | 0 | 0 | 2351.6735 | 0.00059968 | 73 | Residential_2025_Technical_MW_Before Competition Groups_73 | DHW Recirculation Systems | 0.05997% | 0 | 1.4103 | Residential_2025_Technical_MW_Before Competition Groups_DHW Recirculation Systems
Residential | Res ¦ Water Heater Temperature Setback | 2025 | Technical | MW | Before Competition Groups | 1.136 | 0 | 0 | 2351.6735 | 0.00048307 | 74 | Residential_2025_Technical_MW_Before Competition Groups_74 | Water Heater Temperature Setback | 0.04831% | 0 | 1.136 | Residential_2025_Technical_MW_Before Competition Groups_Water Heater Temperature Setback
Residential | Res ¦ Condensing Make Up Air Unit | 2025 | Technical | MW | Before Competition Groups | 1.0504 | 0 | 0 | 2351.6735 | 0.00044667 | 75 | Residential_2025_Technical_MW_Before Competition Groups_75 | Condensing Make Up Air Unit | 0.04467% | 0 | 1.0504 | Residential_2025_Technical_MW_Before Competition Groups_Condensing Make Up Air Unit
Residential | Res ¦ LED Parking Lot Fixture | 2025 | Technical | MW | Before Competition Groups | 0.84652 | 0 | 0 | 2351.6735 | 0.00035996 | 76 | Residential_2025_Technical_MW_Before Competition Groups_76 | LED Parking Lot Fixture | 0.036% | 0 | 0.84652 | Residential_2025_Technical_MW_Before Competition Groups_LED Parking Lot Fixture
Residential | Res ¦ Solar Powered Attic Fan | 2025 | Technical | MW | Before Competition Groups | 0.82569 | 0 | 0 | 2351.6735 | 0.00035111 | 77 | Residential_2025_Technical_MW_Before Competition Groups_77 | Solar Powered Attic Fan | 0.03511% | 0 | 0.82569 | Residential_2025_Technical_MW_Before Competition Groups_Solar Powered Attic Fan
Residential | Res ¦ HVAC Optimization | 2025 | Technical | MW | Before Competition Groups | 0.7165 | 0 | 0 | 2351.6735 | 0.00030468 | 78 | Residential_2025_Technical_MW_Before Competition Groups_78 | HVAC Optimization | 0.03047% | 0 | 0.7165 | Residential_2025_Technical_MW_Before Competition Groups_HVAC Optimization
Residential | Res ¦ VFD on Pumps | 2025 | Technical | MW | Before Competition Groups | 0.55236 | 0 | 0 | 2351.6735 | 0.00023488 | 79 | Residential_2025_Technical_MW_Before Competition Groups_79 | VFD on Pumps | 0.02349% | 0 | 0.55236 | Residential_2025_Technical_MW_Before Competition Groups_VFD on Pumps
Residential | Res ¦ ENERGY STAR LED Lamps (General Service Lamps) | 2025 | Technical | MW | Before Competition Groups | 0.43824 | 0 | 0 | 2351.6735 | 0.00018635 | 80 | Residential_2025_Technical_MW_Before Competition Groups_80 | ENERGY STAR LED Lamps (General Service Lamps) | 0.01864% | 0 | 0.43824 | Residential_2025_Technical_MW_Before Competition Groups_ENERGY STAR LED Lamps (General Service Lamps)
Residential | Res ¦ LED Exterior Area Lights - LED Fixture (200W) | 2025 | Technical | MW | Before Competition Groups | 0.38892 | 0 | 0 | 2351.6735 | 0.00016538 | 81 | Residential_2025_Technical_MW_Before Competition Groups_81 | LED Exterior Area Lights - LED Fixture (200W) | 0.01654% | 0 | 0.38892 | Residential_2025_Technical_MW_Before Competition Groups_LED Exterior Area Lights - LED Fixture (200W)
Residential | Res ¦ ECM MOTORS FOR HVAC APPLICATION (FAN-POWERED VAV BOX) | 2025 | Technical | MW | Before Competition Groups | 0.31665 | 0 | 0 | 2351.6735 | 0.00013465 | 82 | Residential_2025_Technical_MW_Before Competition Groups_82 | ECM MOTORS FOR HVAC APPLICATION (FAN-POWERED VAV BOX) | 0.01347% | 0 | 0.31665 | Residential_2025_Technical_MW_Before Competition Groups_ECM MOTORS FOR HVAC APPLICATION (FAN-POWERED VAV BOX)
Residential | Res ¦ Beverage Vending Machine Controls | 2025 | Technical | MW | Before Competition Groups | 0.21848 | 0 | 0 | 2351.6735 | 9.2906e-05 | 83 | Residential_2025_Technical_MW_Before Competition Groups_83 | Beverage Vending Machine Controls | 0.009291% | 0 | 0.21848 | Residential_2025_Technical_MW_Before Competition Groups_Beverage Vending Machine Controls
Residential | Res ¦ Wall Insulation MF | 2025 | Technical | MW | Before Competition Groups | 0.17896 | 0 | 0 | 2351.6735 | 7.6101e-05 | 84 | Residential_2025_Technical_MW_Before Competition Groups_84 | Wall Insulation MF | 0.00761% | 0 | 0.17896 | Residential_2025_Technical_MW_Before Competition Groups_Wall Insulation MF
Residential | Res ¦ Chilled Water Optimization | 2025 | Technical | MW | Before Competition Groups | 0.14747 | 0 | 0 | 2351.6735 | 6.2707e-05 | 85 | Residential_2025_Technical_MW_Before Competition Groups_85 | Chilled Water Optimization | 0.006271% | 0 | 0.14747 | Residential_2025_Technical_MW_Before Competition Groups_Chilled Water Optimization
Residential | Res ¦ LED Recessed Downlights | 2025 | Technical | MW | Before Competition Groups | 0.032291 | 0 | 0 | 2351.6735 | 1.3731e-05 | 86 | Residential_2025_Technical_MW_Before Competition Groups_86 | LED Recessed Downlights | 0.001373% | 0 | 0.032291 | Residential_2025_Technical_MW_Before Competition Groups_LED Recessed Downlights
Residential | Res ¦ LED High Bay Fixture | 2025 | Technical | MW | Before Competition Groups | 0.027595 | 0 | 0 | 2351.6735 | 1.1734e-05 | 87 | Residential_2025_Technical_MW_Before Competition Groups_87 | LED High Bay Fixture | 0.001173% | 0 | 0.027595 | Residential_2025_Technical_MW_Before Competition Groups_LED High Bay Fixture
Residential | Res ¦ Radiant Barrier | 2025 | Technical | MW | Before Competition Groups | 0.013816 | 0 | 0 | 2351.6735 | 5.875e-06 | 88 | Residential_2025_Technical_MW_Before Competition Groups_88 | Radiant Barrier | 0.0005875% | 0 | 0.013816 | Residential_2025_Technical_MW_Before Competition Groups_Radiant Barrier
Residential | Res ¦ Solar Water Preheat (Pools/DHW) | 2025 | Technical | MW | Before Competition Groups | 0.0051914 | 0 | 0 | 2351.6735 | 2.2075e-06 | 89 | Residential_2025_Technical_MW_Before Competition Groups_89 | Solar Water Preheat (Pools/DHW) | 0.0002208% | 0 | 0.0051914 | Residential_2025_Technical_MW_Before Competition Groups_Solar Water Preheat (Pools/DHW)
Residential | Res ¦ Photocell Controls (Outdoor) | 2025 | Technical | MW | Before Competition Groups | 6.4686e-05 | 0 | 0 | 2351.6735 | 2.7506e-08 | 90 | Residential_2025_Technical_MW_Before Competition Groups_90 | Photocell Controls (Outdoor) | 2.751e-06% | 0 | 6.4686e-05 | Residential_2025_Technical_MW_Before Competition Groups_Photocell Controls (Outdoor)
Residential | Res ¦ Adaptive Thermostat | 2026 | Economic | MW | Before Competition Groups | 192.2981 | 0 | 0 | 1243.8608 | 0.1546 | 1 | Residential_2026_Economic_MW_Before Competition Groups_1 | Adaptive Thermostat | 15.46% | 0 | 192.2981 | Residential_2026_Economic_MW_Before Competition Groups_Adaptive Thermostat
Residential | Res ¦ Ductless Mini-Split Heat Pump | 2026 | Economic | MW | Before Competition Groups | 117.1462 | 0 | 0 | 1243.8608 | 0.09418 | 2 | Residential_2026_Economic_MW_Before Competition Groups_2 | Ductless Mini-Split Heat Pump | 9.418% | 0 | 117.1462 | Residential_2026_Economic_MW_Before Competition Groups_Ductless Mini-Split Heat Pump
Residential | Res ¦ Energy Star A Line, PAR, MR Lamps | 2026 | Economic | MW | Before Competition Groups | 93.276 | 0 | 0 | 1243.8608 | 0.074989 | 3 | Residential_2026_Economic_MW_Before Competition Groups_3 | Energy Star A Line, PAR, MR Lamps | 7.499% | 0 | 93.276 | Residential_2026_Economic_MW_Before Competition Groups_Energy Star A Line, PAR, MR Lamps
Residential | Res ¦ Energy Star LED Bulbs General Purpose LEDs | 2026 | Economic | MW | Before Competition Groups | 92.4811 | 0 | 0 | 1243.8608 | 0.07435 | 4 | Residential_2026_Economic_MW_Before Competition Groups_4 | Energy Star LED Bulbs General Purpose LEDs | 7.435% | 0 | 92.4811 | Residential_2026_Economic_MW_Before Competition Groups_Energy Star LED Bulbs General Purpose LEDs
Residential | Res ¦ Building Recommissioning, Operations and Maintenance (O&M) Improvements | 2026 | Economic | MW | Before Competition Groups | 86.7755 | 0 | 0 | 1243.8608 | 0.069763 | 5 | Residential_2026_Economic_MW_Before Competition Groups_5 | Building Recommissioning, Operations and Maintenance (O&M) Improvements | 6.976% | 0 | 86.7755 | Residential_2026_Economic_MW_Before Competition Groups_Building Recommissioning, Operations and Maintenance (O&M) Improvements
Residential | Res ¦ Energy Star LED Specialty Bulbs | 2026 | Economic | MW | Before Competition Groups | 84.697 | 0 | 0 | 1243.8608 | 0.068092 | 6 | Residential_2026_Economic_MW_Before Competition Groups_6 | Energy Star LED Specialty Bulbs | 6.809% | 0 | 84.697 | Residential_2026_Economic_MW_Before Competition Groups_Energy Star LED Specialty Bulbs
Residential | Res ¦ Basement Wall Insulation | 2026 | Economic | MW | Before Competition Groups | 80.038 | 0 | 0 | 1243.8608 | 0.064346 | 7 | Residential_2026_Economic_MW_Before Competition Groups_7 | Basement Wall Insulation | 6.435% | 0 | 80.038 | Residential_2026_Economic_MW_Before Competition Groups_Basement Wall Insulation
Residential | Res ¦ Energy Star Air Source Heat Pump | 2026 | Economic | MW | Before Competition Groups | 66.99 | 0 | 0 | 1243.8608 | 0.053856 | 8 | Residential_2026_Economic_MW_Before Competition Groups_8 | Energy Star Air Source Heat Pump | 5.386% | 0 | 66.99 | Residential_2026_Economic_MW_Before Competition Groups_Energy Star Air Source Heat Pump
Residential | Res ¦ Variable Speed Pool Pump Motor | 2026 | Economic | MW | Before Competition Groups | 61.9829 | 0 | 0 | 1243.8608 | 0.049831 | 9 | Residential_2026_Economic_MW_Before Competition Groups_9 | Variable Speed Pool Pump Motor | 4.983% | 0 | 61.9829 | Residential_2026_Economic_MW_Before Competition Groups_Variable Speed Pool Pump Motor
Residential | Res ¦ Attic Insulation | 2026 | Economic | MW | Before Competition Groups | 61.7442 | 0 | 0 | 1243.8608 | 0.049639 | 10 | Residential_2026_Economic_MW_Before Competition Groups_10 | Attic Insulation | 4.964% | 0 | 61.7442 | Residential_2026_Economic_MW_Before Competition Groups_Attic Insulation
Residential | Res ¦ Energy Star Clothes Washer | 2026 | Economic | MW | Before Competition Groups | 58.0742 | 0 | 0 | 1243.8608 | 0.046689 | 11 | Residential_2026_Economic_MW_Before Competition Groups_11 | Energy Star Clothes Washer | 4.669% | 0 | 58.0742 | Residential_2026_Economic_MW_Before Competition Groups_Energy Star Clothes Washer
Residential | Res ¦ Energy Star Room Air Conditioner | 2026 | Economic | MW | Before Competition Groups | 47.3557 | 0 | 0 | 1243.8608 | 0.038072 | 12 | Residential_2026_Economic_MW_Before Competition Groups_12 | Energy Star Room Air Conditioner | 3.807% | 0 | 47.3557 | Residential_2026_Economic_MW_Before Competition Groups_Energy Star Room Air Conditioner
Residential | Res ¦ Energy Star Clothes Dryer | 2026 | Economic | MW | Before Competition Groups | 19.7304 | 0 | 0 | 1243.8608 | 0.015862 | 13 | Residential_2026_Economic_MW_Before Competition Groups_13 | Energy Star Clothes Dryer | 1.586% | 0 | 19.7304 | Residential_2026_Economic_MW_Before Competition Groups_Energy Star Clothes Dryer
Residential | Res ¦ Air Sealing | 2026 | Economic | MW | Before Competition Groups | 17.025 | 0 | 0 | 1243.8608 | 0.013687 | 14 | Residential_2026_Economic_MW_Before Competition Groups_14 | Air Sealing | 1.369% | 0 | 17.025 | Residential_2026_Economic_MW_Before Competition Groups_Air Sealing
Residential | Res ¦ Floor Insulation | 2026 | Economic | MW | Before Competition Groups | 16.1822 | 0 | 0 | 1243.8608 | 0.01301 | 15 | Residential_2026_Economic_MW_Before Competition Groups_15 | Floor Insulation | 1.301% | 0 | 16.1822 | Residential_2026_Economic_MW_Before Competition Groups_Floor Insulation
Residential | Res ¦ Duct Insulation | 2026 | Economic | MW | Before Competition Groups | 14.9863 | 0 | 0 | 1243.8608 | 0.012048 | 16 | Residential_2026_Economic_MW_Before Competition Groups_16 | Duct Insulation | 1.205% | 0 | 14.9863 | Residential_2026_Economic_MW_Before Competition Groups_Duct Insulation
Residential | Res ¦ Advanced BAS/Controllers | 2026 | Economic | MW | Before Competition Groups | 12.7006 | 0 | 0 | 1243.8608 | 0.010211 | 17 | Residential_2026_Economic_MW_Before Competition Groups_17 | Advanced BAS/Controllers | 1.021% | 0 | 12.7006 | Residential_2026_Economic_MW_Before Competition Groups_Advanced BAS/Controllers
Residential | Res ¦ Clothes Drying Racks | 2026 | Economic | MW | Before Competition Groups | 11.7531 | 0 | 0 | 1243.8608 | 0.0094489 | 18 | Residential_2026_Economic_MW_Before Competition Groups_18 | Clothes Drying Racks | 0.9449% | 0 | 11.7531 | Residential_2026_Economic_MW_Before Competition Groups_Clothes Drying Racks
Residential | Res ¦ Energy Star Torchiere | 2026 | Economic | MW | Before Competition Groups | 11.5373 | 0 | 0 | 1243.8608 | 0.0092754 | 19 | Residential_2026_Economic_MW_Before Competition Groups_19 | Energy Star Torchiere | 0.9275% | 0 | 11.5373 | Residential_2026_Economic_MW_Before Competition Groups_Energy Star Torchiere
Residential | Res ¦ Occupancy Sensors MF | 2026 | Economic | MW | Before Competition Groups | 10.4734 | 0 | 0 | 1243.8608 | 0.0084201 | 20 | Residential_2026_Economic_MW_Before Competition Groups_20 | Occupancy Sensors MF | 0.842% | 0 | 10.4734 | Residential_2026_Economic_MW_Before Competition Groups_Occupancy Sensors MF
Residential | Res ¦ Refrigerator Recycling | 2026 | Economic | MW | Before Competition Groups | 9.9599 | 0 | 0 | 1243.8608 | 0.0080073 | 21 | Residential_2026_Economic_MW_Before Competition Groups_21 | Refrigerator Recycling | 0.8007% | 0 | 9.9599 | Residential_2026_Economic_MW_Before Competition Groups_Refrigerator Recycling
Residential | Res ¦ Freezer Recycling | 2026 | Economic | MW | Before Competition Groups | 9.2785 | 0 | 0 | 1243.8608 | 0.0074595 | 22 | Residential_2026_Economic_MW_Before Competition Groups_22 | Freezer Recycling | 0.7459% | 0 | 9.2785 | Residential_2026_Economic_MW_Before Competition Groups_Freezer Recycling
Residential | Res ¦ Energy Star Dehumidifier | 2026 | Economic | MW | Before Competition Groups | 8.7703 | 0 | 0 | 1243.8608 | 0.0070509 | 23 | Residential_2026_Economic_MW_Before Competition Groups_23 | Energy Star Dehumidifier | 0.7051% | 0 | 8.7703 | Residential_2026_Economic_MW_Before Competition Groups_Energy Star Dehumidifier
Residential | Res ¦ High Efficiency Chiller (avg of water and air cooled) | 2026 | Economic | MW | Before Competition Groups | 6.4252 | 0 | 0 | 1243.8608 | 0.0051655 | 24 | Residential_2026_Economic_MW_Before Competition Groups_24 | High Efficiency Chiller (avg of water and air cooled) | 0.5166% | 0 | 6.4252 | Residential_2026_Economic_MW_Before Competition Groups_High Efficiency Chiller (avg of water and air cooled)
Residential | Res ¦ Duct Insulation MF | 2026 | Economic | MW | Before Competition Groups | 6.2409 | 0 | 0 | 1243.8608 | 0.0050174 | 25 | Residential_2026_Economic_MW_Before Competition Groups_25 | Duct Insulation MF | 0.5017% | 0 | 6.2409 | Residential_2026_Economic_MW_Before Competition Groups_Duct Insulation MF
Residential | Res ¦ Home Energy Reports | 2026 | Economic | MW | Before Competition Groups | 5.8012 | 0 | 0 | 1243.8608 | 0.0046638 | 26 | Residential_2026_Economic_MW_Before Competition Groups_26 | Home Energy Reports | 0.4664% | 0 | 5.8012 | Residential_2026_Economic_MW_Before Competition Groups_Home Energy Reports
Residential | Res ¦ Energy Star Light Fixture | 2026 | Economic | MW | Before Competition Groups | 5.0989 | 0 | 0 | 1243.8608 | 0.0040992 | 27 | Residential_2026_Economic_MW_Before Competition Groups_27 | Energy Star Light Fixture | 0.4099% | 0 | 5.0989 | Residential_2026_Economic_MW_Before Competition Groups_Energy Star Light Fixture
Residential | Res ¦ Minimize Hot and Warm Clothes Wash | 2026 | Economic | MW | Before Competition Groups | 4.923 | 0 | 0 | 1243.8608 | 0.0039579 | 28 | Residential_2026_Economic_MW_Before Competition Groups_28 | Minimize Hot and Warm Clothes Wash | 0.3958% | 0 | 4.923 | Residential_2026_Economic_MW_Before Competition Groups_Minimize Hot and Warm Clothes Wash
Residential | Res ¦ Outside Air Economizer | 2026 | Economic | MW | Before Competition Groups | 3.0604 | 0 | 0 | 1243.8608 | 0.0024604 | 29 | Residential_2026_Economic_MW_Before Competition Groups_29 | Outside Air Economizer | 0.246% | 0 | 3.0604 | Residential_2026_Economic_MW_Before Competition Groups_Outside Air Economizer
Residential | Res ¦ LED Tube Re-Lamp | 2026 | Economic | MW | Before Competition Groups | 3.0382 | 0 | 0 | 1243.8608 | 0.0024426 | 30 | Residential_2026_Economic_MW_Before Competition Groups_30 | LED Tube Re-Lamp | 0.2443% | 0 | 3.0382 | Residential_2026_Economic_MW_Before Competition Groups_LED Tube Re-Lamp
Residential | Res ¦ Energy Star Freezer | 2026 | Economic | MW | Before Competition Groups | 2.9347 | 0 | 0 | 1243.8608 | 0.0023593 | 31 | Residential_2026_Economic_MW_Before Competition Groups_31 | Energy Star Freezer | 0.2359% | 0 | 2.9347 | Residential_2026_Economic_MW_Before Competition Groups_Energy Star Freezer
Residential | Res ¦ Heat Recovery Ventilator | 2026 | Economic | MW | Before Competition Groups | 2.8584 | 0 | 0 | 1243.8608 | 0.002298 | 32 | Residential_2026_Economic_MW_Before Competition Groups_32 | Heat Recovery Ventilator | 0.2298% | 0 | 2.8584 | Residential_2026_Economic_MW_Before Competition Groups_Heat Recovery Ventilator
Residential | Res ¦ Demand Control Ventilation | 2026 | Economic | MW | Before Competition Groups | 2.2321 | 0 | 0 | 1243.8608 | 0.0017945 | 33 | Residential_2026_Economic_MW_Before Competition Groups_33 | Demand Control Ventilation | 0.1794% | 0 | 2.2321 | Residential_2026_Economic_MW_Before Competition Groups_Demand Control Ventilation
Residential | Res ¦ Furnace Whistle | 2026 | Economic | MW | Before Competition Groups | 2.1449 | 0 | 0 | 1243.8608 | 0.0017244 | 34 | Residential_2026_Economic_MW_Before Competition Groups_34 | Furnace Whistle | 0.1724% | 0 | 2.1449 | Residential_2026_Economic_MW_Before Competition Groups_Furnace Whistle
Residential | Res ¦ CO Sensors for parking garage exhaust fans | 2026 | Economic | MW | Before Competition Groups | 1.9309 | 0 | 0 | 1243.8608 | 0.0015523 | 35 | Residential_2026_Economic_MW_Before Competition Groups_35 | CO Sensors for parking garage exhaust fans | 0.1552% | 0 | 1.9309 | Residential_2026_Economic_MW_Before Competition Groups_CO Sensors for parking garage exhaust fans
Residential | Res ¦ ENERGY STAR LED LAMPS (REFLECTOR LAMPs/MR16/PAR 16) | 2026 | Economic | MW | Before Competition Groups | 1.9233 | 0 | 0 | 1243.8608 | 0.0015462 | 36 | Residential_2026_Economic_MW_Before Competition Groups_36 | ENERGY STAR LED LAMPS (REFLECTOR LAMPs/MR16/PAR 16) | 0.1546% | 0 | 1.9233 | Residential_2026_Economic_MW_Before Competition Groups_ENERGY STAR LED LAMPS (REFLECTOR LAMPs/MR16/PAR 16)
Residential | Res ¦ Comprehensive Draft Proofing | 2026 | Economic | MW | Before Competition Groups | 1.8227 | 0 | 0 | 1243.8608 | 0.0014653 | 37 | Residential_2026_Economic_MW_Before Competition Groups_37 | Comprehensive Draft Proofing | 0.1465% | 0 | 1.8227 | Residential_2026_Economic_MW_Before Competition Groups_Comprehensive Draft Proofing
Residential | Res ¦ Variable Frequency Drive (VFD) | 2026 | Economic | MW | Before Competition Groups | 1.7678 | 0 | 0 | 1243.8608 | 0.0014213 | 38 | Residential_2026_Economic_MW_Before Competition Groups_38 | Variable Frequency Drive (VFD) | 0.1421% | 0 | 1.7678 | Residential_2026_Economic_MW_Before Competition Groups_Variable Frequency Drive (VFD)
Residential | Res ¦ Condensing Make Up Air Unit | 2026 | Economic | MW | Before Competition Groups | 1.1773 | 0 | 0 | 1243.8608 | 0.00094651 | 39 | Residential_2026_Economic_MW_Before Competition Groups_39 | Condensing Make Up Air Unit | 0.09465% | 0 | 1.1773 | Residential_2026_Economic_MW_Before Competition Groups_Condensing Make Up Air Unit
Residential | Res ¦ Water Heater Temperature Setback | 2026 | Economic | MW | Before Competition Groups | 1.1181 | 0 | 0 | 1243.8608 | 0.00089887 | 40 | Residential_2026_Economic_MW_Before Competition Groups_40 | Water Heater Temperature Setback | 0.08989% | 0 | 1.1181 | Residential_2026_Economic_MW_Before Competition Groups_Water Heater Temperature Setback
Residential | Res ¦ Tankless Water Heater | 2026 | Economic | MW | Before Competition Groups | 0.88956 | 0 | 0 | 1243.8608 | 0.00071516 | 41 | Residential_2026_Economic_MW_Before Competition Groups_41 | Tankless Water Heater | 0.07152% | 0 | 0.88956 | Residential_2026_Economic_MW_Before Competition Groups_Tankless Water Heater
Residential | Res ¦ LED Parking Lot Fixture | 2026 | Economic | MW | Before Competition Groups | 0.8555 | 0 | 0 | 1243.8608 | 0.00068778 | 42 | Residential_2026_Economic_MW_Before Competition Groups_42 | LED Parking Lot Fixture | 0.06878% | 0 | 0.8555 | Residential_2026_Economic_MW_Before Competition Groups_LED Parking Lot Fixture
Residential | Res ¦ VFD on Pumps | 2026 | Economic | MW | Before Competition Groups | 0.54363 | 0 | 0 | 1243.8608 | 0.00043705 | 43 | Residential_2026_Economic_MW_Before Competition Groups_43 | VFD on Pumps | 0.04371% | 0 | 0.54363 | Residential_2026_Economic_MW_Before Competition Groups_VFD on Pumps
Residential | Res ¦ ENERGY STAR LED Lamps (General Service Lamps) | 2026 | Economic | MW | Before Competition Groups | 0.43963 | 0 | 0 | 1243.8608 | 0.00035344 | 44 | Residential_2026_Economic_MW_Before Competition Groups_44 | ENERGY STAR LED Lamps (General Service Lamps) | 0.03534% | 0 | 0.43963 | Residential_2026_Economic_MW_Before Competition Groups_ENERGY STAR LED Lamps (General Service Lamps)
Residential | Res ¦ LED Exterior Area Lights - LED Fixture (200W) | 2026 | Economic | MW | Before Competition Groups | 0.39461 | 0 | 0 | 1243.8608 | 0.00031725 | 45 | Residential_2026_Economic_MW_Before Competition Groups_45 | LED Exterior Area Lights - LED Fixture (200W) | 0.03172% | 0 | 0.39461 | Residential_2026_Economic_MW_Before Competition Groups_LED Exterior Area Lights - LED Fixture (200W)
Residential | Res ¦ ECM MOTORS FOR HVAC APPLICATION (FAN-POWERED VAV BOX) | 2026 | Economic | MW | Before Competition Groups | 0.32089 | 0 | 0 | 1243.8608 | 0.00025798 | 46 | Residential_2026_Economic_MW_Before Competition Groups_46 | ECM MOTORS FOR HVAC APPLICATION (FAN-POWERED VAV BOX) | 0.0258% | 0 | 0.32089 | Residential_2026_Economic_MW_Before Competition Groups_ECM MOTORS FOR HVAC APPLICATION (FAN-POWERED VAV BOX)
Residential | Res ¦ Wall Insulation | 2026 | Economic | MW | Before Competition Groups | 0.23261 | 0 | 0 | 1243.8608 | 0.00018701 | 47 | Residential_2026_Economic_MW_Before Competition Groups_47 | Wall Insulation | 0.0187% | 0 | 0.23261 | Residential_2026_Economic_MW_Before Competition Groups_Wall Insulation
Residential | Res ¦ Beverage Vending Machine Controls | 2026 | Economic | MW | Before Competition Groups | 0.22497 | 0 | 0 | 1243.8608 | 0.00018087 | 48 | Residential_2026_Economic_MW_Before Competition Groups_48 | Beverage Vending Machine Controls | 0.01809% | 0 | 0.22497 | Residential_2026_Economic_MW_Before Competition Groups_Beverage Vending Machine Controls
Residential | Res ¦ Chilled Water Optimization | 2026 | Economic | MW | Before Competition Groups | 0.16502 | 0 | 0 | 1243.8608 | 0.00013267 | 49 | Residential_2026_Economic_MW_Before Competition Groups_49 | Chilled Water Optimization | 0.01327% | 0 | 0.16502 | Residential_2026_Economic_MW_Before Competition Groups_Chilled Water Optimization
Residential | Res ¦ LED High Bay Fixture | 2026 | Economic | MW | Before Competition Groups | 0.026431 | 0 | 0 | 1243.8608 | 2.1249e-05 | 50 | Residential_2026_Economic_MW_Before Competition Groups_50 | LED High Bay Fixture | 0.002125% | 0 | 0.026431 | Residential_2026_Economic_MW_Before Competition Groups_LED High Bay Fixture
Residential | Res ¦ Wall Insulation MF | 2026 | Economic | MW | Before Competition Groups | 0.014098 | 0 | 0 | 1243.8608 | 1.1334e-05 | 51 | Residential_2026_Economic_MW_Before Competition Groups_51 | Wall Insulation MF | 0.001133% | 0 | 0.014098 | Residential_2026_Economic_MW_Before Competition Groups_Wall Insulation MF
Residential | Res ¦ LED Downlight | 2026 | Economic | MW | Before Competition Groups | 0 | 0 | 0 | 1243.8608 | 0 | 52 | Residential_2026_Economic_MW_Before Competition Groups_52 | LED Downlight | 0% | 0 | 0 | Residential_2026_Economic_MW_Before Competition Groups_LED Downlight
Residential | Res ¦ Smart Burners | 2026 | Economic | MW | Before Competition Groups | 0 | 0 | 0 | 1243.8608 | 0 | 53 | Residential_2026_Economic_MW_Before Competition Groups_53 | Smart Burners | 0% | 0 | 0 | Residential_2026_Economic_MW_Before Competition Groups_Smart Burners
Residential | Res ¦ Smart Power Bar | 2026 | Economic | MW | Before Competition Groups | 0 | 0 | 0 | 1243.8608 | 0 | 54 | Residential_2026_Economic_MW_Before Competition Groups_54 | Smart Power Bar | 0% | 0 | 0 | Residential_2026_Economic_MW_Before Competition Groups_Smart Power Bar
Residential | Res ¦ Ductless Mini-Split Heat Pump | 2026 | SC A | MW | Before Competition Groups | 39.3007 | 0 | 0 | 218.864 | 0.17957 | 1 | Residential_2026_SC A_MW_Before Competition Groups_1 | Ductless Mini-Split Heat Pump | 17.96% | 0 | 39.3007 | Residential_2026_SC A_MW_Before Competition Groups_Ductless Mini-Split Heat Pump
Residential | Res ¦ Energy Star Clothes Washer | 2026 | SC A | MW | Before Competition Groups | 24.4832 | 0 | 0 | 218.864 | 0.11186 | 2 | Residential_2026_SC A_MW_Before Competition Groups_2 | Energy Star Clothes Washer | 11.19% | 0 | 24.4832 | Residential_2026_SC A_MW_Before Competition Groups_Energy Star Clothes Washer
Residential | Res ¦ Building Recommissioning, Operations and Maintenance (O&M) Improvements | 2026 | SC A | MW | Before Competition Groups | 24.4514 | 0 | 0 | 218.864 | 0.11172 | 3 | Residential_2026_SC A_MW_Before Competition Groups_3 | Building Recommissioning, Operations and Maintenance (O&M) Improvements | 11.17% | 0 | 24.4514 | Residential_2026_SC A_MW_Before Competition Groups_Building Recommissioning, Operations and Maintenance (O&M) Improvements
Residential | Res ¦ Energy Star LED Specialty Bulbs | 2026 | SC A | MW | Before Competition Groups | 24.0616 | 0 | 0 | 218.864 | 0.10994 | 4 | Residential_2026_SC A_MW_Before Competition Groups_4 | Energy Star LED Specialty Bulbs | 10.99% | 0 | 24.0616 | Residential_2026_SC A_MW_Before Competition Groups_Energy Star LED Specialty Bulbs
Residential | Res ¦ Adaptive Thermostat | 2026 | SC A | MW | Before Competition Groups | 15.3394 | 0 | 0 | 218.864 | 0.070086 | 5 | Residential_2026_SC A_MW_Before Competition Groups_5 | Adaptive Thermostat | 7.009% | 0 | 15.3394 | Residential_2026_SC A_MW_Before Competition Groups_Adaptive Thermostat
Residential | Res ¦ Variable Speed Pool Pump Motor | 2026 | SC A | MW | Before Competition Groups | 12.206 | 0 | 0 | 218.864 | 0.05577 | 6 | Residential_2026_SC A_MW_Before Competition Groups_6 | Variable Speed Pool Pump Motor | 5.577% | 0 | 12.206 | Residential_2026_SC A_MW_Before Competition Groups_Variable Speed Pool Pump Motor
Residential | Res ¦ Basement Wall Insulation | 2026 | SC A | MW | Before Competition Groups | 9.6464 | 0 | 0 | 218.864 | 0.044075 | 7 | Residential_2026_SC A_MW_Before Competition Groups_7 | Basement Wall Insulation | 4.407% | 0 | 9.6464 | Residential_2026_SC A_MW_Before Competition Groups_Basement Wall Insulation
Residential | Res ¦ Energy Star A Line, PAR, MR Lamps | 2026 | SC A | MW | Before Competition Groups | 9.3981 | 0 | 0 | 218.864 | 0.04294 | 8 | Residential_2026_SC A_MW_Before Competition Groups_8 | Energy Star A Line, PAR, MR Lamps | 4.294% | 0 | 9.3981 | Residential_2026_SC A_MW_Before Competition Groups_Energy Star A Line, PAR, MR Lamps
Residential | Res ¦ Energy Star Air Source Heat Pump | 2026 | SC A | MW | Before Competition Groups | 7.755 | 0 | 0 | 218.864 | 0.035433 | 9 | Residential_2026_SC A_MW_Before Competition Groups_9 | Energy Star Air Source Heat Pump | 3.543% | 0 | 7.755 | Residential_2026_SC A_MW_Before Competition Groups_Energy Star Air Source Heat Pump
Residential | Res ¦ Energy Star Room Air Conditioner | 2026 | SC A | MW | Before Competition Groups | 6.4056 | 0 | 0 | 218.864 | 0.029268 | 10 | Residential_2026_SC A_MW_Before Competition Groups_10 | Energy Star Room Air Conditioner | 2.927% | 0 | 6.4056 | Residential_2026_SC A_MW_Before Competition Groups_Energy Star Room Air Conditioner
Residential | Res ¦ High Efficiency Chiller (avg of water and air cooled) | 2026 | SC A | MW | Before Competition Groups | 5.4535 | 0 | 0 | 218.864 | 0.024917 | 11 | Residential_2026_SC A_MW_Before Competition Groups_11 | High Efficiency Chiller (avg of water and air cooled) | 2.492% | 0 | 5.4535 | Residential_2026_SC A_MW_Before Competition Groups_High Efficiency Chiller (avg of water and air cooled)
Residential | Res ¦ Energy Star LED Bulbs General Purpose LEDs | 2026 | SC A | MW | Before Competition Groups | 4.2879 | 0 | 0 | 218.864 | 0.019592 | 12 | Residential_2026_SC A_MW_Before Competition Groups_12 | Energy Star LED Bulbs General Purpose LEDs | 1.959% | 0 | 4.2879 | Residential_2026_SC A_MW_Before Competition Groups_Energy Star LED Bulbs General Purpose LEDs
Residential | Res ¦ Energy Star Clothes Dryer | 2026 | SC A | MW | Before Competition Groups | 3.5875 | 0 | 0 | 218.864 | 0.016391 | 13 | Residential_2026_SC A_MW_Before Competition Groups_13 | Energy Star Clothes Dryer | 1.639% | 0 | 3.5875 | Residential_2026_SC A_MW_Before Competition Groups_Energy Star Clothes Dryer
Residential | Res ¦ Occupancy Sensors MF | 2026 | SC A | MW | Before Competition Groups | 3.284 | 0 | 0 | 218.864 | 0.015005 | 14 | Residential_2026_SC A_MW_Before Competition Groups_14 | Occupancy Sensors MF | 1.5% | 0 | 3.284 | Residential_2026_SC A_MW_Before Competition Groups_Occupancy Sensors MF
Residential | Res ¦ Attic Insulation | 2026 | SC A | MW | Before Competition Groups | 3.264 | 0 | 0 | 218.864 | 0.014913 | 15 | Residential_2026_SC A_MW_Before Competition Groups_15 | Attic Insulation | 1.491% | 0 | 3.264 | Residential_2026_SC A_MW_Before Competition Groups_Attic Insulation
Residential | Res ¦ Energy Star Torchiere | 2026 | SC A | MW | Before Competition Groups | 3.1919 | 0 | 0 | 218.864 | 0.014584 | 16 | Residential_2026_SC A_MW_Before Competition Groups_16 | Energy Star Torchiere | 1.458% | 0 | 3.1919 | Residential_2026_SC A_MW_Before Competition Groups_Energy Star Torchiere
Residential | Res ¦ LED Tube Re-Lamp | 2026 | SC A | MW | Before Competition Groups | 2.5703 | 0 | 0 | 218.864 | 0.011744 | 17 | Residential_2026_SC A_MW_Before Competition Groups_17 | LED Tube Re-Lamp | 1.174% | 0 | 2.5703 | Residential_2026_SC A_MW_Before Competition Groups_LED Tube Re-Lamp
Residential | Res ¦ Advanced BAS/Controllers | 2026 | SC A | MW | Before Competition Groups | 2.331 | 0 | 0 | 218.864 | 0.01065 | 18 | Residential_2026_SC A_MW_Before Competition Groups_18 | Advanced BAS/Controllers | 1.065% | 0 | 2.331 | Residential_2026_SC A_MW_Before Competition Groups_Advanced BAS/Controllers
Residential | Res ¦ Home Energy Reports | 2026 | SC A | MW | Before Competition Groups | 2.0182 | 0 | 0 | 218.864 | 0.0092215 | 19 | Residential_2026_SC A_MW_Before Competition Groups_19 | Home Energy Reports | 0.9221% | 0 | 2.0182 | Residential_2026_SC A_MW_Before Competition Groups_Home Energy Reports
Residential | Res ¦ Refrigerator Recycling | 2026 | SC A | MW | Before Competition Groups | 1.9989 | 0 | 0 | 218.864 | 0.0091332 | 20 | Residential_2026_SC A_MW_Before Competition Groups_20 | Refrigerator Recycling | 0.9133% | 0 | 1.9989 | Residential_2026_SC A_MW_Before Competition Groups_Refrigerator Recycling
Residential | Res ¦ ENERGY STAR LED LAMPS (REFLECTOR LAMPs/MR16/PAR 16) | 2026 | SC A | MW | Before Competition Groups | 1.6554 | 0 | 0 | 218.864 | 0.0075638 | 21 | Residential_2026_SC A_MW_Before Competition Groups_21 | ENERGY STAR LED LAMPS (REFLECTOR LAMPs/MR16/PAR 16) | 0.7564% | 0 | 1.6554 | Residential_2026_SC A_MW_Before Competition Groups_ENERGY STAR LED LAMPS (REFLECTOR LAMPs/MR16/PAR 16)
Residential | Res ¦ Minimize Hot and Warm Clothes Wash | 2026 | SC A | MW | Before Competition Groups | 1.6266 | 0 | 0 | 218.864 | 0.0074322 | 22 | Residential_2026_SC A_MW_Before Competition Groups_22 | Minimize Hot and Warm Clothes Wash | 0.7432% | 0 | 1.6266 | Residential_2026_SC A_MW_Before Competition Groups_Minimize Hot and Warm Clothes Wash
Residential | Res ¦ Energy Star Light Fixture | 2026 | SC A | MW | Before Competition Groups | 1.404 | 0 | 0 | 218.864 | 0.0064149 | 23 | Residential_2026_SC A_MW_Before Competition Groups_23 | Energy Star Light Fixture | 0.6415% | 0 | 1.404 | Residential_2026_SC A_MW_Before Competition Groups_Energy Star Light Fixture
Residential | Res ¦ Outside Air Economizer | 2026 | SC A | MW | Before Competition Groups | 1.3239 | 0 | 0 | 218.864 | 0.006049 | 24 | Residential_2026_SC A_MW_Before Competition Groups_24 | Outside Air Economizer | 0.6049% | 0 | 1.3239 | Residential_2026_SC A_MW_Before Competition Groups_Outside Air Economizer
Residential | Res ¦ Air Sealing | 2026 | SC A | MW | Before Competition Groups | 1.1712 | 0 | 0 | 218.864 | 0.0053514 | 25 | Residential_2026_SC A_MW_Before Competition Groups_25 | Air Sealing | 0.5351% | 0 | 1.1712 | Residential_2026_SC A_MW_Before Competition Groups_Air Sealing
Residential | Res ¦ Energy Star Freezer | 2026 | SC A | MW | Before Competition Groups | 1.0835 | 0 | 0 | 218.864 | 0.0049505 | 26 | Residential_2026_SC A_MW_Before Competition Groups_26 | Energy Star Freezer | 0.495% | 0 | 1.0835 | Residential_2026_SC A_MW_Before Competition Groups_Energy Star Freezer
Residential | Res ¦ LED Parking Lot Fixture | 2026 | SC A | MW | Before Competition Groups | 0.63859 | 0 | 0 | 218.864 | 0.0029177 | 27 | Residential_2026_SC A_MW_Before Competition Groups_27 | LED Parking Lot Fixture | 0.2918% | 0 | 0.63859 | Residential_2026_SC A_MW_Before Competition Groups_LED Parking Lot Fixture
Residential | Res ¦ Furnace Whistle | 2026 | SC A | MW | Before Competition Groups | 0.60439 | 0 | 0 | 218.864 | 0.0027615 | 28 | Residential_2026_SC A_MW_Before Competition Groups_28 | Furnace Whistle | 0.2762% | 0 | 0.60439 | Residential_2026_SC A_MW_Before Competition Groups_Furnace Whistle
Residential | Res ¦ Variable Frequency Drive (VFD) | 2026 | SC A | MW | Before Competition Groups | 0.49814 | 0 | 0 | 218.864 | 0.002276 | 29 | Residential_2026_SC A_MW_Before Competition Groups_29 | Variable Frequency Drive (VFD) | 0.2276% | 0 | 0.49814 | Residential_2026_SC A_MW_Before Competition Groups_Variable Frequency Drive (VFD)
Residential | Res ¦ Comprehensive Draft Proofing | 2026 | SC A | MW | Before Competition Groups | 0.4899 | 0 | 0 | 218.864 | 0.0022384 | 30 | Residential_2026_SC A_MW_Before Competition Groups_30 | Comprehensive Draft Proofing | 0.2238% | 0 | 0.4899 | Residential_2026_SC A_MW_Before Competition Groups_Comprehensive Draft Proofing
Residential | Res ¦ CO Sensors for parking garage exhaust fans | 2026 | SC A | MW | Before Competition Groups | 0.38263 | 0 | 0 | 218.864 | 0.0017482 | 31 | Residential_2026_SC A_MW_Before Competition Groups_31 | CO Sensors for parking garage exhaust fans | 0.1748% | 0 | 0.38263 | Residential_2026_SC A_MW_Before Competition Groups_CO Sensors for parking garage exhaust fans
Residential | Res ¦ ENERGY STAR LED Lamps (General Service Lamps) | 2026 | SC A | MW | Before Competition Groups | 0.3809 | 0 | 0 | 218.864 | 0.0017403 | 32 | Residential_2026_SC A_MW_Before Competition Groups_32 | ENERGY STAR LED Lamps (General Service Lamps) | 0.174% | 0 | 0.3809 | Residential_2026_SC A_MW_Before Competition Groups_ENERGY STAR LED Lamps (General Service Lamps)
Residential | Res ¦ Demand Control Ventilation | 2026 | SC A | MW | Before Competition Groups | 0.33958 | 0 | 0 | 218.864 | 0.0015515 | 33 | Residential_2026_SC A_MW_Before Competition Groups_33 | Demand Control Ventilation | 0.1552% | 0 | 0.33958 | Residential_2026_SC A_MW_Before Competition Groups_Demand Control Ventilation
Residential | Res ¦ Energy Star Dehumidifier | 2026 | SC A | MW | Before Competition Groups | 0.32439 | 0 | 0 | 218.864 | 0.0014821 | 34 | Residential_2026_SC A_MW_Before Competition Groups_34 | Energy Star Dehumidifier | 0.1482% | 0 | 0.32439 | Residential_2026_SC A_MW_Before Competition Groups_Energy Star Dehumidifier
Residential | Res ¦ LED Exterior Area Lights - LED Fixture (200W) | 2026 | SC A | MW | Before Competition Groups | 0.31374 | 0 | 0 | 218.864 | 0.0014335 | 35 | Residential_2026_SC A_MW_Before Competition Groups_35 | LED Exterior Area Lights - LED Fixture (200W) | 0.1433% | 0 | 0.31374 | Residential_2026_SC A_MW_Before Competition Groups_LED Exterior Area Lights - LED Fixture (200W)
Residential | Res ¦ Water Heater Temperature Setback | 2026 | SC A | MW | Before Competition Groups | 0.31274 | 0 | 0 | 218.864 | 0.0014289 | 36 | Residential_2026_SC A_MW_Before Competition Groups_36 | Water Heater Temperature Setback | 0.1429% | 0 | 0.31274 | Residential_2026_SC A_MW_Before Competition Groups_Water Heater Temperature Setback
Residential | Res ¦ Floor Insulation | 2026 | SC A | MW | Before Competition Groups | 0.23704 | 0 | 0 | 218.864 | 0.001083 | 37 | Residential_2026_SC A_MW_Before Competition Groups_37 | Floor Insulation | 0.1083% | 0 | 0.23704 | Residential_2026_SC A_MW_Before Competition Groups_Floor Insulation
Residential | Res ¦ Clothes Drying Racks | 2026 | SC A | MW | Before Competition Groups | 0.23049 | 0 | 0 | 218.864 | 0.0010531 | 38 | Residential_2026_SC A_MW_Before Competition Groups_38 | Clothes Drying Racks | 0.1053% | 0 | 0.23049 | Residential_2026_SC A_MW_Before Competition Groups_Clothes Drying Racks
Residential | Res ¦ VFD on Pumps | 2026 | SC A | MW | Before Competition Groups | 0.14205 | 0 | 0 | 218.864 | 0.00064905 | 39 | Residential_2026_SC A_MW_Before Competition Groups_39 | VFD on Pumps | 0.06491% | 0 | 0.14205 | Residential_2026_SC A_MW_Before Competition Groups_VFD on Pumps
Residential | Res ¦ Duct Insulation | 2026 | SC A | MW | Before Competition Groups | 0.14132 | 0 | 0 | 218.864 | 0.00064572 | 40 | Residential_2026_SC A_MW_Before Competition Groups_40 | Duct Insulation | 0.06457% | 0 | 0.14132 | Residential_2026_SC A_MW_Before Competition Groups_Duct Insulation
Residential | Res ¦ Condensing Make Up Air Unit | 2026 | SC A | MW | Before Competition Groups | 0.12534 | 0 | 0 | 218.864 | 0.00057268 | 41 | Residential_2026_SC A_MW_Before Competition Groups_41 | Condensing Make Up Air Unit | 0.05727% | 0 | 0.12534 | Residential_2026_SC A_MW_Before Competition Groups_Condensing Make Up Air Unit
Residential | Res ¦ Duct Insulation MF | 2026 | SC A | MW | Before Competition Groups | 0.082976 | 0 | 0 | 218.864 | 0.00037912 | 42 | Residential_2026_SC A_MW_Before Competition Groups_42 | Duct Insulation MF | 0.03791% | 0 | 0.082976 | Residential_2026_SC A_MW_Before Competition Groups_Duct Insulation MF
Residential | Res ¦ ECM MOTORS FOR HVAC APPLICATION (FAN-POWERED VAV BOX) | 2026 | SC A | MW | Before Competition Groups | 0.081094 | 0 | 0 | 218.864 | 0.00037052 | 43 | Residential_2026_SC A_MW_Before Competition Groups_43 | ECM MOTORS FOR HVAC APPLICATION (FAN-POWERED VAV BOX) | 0.03705% | 0 | 0.081094 | Residential_2026_SC A_MW_Before Competition Groups_ECM MOTORS FOR HVAC APPLICATION (FAN-POWERED VAV BOX)
Residential | Res ¦ Tankless Water Heater | 2026 | SC A | MW | Before Competition Groups | 0.07513 | 0 | 0 | 218.864 | 0.00034327 | 44 | Residential_2026_SC A_MW_Before Competition Groups_44 | Tankless Water Heater | 0.03433% | 0 | 0.07513 | Residential_2026_SC A_MW_Before Competition Groups_Tankless Water Heater
Residential | Res ¦ Heat Recovery Ventilator | 2026 | SC A | MW | Before Competition Groups | 0.056762 | 0 | 0 | 218.864 | 0.00025935 | 45 | Residential_2026_SC A_MW_Before Competition Groups_45 | Heat Recovery Ventilator | 0.02593% | 0 | 0.056762 | Residential_2026_SC A_MW_Before Competition Groups_Heat Recovery Ventilator
Residential | Res ¦ Chilled Water Optimization | 2026 | SC A | MW | Before Competition Groups | 0.05376 | 0 | 0 | 218.864 | 0.00024563 | 46 | Residential_2026_SC A_MW_Before Competition Groups_46 | Chilled Water Optimization | 0.02456% | 0 | 0.05376 | Residential_2026_SC A_MW_Before Competition Groups_Chilled Water Optimization
Residential | Res ¦ Beverage Vending Machine Controls | 2026 | SC A | MW | Before Competition Groups | 0.042936 | 0 | 0 | 218.864 | 0.00019618 | 47 | Residential_2026_SC A_MW_Before Competition Groups_47 | Beverage Vending Machine Controls | 0.01962% | 0 | 0.042936 | Residential_2026_SC A_MW_Before Competition Groups_Beverage Vending Machine Controls
Residential | Res ¦ LED High Bay Fixture | 2026 | SC A | MW | Before Competition Groups | 0.0076085 | 0 | 0 | 218.864 | 3.4764e-05 | 48 | Residential_2026_SC A_MW_Before Competition Groups_48 | LED High Bay Fixture | 0.003476% | 0 | 0.0076085 | Residential_2026_SC A_MW_Before Competition Groups_LED High Bay Fixture
Residential | Res ¦ Wall Insulation MF | 2026 | SC A | MW | Before Competition Groups | 0.0016535 | 0 | 0 | 218.864 | 7.5547e-06 | 49 | Residential_2026_SC A_MW_Before Competition Groups_49 | Wall Insulation MF | 0.0007555% | 0 | 0.0016535 | Residential_2026_SC A_MW_Before Competition Groups_Wall Insulation MF
Residential | Res ¦ Wall Insulation | 2026 | SC A | MW | Before Competition Groups | 0.0012708 | 0 | 0 | 218.864 | 5.8063e-06 | 50 | Residential_2026_SC A_MW_Before Competition Groups_50 | Wall Insulation | 0.0005806% | 0 | 0.0012708 | Residential_2026_SC A_MW_Before Competition Groups_Wall Insulation
Residential | Res ¦ Freezer Recycling | 2026 | SC A | MW | Before Competition Groups | 0.00017214 | 0 | 0 | 218.864 | 7.865e-07 | 51 | Residential_2026_SC A_MW_Before Competition Groups_51 | Freezer Recycling | 7.865e-05% | 0 | 0.00017214 | Residential_2026_SC A_MW_Before Competition Groups_Freezer Recycling
Residential | Res ¦ LED Downlight | 2026 | SC A | MW | Before Competition Groups | 0 | 0 | 0 | 218.864 | 0 | 52 | Residential_2026_SC A_MW_Before Competition Groups_52 | LED Downlight | 0% | 0 | 0 | Residential_2026_SC A_MW_Before Competition Groups_LED Downlight
Residential | Res ¦ Smart Burners | 2026 | SC A | MW | Before Competition Groups | 0 | 0 | 0 | 218.864 | 0 | 53 | Residential_2026_SC A_MW_Before Competition Groups_53 | Smart Burners | 0% | 0 | 0 | Residential_2026_SC A_MW_Before Competition Groups_Smart Burners
Residential | Res ¦ Smart Power Bar | 2026 | SC A | MW | Before Competition Groups | 0 | 0 | 0 | 218.864 | 0 | 54 | Residential_2026_SC A_MW_Before Competition Groups_54 | Smart Power Bar | 0% | 0 | 0 | Residential_2026_SC A_MW_Before Competition Groups_Smart Power Bar
Residential | Res ¦ Building Recommissioning, Operations and Maintenance (O&M) Improvements | 2026 | SC B | MW | Before Competition Groups | 58.4026 | 0 | 0 | 401.0057 | 0.14564 | 1 | Residential_2026_SC B_MW_Before Competition Groups_1 | Building Recommissioning, Operations and Maintenance (O&M) Improvements | 14.56% | 0 | 58.4026 | Residential_2026_SC B_MW_Before Competition Groups_Building Recommissioning, Operations and Maintenance (O&M) Improvements
Residential | Res ¦ Ductless Mini-Split Heat Pump | 2026 | SC B | MW | Before Competition Groups | 51.5197 | 0 | 0 | 401.0057 | 0.12848 | 2 | Residential_2026_SC B_MW_Before Competition Groups_2 | Ductless Mini-Split Heat Pump | 12.85% | 0 | 51.5197 | Residential_2026_SC B_MW_Before Competition Groups_Ductless Mini-Split Heat Pump
Residential | Res ¦ Variable Speed Pool Pump Motor | 2026 | SC B | MW | Before Competition Groups | 41.7132 | 0 | 0 | 401.0057 | 0.10402 | 3 | Residential_2026_SC B_MW_Before Competition Groups_3 | Variable Speed Pool Pump Motor | 10.4% | 0 | 41.7132 | Residential_2026_SC B_MW_Before Competition Groups_Variable Speed Pool Pump Motor
Residential | Res ¦ Energy Star Clothes Washer | 2026 | SC B | MW | Before Competition Groups | 40.5562 | 0 | 0 | 401.0057 | 0.10114 | 4 | Residential_2026_SC B_MW_Before Competition Groups_4 | Energy Star Clothes Washer | 10.11% | 0 | 40.5562 | Residential_2026_SC B_MW_Before Competition Groups_Energy Star Clothes Washer
Residential | Res ¦ Adaptive Thermostat | 2026 | SC B | MW | Before Competition Groups | 35.7378 | 0 | 0 | 401.0057 | 0.089121 | 5 | Residential_2026_SC B_MW_Before Competition Groups_5 | Adaptive Thermostat | 8.912% | 0 | 35.7378 | Residential_2026_SC B_MW_Before Competition Groups_Adaptive Thermostat
Residential | Res ¦ Energy Star LED Bulbs General Purpose LEDs | 2026 | SC B | MW | Before Competition Groups | 13.8551 | 0 | 0 | 401.0057 | 0.034551 | 6 | Residential_2026_SC B_MW_Before Competition Groups_6 | Energy Star LED Bulbs General Purpose LEDs | 3.455% | 0 | 13.8551 | Residential_2026_SC B_MW_Before Competition Groups_Energy Star LED Bulbs General Purpose LEDs
Residential | Res ¦ Energy Star A Line, PAR, MR Lamps | 2026 | SC B | MW | Before Competition Groups | 13.6999 | 0 | 0 | 401.0057 | 0.034164 | 7 | Residential_2026_SC B_MW_Before Competition Groups_7 | Energy Star A Line, PAR, MR Lamps | 3.416% | 0 | 13.6999 | Residential_2026_SC B_MW_Before Competition Groups_Energy Star A Line, PAR, MR Lamps
Residential | Res ¦ Energy Star Room Air Conditioner | 2026 | SC B | MW | Before Competition Groups | 13.0093 | 0 | 0 | 401.0057 | 0.032442 | 8 | Residential_2026_SC B_MW_Before Competition Groups_8 | Energy Star Room Air Conditioner | 3.244% | 0 | 13.0093 | Residential_2026_SC B_MW_Before Competition Groups_Energy Star Room Air Conditioner
Residential | Res ¦ Energy Star LED Specialty Bulbs | 2026 | SC B | MW | Before Competition Groups | 12.5924 | 0 | 0 | 401.0057 | 0.031402 | 9 | Residential_2026_SC B_MW_Before Competition Groups_9 | Energy Star LED Specialty Bulbs | 3.14% | 0 | 12.5924 | Residential_2026_SC B_MW_Before Competition Groups_Energy Star LED Specialty Bulbs
Residential | Res ¦ Energy Star Air Source Heat Pump | 2026 | SC B | MW | Before Competition Groups | 12.4233 | 0 | 0 | 401.0057 | 0.03098 | 10 | Residential_2026_SC B_MW_Before Competition Groups_10 | Energy Star Air Source Heat Pump | 3.098% | 0 | 12.4233 | Residential_2026_SC B_MW_Before Competition Groups_Energy Star Air Source Heat Pump
Residential | Res ¦ Basement Wall Insulation | 2026 | SC B | MW | Before Competition Groups | 9.7667 | 0 | 0 | 401.0057 | 0.024356 | 11 | Residential_2026_SC B_MW_Before Competition Groups_11 | Basement Wall Insulation | 2.436% | 0 | 9.7667 | Residential_2026_SC B_MW_Before Competition Groups_Basement Wall Insulation
Residential | Res ¦ Advanced BAS/Controllers | 2026 | SC B | MW | Before Competition Groups | 8.5469 | 0 | 0 | 401.0057 | 0.021314 | 12 | Residential_2026_SC B_MW_Before Competition Groups_12 | Advanced BAS/Controllers | 2.131% | 0 | 8.5469 | Residential_2026_SC B_MW_Before Competition Groups_Advanced BAS/Controllers
Residential | Res ¦ Occupancy Sensors MF | 2026 | SC B | MW | Before Competition Groups | 7.919 | 0 | 0 | 401.0057 | 0.019748 | 13 | Residential_2026_SC B_MW_Before Competition Groups_13 | Occupancy Sensors MF | 1.975% | 0 | 7.919 | Residential_2026_SC B_MW_Before Competition Groups_Occupancy Sensors MF
Residential | Res ¦ Clothes Drying Racks | 2026 | SC B | MW | Before Competition Groups | 7.9064 | 0 | 0 | 401.0057 | 0.019716 | 14 | Residential_2026_SC B_MW_Before Competition Groups_14 | Clothes Drying Racks | 1.972% | 0 | 7.9064 | Residential_2026_SC B_MW_Before Competition Groups_Clothes Drying Racks
Residential | Res ¦ Attic Insulation | 2026 | SC B | MW | Before Competition Groups | 7.5331 | 0 | 0 | 401.0057 | 0.018785 | 15 | Residential_2026_SC B_MW_Before Competition Groups_15 | Attic Insulation | 1.879% | 0 | 7.5331 | Residential_2026_SC B_MW_Before Competition Groups_Attic Insulation
Residential | Res ¦ Energy Star Clothes Dryer | 2026 | SC B | MW | Before Competition Groups | 6.767 | 0 | 0 | 401.0057 | 0.016875 | 16 | Residential_2026_SC B_MW_Before Competition Groups_16 | Energy Star Clothes Dryer | 1.688% | 0 | 6.767 | Residential_2026_SC B_MW_Before Competition Groups_Energy Star Clothes Dryer
Residential | Res ¦ Refrigerator Recycling | 2026 | SC B | MW | Before Competition Groups | 6.7027 | 0 | 0 | 401.0057 | 0.016715 | 17 | Residential_2026_SC B_MW_Before Competition Groups_17 | Refrigerator Recycling | 1.671% | 0 | 6.7027 | Residential_2026_SC B_MW_Before Competition Groups_Refrigerator Recycling
Residential | Res ¦ Freezer Recycling | 2026 | SC B | MW | Before Competition Groups | 6.2287 | 0 | 0 | 401.0057 | 0.015533 | 18 | Residential_2026_SC B_MW_Before Competition Groups_18 | Freezer Recycling | 1.553% | 0 | 6.2287 | Residential_2026_SC B_MW_Before Competition Groups_Freezer Recycling
Residential | Res ¦ High Efficiency Chiller (avg of water and air cooled) | 2026 | SC B | MW | Before Competition Groups | 5.629 | 0 | 0 | 401.0057 | 0.014037 | 19 | Residential_2026_SC B_MW_Before Competition Groups_19 | High Efficiency Chiller (avg of water and air cooled) | 1.404% | 0 | 5.629 | Residential_2026_SC B_MW_Before Competition Groups_High Efficiency Chiller (avg of water and air cooled)
Residential | Res ¦ Energy Star Torchiere | 2026 | SC B | MW | Before Competition Groups | 4.8981 | 0 | 0 | 401.0057 | 0.012214 | 20 | Residential_2026_SC B_MW_Before Competition Groups_20 | Energy Star Torchiere | 1.221% | 0 | 4.8981 | Residential_2026_SC B_MW_Before Competition Groups_Energy Star Torchiere
Residential | Res ¦ Energy Star Dehumidifier | 2026 | SC B | MW | Before Competition Groups | 3.508 | 0 | 0 | 401.0057 | 0.0087479 | 21 | Residential_2026_SC B_MW_Before Competition Groups_21 | Energy Star Dehumidifier | 0.8748% | 0 | 3.508 | Residential_2026_SC B_MW_Before Competition Groups_Energy Star Dehumidifier
Residential | Res ¦ Energy Star Freezer | 2026 | SC B | MW | Before Competition Groups | 2.5899 | 0 | 0 | 401.0057 | 0.0064585 | 22 | Residential_2026_SC B_MW_Before Competition Groups_22 | Energy Star Freezer | 0.6459% | 0 | 2.5899 | Residential_2026_SC B_MW_Before Competition Groups_Energy Star Freezer
Residential | Res ¦ LED Tube Re-Lamp | 2026 | SC B | MW | Before Competition Groups | 2.5703 | 0 | 0 | 401.0057 | 0.0064097 | 23 | Residential_2026_SC B_MW_Before Competition Groups_23 | LED Tube Re-Lamp | 0.641% | 0 | 2.5703 | Residential_2026_SC B_MW_Before Competition Groups_LED Tube Re-Lamp
Residential | Res ¦ Outside Air Economizer | 2026 | SC B | MW | Before Competition Groups | 2.2558 | 0 | 0 | 401.0057 | 0.0056253 | 24 | Residential_2026_SC B_MW_Before Competition Groups_24 | Outside Air Economizer | 0.5625% | 0 | 2.2558 | Residential_2026_SC B_MW_Before Competition Groups_Outside Air Economizer
Residential | Res ¦ Air Sealing | 2026 | SC B | MW | Before Competition Groups | 2.0774 | 0 | 0 | 401.0057 | 0.0051804 | 25 | Residential_2026_SC B_MW_Before Competition Groups_25 | Air Sealing | 0.518% | 0 | 2.0774 | Residential_2026_SC B_MW_Before Competition Groups_Air Sealing
Residential | Res ¦ Home Energy Reports | 2026 | SC B | MW | Before Competition Groups | 2.0182 | 0 | 0 | 401.0057 | 0.005033 | 26 | Residential_2026_SC B_MW_Before Competition Groups_26 | Home Energy Reports | 0.5033% | 0 | 2.0182 | Residential_2026_SC B_MW_Before Competition Groups_Home Energy Reports
Residential | Res ¦ Energy Star Light Fixture | 2026 | SC B | MW | Before Competition Groups | 2.013 | 0 | 0 | 401.0057 | 0.0050198 | 27 | Residential_2026_SC B_MW_Before Competition Groups_27 | Energy Star Light Fixture | 0.502% | 0 | 2.013 | Residential_2026_SC B_MW_Before Competition Groups_Energy Star Light Fixture
Residential | Res ¦ Floor Insulation | 2026 | SC B | MW | Before Competition Groups | 1.9735 | 0 | 0 | 401.0057 | 0.0049214 | 28 | Residential_2026_SC B_MW_Before Competition Groups_28 | Floor Insulation | 0.4921% | 0 | 1.9735 | Residential_2026_SC B_MW_Before Competition Groups_Floor Insulation
Residential | Res ¦ Duct Insulation | 2026 | SC B | MW | Before Competition Groups | 1.7312 | 0 | 0 | 401.0057 | 0.0043173 | 29 | Residential_2026_SC B_MW_Before Competition Groups_29 | Duct Insulation | 0.4317% | 0 | 1.7312 | Residential_2026_SC B_MW_Before Competition Groups_Duct Insulation
Residential | Res ¦ ENERGY STAR LED LAMPS (REFLECTOR LAMPs/MR16/PAR 16) | 2026 | SC B | MW | Before Competition Groups | 1.6554 | 0 | 0 | 401.0057 | 0.0041282 | 30 | Residential_2026_SC B_MW_Before Competition Groups_30 | ENERGY STAR LED LAMPS (REFLECTOR LAMPs/MR16/PAR 16) | 0.4128% | 0 | 1.6554 | Residential_2026_SC B_MW_Before Competition Groups_ENERGY STAR LED LAMPS (REFLECTOR LAMPs/MR16/PAR 16)
Residential | Res ¦ Minimize Hot and Warm Clothes Wash | 2026 | SC B | MW | Before Competition Groups | 1.6266 | 0 | 0 | 401.0057 | 0.0040564 | 31 | Residential_2026_SC B_MW_Before Competition Groups_31 | Minimize Hot and Warm Clothes Wash | 0.4056% | 0 | 1.6266 | Residential_2026_SC B_MW_Before Competition Groups_Minimize Hot and Warm Clothes Wash
Residential | Res ¦ Demand Control Ventilation | 2026 | SC B | MW | Before Competition Groups | 1.502 | 0 | 0 | 401.0057 | 0.0037456 | 32 | Residential_2026_SC B_MW_Before Competition Groups_32 | Demand Control Ventilation | 0.3746% | 0 | 1.502 | Residential_2026_SC B_MW_Before Competition Groups_Demand Control Ventilation
Residential | Res ¦ Furnace Whistle | 2026 | SC B | MW | Before Competition Groups | 1.4436 | 0 | 0 | 401.0057 | 0.0036 | 33 | Residential_2026_SC B_MW_Before Competition Groups_33 | Furnace Whistle | 0.36% | 0 | 1.4436 | Residential_2026_SC B_MW_Before Competition Groups_Furnace Whistle
Residential | Res ¦ Comprehensive Draft Proofing | 2026 | SC B | MW | Before Competition Groups | 1.2267 | 0 | 0 | 401.0057 | 0.0030591 | 34 | Residential_2026_SC B_MW_Before Competition Groups_34 | Comprehensive Draft Proofing | 0.3059% | 0 | 1.2267 | Residential_2026_SC B_MW_Before Competition Groups_Comprehensive Draft Proofing
Residential | Res ¦ Variable Frequency Drive (VFD) | 2026 | SC B | MW | Before Competition Groups | 1.1898 | 0 | 0 | 401.0057 | 0.0029669 | 35 | Residential_2026_SC B_MW_Before Competition Groups_35 | Variable Frequency Drive (VFD) | 0.2967% | 0 | 1.1898 | Residential_2026_SC B_MW_Before Competition Groups_Variable Frequency Drive (VFD)
Residential | Res ¦ CO Sensors for parking garage exhaust fans | 2026 | SC B | MW | Before Competition Groups | 1.1488 | 0 | 0 | 401.0057 | 0.0028648 | 36 | Residential_2026_SC B_MW_Before Competition Groups_36 | CO Sensors for parking garage exhaust fans | 0.2865% | 0 | 1.1488 | Residential_2026_SC B_MW_Before Competition Groups_CO Sensors for parking garage exhaust fans
Residential | Res ¦ Duct Insulation MF | 2026 | SC B | MW | Before Competition Groups | 0.76107 | 0 | 0 | 401.0057 | 0.0018979 | 37 | Residential_2026_SC B_MW_Before Competition Groups_37 | Duct Insulation MF | 0.1898% | 0 | 0.76107 | Residential_2026_SC B_MW_Before Competition Groups_Duct Insulation MF
Residential | Res ¦ Water Heater Temperature Setback | 2026 | SC B | MW | Before Competition Groups | 0.75249 | 0 | 0 | 401.0057 | 0.0018765 | 38 | Residential_2026_SC B_MW_Before Competition Groups_38 | Water Heater Temperature Setback | 0.1877% | 0 | 0.75249 | Residential_2026_SC B_MW_Before Competition Groups_Water Heater Temperature Setback
Residential | Res ¦ LED Parking Lot Fixture | 2026 | SC B | MW | Before Competition Groups | 0.71723 | 0 | 0 | 401.0057 | 0.0017886 | 39 | Residential_2026_SC B_MW_Before Competition Groups_39 | LED Parking Lot Fixture | 0.1789% | 0 | 0.71723 | Residential_2026_SC B_MW_Before Competition Groups_LED Parking Lot Fixture
Residential | Res ¦ Heat Recovery Ventilator | 2026 | SC B | MW | Before Competition Groups | 0.61063 | 0 | 0 | 401.0057 | 0.0015227 | 40 | Residential_2026_SC B_MW_Before Competition Groups_40 | Heat Recovery Ventilator | 0.1523% | 0 | 0.61063 | Residential_2026_SC B_MW_Before Competition Groups_Heat Recovery Ventilator
Residential | Res ¦ Condensing Make Up Air Unit | 2026 | SC B | MW | Before Competition Groups | 0.51818 | 0 | 0 | 401.0057 | 0.0012922 | 41 | Residential_2026_SC B_MW_Before Competition Groups_41 | Condensing Make Up Air Unit | 0.1292% | 0 | 0.51818 | Residential_2026_SC B_MW_Before Competition Groups_Condensing Make Up Air Unit
Residential | Res ¦ ENERGY STAR LED Lamps (General Service Lamps) | 2026 | SC B | MW | Before Competition Groups | 0.3809 | 0 | 0 | 401.0057 | 0.00094986 | 42 | Residential_2026_SC B_MW_Before Competition Groups_42 | ENERGY STAR LED Lamps (General Service Lamps) | 0.09499% | 0 | 0.3809 | Residential_2026_SC B_MW_Before Competition Groups_ENERGY STAR LED Lamps (General Service Lamps)
Residential | Res ¦ VFD on Pumps | 2026 | SC B | MW | Before Competition Groups | 0.36586 | 0 | 0 | 401.0057 | 0.00091236 | 43 | Residential_2026_SC B_MW_Before Competition Groups_43 | VFD on Pumps | 0.09124% | 0 | 0.36586 | Residential_2026_SC B_MW_Before Competition Groups_VFD on Pumps
Residential | Res ¦ LED Exterior Area Lights - LED Fixture (200W) | 2026 | SC B | MW | Before Competition Groups | 0.31374 | 0 | 0 | 401.0057 | 0.00078237 | 44 | Residential_2026_SC B_MW_Before Competition Groups_44 | LED Exterior Area Lights - LED Fixture (200W) | 0.07824% | 0 | 0.31374 | Residential_2026_SC B_MW_Before Competition Groups_LED Exterior Area Lights - LED Fixture (200W)
Residential | Res ¦ Tankless Water Heater | 2026 | SC B | MW | Before Competition Groups | 0.22756 | 0 | 0 | 401.0057 | 0.00056748 | 45 | Residential_2026_SC B_MW_Before Competition Groups_45 | Tankless Water Heater | 0.05675% | 0 | 0.22756 | Residential_2026_SC B_MW_Before Competition Groups_Tankless Water Heater
Residential | Res ¦ ECM MOTORS FOR HVAC APPLICATION (FAN-POWERED VAV BOX) | 2026 | SC B | MW | Before Competition Groups | 0.18629 | 0 | 0 | 401.0057 | 0.00046455 | 46 | Residential_2026_SC B_MW_Before Competition Groups_46 | ECM MOTORS FOR HVAC APPLICATION (FAN-POWERED VAV BOX) | 0.04645% | 0 | 0.18629 | Residential_2026_SC B_MW_Before Competition Groups_ECM MOTORS FOR HVAC APPLICATION (FAN-POWERED VAV BOX)
Residential | Res ¦ Beverage Vending Machine Controls | 2026 | SC B | MW | Before Competition Groups | 0.11169 | 0 | 0 | 401.0057 | 0.00027851 | 47 | Residential_2026_SC B_MW_Before Competition Groups_47 | Beverage Vending Machine Controls | 0.02785% | 0 | 0.11169 | Residential_2026_SC B_MW_Before Competition Groups_Beverage Vending Machine Controls
Residential | Res ¦ Chilled Water Optimization | 2026 | SC B | MW | Before Competition Groups | 0.075308 | 0 | 0 | 401.0057 | 0.0001878 | 48 | Residential_2026_SC B_MW_Before Competition Groups_48 | Chilled Water Optimization | 0.01878% | 0 | 0.075308 | Residential_2026_SC B_MW_Before Competition Groups_Chilled Water Optimization
Residential | Res ¦ Wall Insulation | 2026 | SC B | MW | Before Competition Groups | 0.028366 | 0 | 0 | 401.0057 | 7.0737e-05 | 49 | Residential_2026_SC B_MW_Before Competition Groups_49 | Wall Insulation | 0.007074% | 0 | 0.028366 | Residential_2026_SC B_MW_Before Competition Groups_Wall Insulation
Residential | Res ¦ LED High Bay Fixture | 2026 | SC B | MW | Before Competition Groups | 0.017061 | 0 | 0 | 401.0057 | 4.2545e-05 | 50 | Residential_2026_SC B_MW_Before Competition Groups_50 | LED High Bay Fixture | 0.004254% | 0 | 0.017061 | Residential_2026_SC B_MW_Before Competition Groups_LED High Bay Fixture
Residential | Res ¦ Wall Insulation MF | 2026 | SC B | MW | Before Competition Groups | 0.0017204 | 0 | 0 | 401.0057 | 4.2902e-06 | 51 | Residential_2026_SC B_MW_Before Competition Groups_51 | Wall Insulation MF | 0.000429% | 0 | 0.0017204 | Residential_2026_SC B_MW_Before Competition Groups_Wall Insulation MF
Residential | Res ¦ LED Downlight | 2026 | SC B | MW | Before Competition Groups | 0 | 0 | 0 | 401.0057 | 0 | 52 | Residential_2026_SC B_MW_Before Competition Groups_52 | LED Downlight | 0% | 0 | 0 | Residential_2026_SC B_MW_Before Competition Groups_LED Downlight
Residential | Res ¦ Smart Burners | 2026 | SC B | MW | Before Competition Groups | 0 | 0 | 0 | 401.0057 | 0 | 53 | Residential_2026_SC B_MW_Before Competition Groups_53 | Smart Burners | 0% | 0 | 0 | Residential_2026_SC B_MW_Before Competition Groups_Smart Burners
Residential | Res ¦ Smart Power Bar | 2026 | SC B | MW | Before Competition Groups | 0 | 0 | 0 | 401.0057 | 0 | 54 | Residential_2026_SC B_MW_Before Competition Groups_54 | Smart Power Bar | 0% | 0 | 0 | Residential_2026_SC B_MW_Before Competition Groups_Smart Power Bar
Residential | Res ¦ Ductless Mini-Split Heat Pump | 2026 | SC C | MW | Before Competition Groups | 39.3001 | 0 | 0 | 264.3226 | 0.14868 | 1 | Residential_2026_SC C_MW_Before Competition Groups_1 | Ductless Mini-Split Heat Pump | 14.87% | 0 | 39.3001 | Residential_2026_SC C_MW_Before Competition Groups_Ductless Mini-Split Heat Pump
Residential | Res ¦ Energy Star Clothes Washer | 2026 | SC C | MW | Before Competition Groups | 35.4407 | 0 | 0 | 264.3226 | 0.13408 | 2 | Residential_2026_SC C_MW_Before Competition Groups_2 | Energy Star Clothes Washer | 13.41% | 0 | 35.4407 | Residential_2026_SC C_MW_Before Competition Groups_Energy Star Clothes Washer
Residential | Res ¦ Adaptive Thermostat | 2026 | SC C | MW | Before Competition Groups | 24.9577 | 0 | 0 | 264.3226 | 0.094422 | 3 | Residential_2026_SC C_MW_Before Competition Groups_3 | Adaptive Thermostat | 9.442% | 0 | 24.9577 | Residential_2026_SC C_MW_Before Competition Groups_Adaptive Thermostat
Residential | Res ¦ Building Recommissioning, Operations and Maintenance (O&M) Improvements | 2026 | SC C | MW | Before Competition Groups | 24.4514 | 0 | 0 | 264.3226 | 0.092506 | 4 | Residential_2026_SC C_MW_Before Competition Groups_4 | Building Recommissioning, Operations and Maintenance (O&M) Improvements | 9.251% | 0 | 24.4514 | Residential_2026_SC C_MW_Before Competition Groups_Building Recommissioning, Operations and Maintenance (O&M) Improvements
Residential | Res ¦ Energy Star LED Specialty Bulbs | 2026 | SC C | MW | Before Competition Groups | 24.0616 | 0 | 0 | 264.3226 | 0.091031 | 5 | Residential_2026_SC C_MW_Before Competition Groups_5 | Energy Star LED Specialty Bulbs | 9.103% | 0 | 24.0616 | Residential_2026_SC C_MW_Before Competition Groups_Energy Star LED Specialty Bulbs
Residential | Res ¦ Variable Speed Pool Pump Motor | 2026 | SC C | MW | Before Competition Groups | 17.4654 | 0 | 0 | 264.3226 | 0.066076 | 6 | Residential_2026_SC C_MW_Before Competition Groups_6 | Variable Speed Pool Pump Motor | 6.608% | 0 | 17.4654 | Residential_2026_SC C_MW_Before Competition Groups_Variable Speed Pool Pump Motor
Residential | Res ¦ Energy Star Room Air Conditioner | 2026 | SC C | MW | Before Competition Groups | 10.3433 | 0 | 0 | 264.3226 | 0.039131 | 7 | Residential_2026_SC C_MW_Before Competition Groups_7 | Energy Star Room Air Conditioner | 3.913% | 0 | 10.3433 | Residential_2026_SC C_MW_Before Competition Groups_Energy Star Room Air Conditioner
Residential | Res ¦ Basement Wall Insulation | 2026 | SC C | MW | Before Competition Groups | 9.7681 | 0 | 0 | 264.3226 | 0.036955 | 8 | Residential_2026_SC C_MW_Before Competition Groups_8 | Basement Wall Insulation | 3.696% | 0 | 9.7681 | Residential_2026_SC C_MW_Before Competition Groups_Basement Wall Insulation
Residential | Res ¦ Energy Star A Line, PAR, MR Lamps | 2026 | SC C | MW | Before Competition Groups | 9.3981 | 0 | 0 | 264.3226 | 0.035556 | 9 | Residential_2026_SC C_MW_Before Competition Groups_9 | Energy Star A Line, PAR, MR Lamps | 3.556% | 0 | 9.3981 | Residential_2026_SC C_MW_Before Competition Groups_Energy Star A Line, PAR, MR Lamps
Residential | Res ¦ Energy Star Air Source Heat Pump | 2026 | SC C | MW | Before Competition Groups | 7.755 | 0 | 0 | 264.3226 | 0.029339 | 10 | Residential_2026_SC C_MW_Before Competition Groups_10 | Energy Star Air Source Heat Pump | 2.934% | 0 | 7.755 | Residential_2026_SC C_MW_Before Competition Groups_Energy Star Air Source Heat Pump
Residential | Res ¦ Attic Insulation | 2026 | SC C | MW | Before Competition Groups | 7.3684 | 0 | 0 | 264.3226 | 0.027877 | 11 | Residential_2026_SC C_MW_Before Competition Groups_11 | Attic Insulation | 2.788% | 0 | 7.3684 | Residential_2026_SC C_MW_Before Competition Groups_Attic Insulation
Residential | Res ¦ Energy Star Clothes Dryer | 2026 | SC C | MW | Before Competition Groups | 6.769 | 0 | 0 | 264.3226 | 0.025609 | 12 | Residential_2026_SC C_MW_Before Competition Groups_12 | Energy Star Clothes Dryer | 2.561% | 0 | 6.769 | Residential_2026_SC C_MW_Before Competition Groups_Energy Star Clothes Dryer
Residential | Res ¦ High Efficiency Chiller (avg of water and air cooled) | 2026 | SC C | MW | Before Competition Groups | 5.4535 | 0 | 0 | 264.3226 | 0.020632 | 13 | Residential_2026_SC C_MW_Before Competition Groups_13 | High Efficiency Chiller (avg of water and air cooled) | 2.063% | 0 | 5.4535 | Residential_2026_SC C_MW_Before Competition Groups_High Efficiency Chiller (avg of water and air cooled)
Residential | Res ¦ Energy Star LED Bulbs General Purpose LEDs | 2026 | SC C | MW | Before Competition Groups | 4.2879 | 0 | 0 | 264.3226 | 0.016222 | 14 | Residential_2026_SC C_MW_Before Competition Groups_14 | Energy Star LED Bulbs General Purpose LEDs | 1.622% | 0 | 4.2879 | Residential_2026_SC C_MW_Before Competition Groups_Energy Star LED Bulbs General Purpose LEDs
Residential | Res ¦ Advanced BAS/Controllers | 2026 | SC C | MW | Before Competition Groups | 3.5788 | 0 | 0 | 264.3226 | 0.013539 | 15 | Residential_2026_SC C_MW_Before Competition Groups_15 | Advanced BAS/Controllers | 1.354% | 0 | 3.5788 | Residential_2026_SC C_MW_Before Competition Groups_Advanced BAS/Controllers
Residential | Res ¦ Occupancy Sensors MF | 2026 | SC C | MW | Before Competition Groups | 3.284 | 0 | 0 | 264.3226 | 0.012424 | 16 | Residential_2026_SC C_MW_Before Competition Groups_16 | Occupancy Sensors MF | 1.242% | 0 | 3.284 | Residential_2026_SC C_MW_Before Competition Groups_Occupancy Sensors MF
Residential | Res ¦ Energy Star Torchiere | 2026 | SC C | MW | Before Competition Groups | 3.1919 | 0 | 0 | 264.3226 | 0.012076 | 17 | Residential_2026_SC C_MW_Before Competition Groups_17 | Energy Star Torchiere | 1.208% | 0 | 3.1919 | Residential_2026_SC C_MW_Before Competition Groups_Energy Star Torchiere
Residential | Res ¦ Refrigerator Recycling | 2026 | SC C | MW | Before Competition Groups | 2.8065 | 0 | 0 | 264.3226 | 0.010618 | 18 | Residential_2026_SC C_MW_Before Competition Groups_18 | Refrigerator Recycling | 1.062% | 0 | 2.8065 | Residential_2026_SC C_MW_Before Competition Groups_Refrigerator Recycling
Residential | Res ¦ LED Tube Re-Lamp | 2026 | SC C | MW | Before Competition Groups | 2.5703 | 0 | 0 | 264.3226 | 0.0097243 | 19 | Residential_2026_SC C_MW_Before Competition Groups_19 | LED Tube Re-Lamp | 0.9724% | 0 | 2.5703 | Residential_2026_SC C_MW_Before Competition Groups_LED Tube Re-Lamp
Residential | Res ¦ Home Energy Reports | 2026 | SC C | MW | Before Competition Groups | 2.0182 | 0 | 0 | 264.3226 | 0.0076355 | 20 | Residential_2026_SC C_MW_Before Competition Groups_20 | Home Energy Reports | 0.7636% | 0 | 2.0182 | Residential_2026_SC C_MW_Before Competition Groups_Home Energy Reports
Residential | Res ¦ Energy Star Freezer | 2026 | SC C | MW | Before Competition Groups | 1.9686 | 0 | 0 | 264.3226 | 0.0074477 | 21 | Residential_2026_SC C_MW_Before Competition Groups_21 | Energy Star Freezer | 0.7448% | 0 | 1.9686 | Residential_2026_SC C_MW_Before Competition Groups_Energy Star Freezer
Residential | Res ¦ Air Sealing | 2026 | SC C | MW | Before Competition Groups | 1.9057 | 0 | 0 | 264.3226 | 0.0072098 | 22 | Residential_2026_SC C_MW_Before Competition Groups_22 | Air Sealing | 0.721% | 0 | 1.9057 | Residential_2026_SC C_MW_Before Competition Groups_Air Sealing
Residential | Res ¦ Energy Star Light Fixture | 2026 | SC C | MW | Before Competition Groups | 1.8273 | 0 | 0 | 264.3226 | 0.0069133 | 23 | Residential_2026_SC C_MW_Before Competition Groups_23 | Energy Star Light Fixture | 0.6913% | 0 | 1.8273 | Residential_2026_SC C_MW_Before Competition Groups_Energy Star Light Fixture
Residential | Res ¦ ENERGY STAR LED LAMPS (REFLECTOR LAMPs/MR16/PAR 16) | 2026 | SC C | MW | Before Competition Groups | 1.6554 | 0 | 0 | 264.3226 | 0.006263 | 24 | Residential_2026_SC C_MW_Before Competition Groups_24 | ENERGY STAR LED LAMPS (REFLECTOR LAMPs/MR16/PAR 16) | 0.6263% | 0 | 1.6554 | Residential_2026_SC C_MW_Before Competition Groups_ENERGY STAR LED LAMPS (REFLECTOR LAMPs/MR16/PAR 16)
Residential | Res ¦ Minimize Hot and Warm Clothes Wash | 2026 | SC C | MW | Before Competition Groups | 1.6266 | 0 | 0 | 264.3226 | 0.006154 | 25 | Residential_2026_SC C_MW_Before Competition Groups_25 | Minimize Hot and Warm Clothes Wash | 0.6154% | 0 | 1.6266 | Residential_2026_SC C_MW_Before Competition Groups_Minimize Hot and Warm Clothes Wash
Residential | Res ¦ Floor Insulation | 2026 | SC C | MW | Before Competition Groups | 1.5491 | 0 | 0 | 264.3226 | 0.0058606 | 26 | Residential_2026_SC C_MW_Before Competition Groups_26 | Floor Insulation | 0.5861% | 0 | 1.5491 | Residential_2026_SC C_MW_Before Competition Groups_Floor Insulation
Residential | Res ¦ Energy Star Dehumidifier | 2026 | SC C | MW | Before Competition Groups | 1.3363 | 0 | 0 | 264.3226 | 0.0050557 | 27 | Residential_2026_SC C_MW_Before Competition Groups_27 | Energy Star Dehumidifier | 0.5056% | 0 | 1.3363 | Residential_2026_SC C_MW_Before Competition Groups_Energy Star Dehumidifier
Residential | Res ¦ Outside Air Economizer | 2026 | SC C | MW | Before Competition Groups | 1.3239 | 0 | 0 | 264.3226 | 0.0050086 | 28 | Residential_2026_SC C_MW_Before Competition Groups_28 | Outside Air Economizer | 0.5009% | 0 | 1.3239 | Residential_2026_SC C_MW_Before Competition Groups_Outside Air Economizer
Residential | Res ¦ Duct Insulation MF | 2026 | SC C | MW | Before Competition Groups | 0.69867 | 0 | 0 | 264.3226 | 0.0026433 | 29 | Residential_2026_SC C_MW_Before Competition Groups_29 | Duct Insulation MF | 0.2643% | 0 | 0.69867 | Residential_2026_SC C_MW_Before Competition Groups_Duct Insulation MF
Residential | Res ¦ LED Parking Lot Fixture | 2026 | SC C | MW | Before Competition Groups | 0.63859 | 0 | 0 | 264.3226 | 0.0024159 | 30 | Residential_2026_SC C_MW_Before Competition Groups_30 | LED Parking Lot Fixture | 0.2416% | 0 | 0.63859 | Residential_2026_SC C_MW_Before Competition Groups_LED Parking Lot Fixture
Residential | Res ¦ Demand Control Ventilation | 2026 | SC C | MW | Before Competition Groups | 0.62895 | 0 | 0 | 264.3226 | 0.0023795 | 31 | Residential_2026_SC C_MW_Before Competition Groups_31 | Demand Control Ventilation | 0.2379% | 0 | 0.62895 | Residential_2026_SC C_MW_Before Competition Groups_Demand Control Ventilation
Residential | Res ¦ Furnace Whistle | 2026 | SC C | MW | Before Competition Groups | 0.60439 | 0 | 0 | 264.3226 | 0.0022866 | 32 | Residential_2026_SC C_MW_Before Competition Groups_32 | Furnace Whistle | 0.2287% | 0 | 0.60439 | Residential_2026_SC C_MW_Before Competition Groups_Furnace Whistle
Residential | Res ¦ Duct Insulation | 2026 | SC C | MW | Before Competition Groups | 0.54051 | 0 | 0 | 264.3226 | 0.0020449 | 33 | Residential_2026_SC C_MW_Before Competition Groups_33 | Duct Insulation | 0.2045% | 0 | 0.54051 | Residential_2026_SC C_MW_Before Competition Groups_Duct Insulation
Residential | Res ¦ CO Sensors for parking garage exhaust fans | 2026 | SC C | MW | Before Competition Groups | 0.51969 | 0 | 0 | 264.3226 | 0.0019661 | 34 | Residential_2026_SC C_MW_Before Competition Groups_34 | CO Sensors for parking garage exhaust fans | 0.1966% | 0 | 0.51969 | Residential_2026_SC C_MW_Before Competition Groups_CO Sensors for parking garage exhaust fans
Residential | Res ¦ Comprehensive Draft Proofing | 2026 | SC C | MW | Before Competition Groups | 0.51358 | 0 | 0 | 264.3226 | 0.001943 | 35 | Residential_2026_SC C_MW_Before Competition Groups_35 | Comprehensive Draft Proofing | 0.1943% | 0 | 0.51358 | Residential_2026_SC C_MW_Before Competition Groups_Comprehensive Draft Proofing
Residential | Res ¦ Variable Frequency Drive (VFD) | 2026 | SC C | MW | Before Competition Groups | 0.49814 | 0 | 0 | 264.3226 | 0.0018846 | 36 | Residential_2026_SC C_MW_Before Competition Groups_36 | Variable Frequency Drive (VFD) | 0.1885% | 0 | 0.49814 | Residential_2026_SC C_MW_Before Competition Groups_Variable Frequency Drive (VFD)
Residential | Res ¦ ENERGY STAR LED Lamps (General Service Lamps) | 2026 | SC C | MW | Before Competition Groups | 0.3809 | 0 | 0 | 264.3226 | 0.001441 | 37 | Residential_2026_SC C_MW_Before Competition Groups_37 | ENERGY STAR LED Lamps (General Service Lamps) | 0.1441% | 0 | 0.3809 | Residential_2026_SC C_MW_Before Competition Groups_ENERGY STAR LED Lamps (General Service Lamps)
Residential | Res ¦ Condensing Make Up Air Unit | 2026 | SC C | MW | Before Competition Groups | 0.36399 | 0 | 0 | 264.3226 | 0.0013771 | 38 | Residential_2026_SC C_MW_Before Competition Groups_38 | Condensing Make Up Air Unit | 0.1377% | 0 | 0.36399 | Residential_2026_SC C_MW_Before Competition Groups_Condensing Make Up Air Unit
Residential | Res ¦ Water Heater Temperature Setback | 2026 | SC C | MW | Before Competition Groups | 0.31505 | 0 | 0 | 264.3226 | 0.0011919 | 39 | Residential_2026_SC C_MW_Before Competition Groups_39 | Water Heater Temperature Setback | 0.1192% | 0 | 0.31505 | Residential_2026_SC C_MW_Before Competition Groups_Water Heater Temperature Setback
Residential | Res ¦ LED Exterior Area Lights - LED Fixture (200W) | 2026 | SC C | MW | Before Competition Groups | 0.31374 | 0 | 0 | 264.3226 | 0.0011869 | 40 | Residential_2026_SC C_MW_Before Competition Groups_40 | LED Exterior Area Lights - LED Fixture (200W) | 0.1187% | 0 | 0.31374 | Residential_2026_SC C_MW_Before Competition Groups_LED Exterior Area Lights - LED Fixture (200W)
Residential | Res ¦ Clothes Drying Racks | 2026 | SC C | MW | Before Competition Groups | 0.23049 | 0 | 0 | 264.3226 | 0.00087201 | 41 | Residential_2026_SC C_MW_Before Competition Groups_41 | Clothes Drying Racks | 0.0872% | 0 | 0.23049 | Residential_2026_SC C_MW_Before Competition Groups_Clothes Drying Racks
Residential | Res ¦ VFD on Pumps | 2026 | SC C | MW | Before Competition Groups | 0.15318 | 0 | 0 | 264.3226 | 0.00057953 | 42 | Residential_2026_SC C_MW_Before Competition Groups_42 | VFD on Pumps | 0.05795% | 0 | 0.15318 | Residential_2026_SC C_MW_Before Competition Groups_VFD on Pumps
Residential | Res ¦ Tankless Water Heater | 2026 | SC C | MW | Before Competition Groups | 0.12848 | 0 | 0 | 264.3226 | 0.00048609 | 43 | Residential_2026_SC C_MW_Before Competition Groups_43 | Tankless Water Heater | 0.04861% | 0 | 0.12848 | Residential_2026_SC C_MW_Before Competition Groups_Tankless Water Heater
Residential | Res ¦ Heat Recovery Ventilator | 2026 | SC C | MW | Before Competition Groups | 0.12781 | 0 | 0 | 264.3226 | 0.00048352 | 44 | Residential_2026_SC C_MW_Before Competition Groups_44 | Heat Recovery Ventilator | 0.04835% | 0 | 0.12781 | Residential_2026_SC C_MW_Before Competition Groups_Heat Recovery Ventilator
Residential | Res ¦ ECM MOTORS FOR HVAC APPLICATION (FAN-POWERED VAV BOX) | 2026 | SC C | MW | Before Competition Groups | 0.081288 | 0 | 0 | 264.3226 | 0.00030753 | 45 | Residential_2026_SC C_MW_Before Competition Groups_45 | ECM MOTORS FOR HVAC APPLICATION (FAN-POWERED VAV BOX) | 0.03075% | 0 | 0.081288 | Residential_2026_SC C_MW_Before Competition Groups_ECM MOTORS FOR HVAC APPLICATION (FAN-POWERED VAV BOX)
Residential | Res ¦ Chilled Water Optimization | 2026 | SC C | MW | Before Competition Groups | 0.05376 | 0 | 0 | 264.3226 | 0.00020339 | 46 | Residential_2026_SC C_MW_Before Competition Groups_46 | Chilled Water Optimization | 0.02034% | 0 | 0.05376 | Residential_2026_SC C_MW_Before Competition Groups_Chilled Water Optimization
Residential | Res ¦ Beverage Vending Machine Controls | 2026 | SC C | MW | Before Competition Groups | 0.047238 | 0 | 0 | 264.3226 | 0.00017871 | 47 | Residential_2026_SC C_MW_Before Competition Groups_47 | Beverage Vending Machine Controls | 0.01787% | 0 | 0.047238 | Residential_2026_SC C_MW_Before Competition Groups_Beverage Vending Machine Controls
Residential | Res ¦ LED High Bay Fixture | 2026 | SC C | MW | Before Competition Groups | 0.017061 | 0 | 0 | 264.3226 | 6.4545e-05 | 48 | Residential_2026_SC C_MW_Before Competition Groups_48 | LED High Bay Fixture | 0.006455% | 0 | 0.017061 | Residential_2026_SC C_MW_Before Competition Groups_LED High Bay Fixture
Residential | Res ¦ Wall Insulation | 2026 | SC C | MW | Before Competition Groups | 0.0021026 | 0 | 0 | 264.3226 | 7.9548e-06 | 49 | Residential_2026_SC C_MW_Before Competition Groups_49 | Wall Insulation | 0.0007955% | 0 | 0.0021026 | Residential_2026_SC C_MW_Before Competition Groups_Wall Insulation
Residential | Res ¦ Wall Insulation MF | 2026 | SC C | MW | Before Competition Groups | 0.0017205 | 0 | 0 | 264.3226 | 6.5092e-06 | 50 | Residential_2026_SC C_MW_Before Competition Groups_50 | Wall Insulation MF | 0.0006509% | 0 | 0.0017205 | Residential_2026_SC C_MW_Before Competition Groups_Wall Insulation MF
Residential | Res ¦ Freezer Recycling | 2026 | SC C | MW | Before Competition Groups | 0.00017214 | 0 | 0 | 264.3226 | 6.5124e-07 | 51 | Residential_2026_SC C_MW_Before Competition Groups_51 | Freezer Recycling | 6.512e-05% | 0 | 0.00017214 | Residential_2026_SC C_MW_Before Competition Groups_Freezer Recycling
Residential | Res ¦ LED Downlight | 2026 | SC C | MW | Before Competition Groups | 0 | 0 | 0 | 264.3226 | 0 | 52 | Residential_2026_SC C_MW_Before Competition Groups_52 | LED Downlight | 0% | 0 | 0 | Residential_2026_SC C_MW_Before Competition Groups_LED Downlight
Residential | Res ¦ Smart Burners | 2026 | SC C | MW | Before Competition Groups | 0 | 0 | 0 | 264.3226 | 0 | 53 | Residential_2026_SC C_MW_Before Competition Groups_53 | Smart Burners | 0% | 0 | 0 | Residential_2026_SC C_MW_Before Competition Groups_Smart Burners
Residential | Res ¦ Smart Power Bar | 2026 | SC C | MW | Before Competition Groups | 0 | 0 | 0 | 264.3226 | 0 | 54 | Residential_2026_SC C_MW_Before Competition Groups_54 | Smart Power Bar | 0% | 0 | 0 | Residential_2026_SC C_MW_Before Competition Groups_Smart Power Bar
Residential | Res ¦ Ductless Mini-Split Heat Pump | 2026 | SC D | MW | Before Competition Groups | 39.3007 | 0 | 0 | 219.8369 | 0.17877 | 1 | Residential_2026_SC D_MW_Before Competition Groups_1 | Ductless Mini-Split Heat Pump | 17.88% | 0 | 39.3007 | Residential_2026_SC D_MW_Before Competition Groups_Ductless Mini-Split Heat Pump
Residential | Res ¦ Building Recommissioning, Operations and Maintenance (O&M) Improvements | 2026 | SC D | MW | Before Competition Groups | 24.4514 | 0 | 0 | 219.8369 | 0.11123 | 2 | Residential_2026_SC D_MW_Before Competition Groups_2 | Building Recommissioning, Operations and Maintenance (O&M) Improvements | 11.12% | 0 | 24.4514 | Residential_2026_SC D_MW_Before Competition Groups_Building Recommissioning, Operations and Maintenance (O&M) Improvements
Residential | Res ¦ Energy Star Clothes Washer | 2026 | SC D | MW | Before Competition Groups | 22.3959 | 0 | 0 | 219.8369 | 0.10188 | 3 | Residential_2026_SC D_MW_Before Competition Groups_3 | Energy Star Clothes Washer | 10.19% | 0 | 22.3959 | Residential_2026_SC D_MW_Before Competition Groups_Energy Star Clothes Washer
Residential | Res ¦ Adaptive Thermostat | 2026 | SC D | MW | Before Competition Groups | 15.0078 | 0 | 0 | 219.8369 | 0.068268 | 4 | Residential_2026_SC D_MW_Before Competition Groups_4 | Adaptive Thermostat | 6.827% | 0 | 15.0078 | Residential_2026_SC D_MW_Before Competition Groups_Adaptive Thermostat
Residential | Res ¦ Energy Star LED Bulbs General Purpose LEDs | 2026 | SC D | MW | Before Competition Groups | 14.6234 | 0 | 0 | 219.8369 | 0.066519 | 5 | Residential_2026_SC D_MW_Before Competition Groups_5 | Energy Star LED Bulbs General Purpose LEDs | 6.652% | 0 | 14.6234 | Residential_2026_SC D_MW_Before Competition Groups_Energy Star LED Bulbs General Purpose LEDs
Residential | Res ¦ Energy Star LED Specialty Bulbs | 2026 | SC D | MW | Before Competition Groups | 14.4402 | 0 | 0 | 219.8369 | 0.065686 | 6 | Residential_2026_SC D_MW_Before Competition Groups_6 | Energy Star LED Specialty Bulbs | 6.569% | 0 | 14.4402 | Residential_2026_SC D_MW_Before Competition Groups_Energy Star LED Specialty Bulbs
Residential | Res ¦ Variable Speed Pool Pump Motor | 2026 | SC D | MW | Before Competition Groups | 11.1338 | 0 | 0 | 219.8369 | 0.050646 | 7 | Residential_2026_SC D_MW_Before Competition Groups_7 | Variable Speed Pool Pump Motor | 5.065% | 0 | 11.1338 | Residential_2026_SC D_MW_Before Competition Groups_Variable Speed Pool Pump Motor
Residential | Res ¦ Energy Star Room Air Conditioner | 2026 | SC D | MW | Before Competition Groups | 10.3005 | 0 | 0 | 219.8369 | 0.046855 | 8 | Residential_2026_SC D_MW_Before Competition Groups_8 | Energy Star Room Air Conditioner | 4.686% | 0 | 10.3005 | Residential_2026_SC D_MW_Before Competition Groups_Energy Star Room Air Conditioner
Residential | Res ¦ Energy Star A Line, PAR, MR Lamps | 2026 | SC D | MW | Before Competition Groups | 9.4215 | 0 | 0 | 219.8369 | 0.042857 | 9 | Residential_2026_SC D_MW_Before Competition Groups_9 | Energy Star A Line, PAR, MR Lamps | 4.286% | 0 | 9.4215 | Residential_2026_SC D_MW_Before Competition Groups_Energy Star A Line, PAR, MR Lamps
Residential | Res ¦ Basement Wall Insulation | 2026 | SC D | MW | Before Competition Groups | 9.4066 | 0 | 0 | 219.8369 | 0.042789 | 10 | Residential_2026_SC D_MW_Before Competition Groups_10 | Basement Wall Insulation | 4.279% | 0 | 9.4066 | Residential_2026_SC D_MW_Before Competition Groups_Basement Wall Insulation
Residential | Res ¦ Energy Star Air Source Heat Pump | 2026 | SC D | MW | Before Competition Groups | 7.755 | 0 | 0 | 219.8369 | 0.035276 | 11 | Residential_2026_SC D_MW_Before Competition Groups_11 | Energy Star Air Source Heat Pump | 3.528% | 0 | 7.755 | Residential_2026_SC D_MW_Before Competition Groups_Energy Star Air Source Heat Pump
Residential | Res ¦ High Efficiency Chiller (avg of water and air cooled) | 2026 | SC D | MW | Before Competition Groups | 5.4535 | 0 | 0 | 219.8369 | 0.024807 | 12 | Residential_2026_SC D_MW_Before Competition Groups_12 | High Efficiency Chiller (avg of water and air cooled) | 2.481% | 0 | 5.4535 | Residential_2026_SC D_MW_Before Competition Groups_High Efficiency Chiller (avg of water and air cooled)
Residential | Res ¦ Attic Insulation | 2026 | SC D | MW | Before Competition Groups | 4.1276 | 0 | 0 | 219.8369 | 0.018776 | 13 | Residential_2026_SC D_MW_Before Competition Groups_13 | Attic Insulation | 1.878% | 0 | 4.1276 | Residential_2026_SC D_MW_Before Competition Groups_Attic Insulation
Residential | Res ¦ Advanced BAS/Controllers | 2026 | SC D | MW | Before Competition Groups | 3.5788 | 0 | 0 | 219.8369 | 0.016279 | 14 | Residential_2026_SC D_MW_Before Competition Groups_14 | Advanced BAS/Controllers | 1.628% | 0 | 3.5788 | Residential_2026_SC D_MW_Before Competition Groups_Advanced BAS/Controllers
Residential | Res ¦ Energy Star Clothes Dryer | 2026 | SC D | MW | Before Competition Groups | 3.3963 | 0 | 0 | 219.8369 | 0.015449 | 15 | Residential_2026_SC D_MW_Before Competition Groups_15 | Energy Star Clothes Dryer | 1.545% | 0 | 3.3963 | Residential_2026_SC D_MW_Before Competition Groups_Energy Star Clothes Dryer
Residential | Res ¦ Occupancy Sensors MF | 2026 | SC D | MW | Before Competition Groups | 3.284 | 0 | 0 | 219.8369 | 0.014938 | 16 | Residential_2026_SC D_MW_Before Competition Groups_16 | Occupancy Sensors MF | 1.494% | 0 | 3.284 | Residential_2026_SC D_MW_Before Competition Groups_Occupancy Sensors MF
Residential | Res ¦ Energy Star Torchiere | 2026 | SC D | MW | Before Competition Groups | 2.8263 | 0 | 0 | 219.8369 | 0.012856 | 17 | Residential_2026_SC D_MW_Before Competition Groups_17 | Energy Star Torchiere | 1.286% | 0 | 2.8263 | Residential_2026_SC D_MW_Before Competition Groups_Energy Star Torchiere
Residential | Res ¦ LED Tube Re-Lamp | 2026 | SC D | MW | Before Competition Groups | 2.56 | 0 | 0 | 219.8369 | 0.011645 | 18 | Residential_2026_SC D_MW_Before Competition Groups_18 | LED Tube Re-Lamp | 1.165% | 0 | 2.56 | Residential_2026_SC D_MW_Before Competition Groups_LED Tube Re-Lamp
Residential | Res ¦ Home Energy Reports | 2026 | SC D | MW | Before Competition Groups | 2.0182 | 0 | 0 | 219.8369 | 0.0091806 | 19 | Residential_2026_SC D_MW_Before Competition Groups_19 | Home Energy Reports | 0.9181% | 0 | 2.0182 | Residential_2026_SC D_MW_Before Competition Groups_Home Energy Reports
Residential | Res ¦ Refrigerator Recycling | 2026 | SC D | MW | Before Competition Groups | 1.6604 | 0 | 0 | 219.8369 | 0.0075529 | 20 | Residential_2026_SC D_MW_Before Competition Groups_20 | Refrigerator Recycling | 0.7553% | 0 | 1.6604 | Residential_2026_SC D_MW_Before Competition Groups_Refrigerator Recycling
Residential | Res ¦ ENERGY STAR LED LAMPS (REFLECTOR LAMPs/MR16/PAR 16) | 2026 | SC D | MW | Before Competition Groups | 1.6554 | 0 | 0 | 219.8369 | 0.0075303 | 21 | Residential_2026_SC D_MW_Before Competition Groups_21 | ENERGY STAR LED LAMPS (REFLECTOR LAMPs/MR16/PAR 16) | 0.753% | 0 | 1.6554 | Residential_2026_SC D_MW_Before Competition Groups_ENERGY STAR LED LAMPS (REFLECTOR LAMPs/MR16/PAR 16)
Residential | Res ¦ Minimize Hot and Warm Clothes Wash | 2026 | SC D | MW | Before Competition Groups | 1.6266 | 0 | 0 | 219.8369 | 0.0073993 | 22 | Residential_2026_SC D_MW_Before Competition Groups_22 | Minimize Hot and Warm Clothes Wash | 0.7399% | 0 | 1.6266 | Residential_2026_SC D_MW_Before Competition Groups_Minimize Hot and Warm Clothes Wash
Residential | Res ¦ Outside Air Economizer | 2026 | SC D | MW | Before Competition Groups | 1.3239 | 0 | 0 | 219.8369 | 0.0060222 | 23 | Residential_2026_SC D_MW_Before Competition Groups_23 | Outside Air Economizer | 0.6022% | 0 | 1.3239 | Residential_2026_SC D_MW_Before Competition Groups_Outside Air Economizer
Residential | Res ¦ Energy Star Light Fixture | 2026 | SC D | MW | Before Competition Groups | 1.0886 | 0 | 0 | 219.8369 | 0.0049519 | 24 | Residential_2026_SC D_MW_Before Competition Groups_24 | Energy Star Light Fixture | 0.4952% | 0 | 1.0886 | Residential_2026_SC D_MW_Before Competition Groups_Energy Star Light Fixture
Residential | Res ¦ Energy Star Freezer | 2026 | SC D | MW | Before Competition Groups | 0.98409 | 0 | 0 | 219.8369 | 0.0044764 | 25 | Residential_2026_SC D_MW_Before Competition Groups_25 | Energy Star Freezer | 0.4476% | 0 | 0.98409 | Residential_2026_SC D_MW_Before Competition Groups_Energy Star Freezer
Residential | Res ¦ Air Sealing | 2026 | SC D | MW | Before Competition Groups | 0.77334 | 0 | 0 | 219.8369 | 0.0035178 | 26 | Residential_2026_SC D_MW_Before Competition Groups_26 | Air Sealing | 0.3518% | 0 | 0.77334 | Residential_2026_SC D_MW_Before Competition Groups_Air Sealing
Residential | Res ¦ LED Parking Lot Fixture | 2026 | SC D | MW | Before Competition Groups | 0.63859 | 0 | 0 | 219.8369 | 0.0029048 | 27 | Residential_2026_SC D_MW_Before Competition Groups_27 | LED Parking Lot Fixture | 0.2905% | 0 | 0.63859 | Residential_2026_SC D_MW_Before Competition Groups_LED Parking Lot Fixture
Residential | Res ¦ Furnace Whistle | 2026 | SC D | MW | Before Competition Groups | 0.60439 | 0 | 0 | 219.8369 | 0.0027493 | 28 | Residential_2026_SC D_MW_Before Competition Groups_28 | Furnace Whistle | 0.2749% | 0 | 0.60439 | Residential_2026_SC D_MW_Before Competition Groups_Furnace Whistle
Residential | Res ¦ Comprehensive Draft Proofing | 2026 | SC D | MW | Before Competition Groups | 0.45771 | 0 | 0 | 219.8369 | 0.002082 | 29 | Residential_2026_SC D_MW_Before Competition Groups_29 | Comprehensive Draft Proofing | 0.2082% | 0 | 0.45771 | Residential_2026_SC D_MW_Before Competition Groups_Comprehensive Draft Proofing
Residential | Res ¦ Energy Star Dehumidifier | 2026 | SC D | MW | Before Competition Groups | 0.42119 | 0 | 0 | 219.8369 | 0.0019159 | 30 | Residential_2026_SC D_MW_Before Competition Groups_30 | Energy Star Dehumidifier | 0.1916% | 0 | 0.42119 | Residential_2026_SC D_MW_Before Competition Groups_Energy Star Dehumidifier
Residential | Res ¦ ENERGY STAR LED Lamps (General Service Lamps) | 2026 | SC D | MW | Before Competition Groups | 0.3809 | 0 | 0 | 219.8369 | 0.0017326 | 31 | Residential_2026_SC D_MW_Before Competition Groups_31 | ENERGY STAR LED Lamps (General Service Lamps) | 0.1733% | 0 | 0.3809 | Residential_2026_SC D_MW_Before Competition Groups_ENERGY STAR LED Lamps (General Service Lamps)
Residential | Res ¦ Variable Frequency Drive (VFD) | 2026 | SC D | MW | Before Competition Groups | 0.36833 | 0 | 0 | 219.8369 | 0.0016755 | 32 | Residential_2026_SC D_MW_Before Competition Groups_32 | Variable Frequency Drive (VFD) | 0.1675% | 0 | 0.36833 | Residential_2026_SC D_MW_Before Competition Groups_Variable Frequency Drive (VFD)
Residential | Res ¦ CO Sensors for parking garage exhaust fans | 2026 | SC D | MW | Before Competition Groups | 0.31688 | 0 | 0 | 219.8369 | 0.0014414 | 33 | Residential_2026_SC D_MW_Before Competition Groups_33 | CO Sensors for parking garage exhaust fans | 0.1441% | 0 | 0.31688 | Residential_2026_SC D_MW_Before Competition Groups_CO Sensors for parking garage exhaust fans
Residential | Res ¦ Floor Insulation | 2026 | SC D | MW | Before Competition Groups | 0.29121 | 0 | 0 | 219.8369 | 0.0013247 | 34 | Residential_2026_SC D_MW_Before Competition Groups_34 | Floor Insulation | 0.1325% | 0 | 0.29121 | Residential_2026_SC D_MW_Before Competition Groups_Floor Insulation
Residential | Res ¦ Water Heater Temperature Setback | 2026 | SC D | MW | Before Competition Groups | 0.28113 | 0 | 0 | 219.8369 | 0.0012788 | 35 | Residential_2026_SC D_MW_Before Competition Groups_35 | Water Heater Temperature Setback | 0.1279% | 0 | 0.28113 | Residential_2026_SC D_MW_Before Competition Groups_Water Heater Temperature Setback
Residential | Res ¦ LED Exterior Area Lights - LED Fixture (200W) | 2026 | SC D | MW | Before Competition Groups | 0.27328 | 0 | 0 | 219.8369 | 0.0012431 | 36 | Residential_2026_SC D_MW_Before Competition Groups_36 | LED Exterior Area Lights - LED Fixture (200W) | 0.1243% | 0 | 0.27328 | Residential_2026_SC D_MW_Before Competition Groups_LED Exterior Area Lights - LED Fixture (200W)
Residential | Res ¦ Demand Control Ventilation | 2026 | SC D | MW | Before Competition Groups | 0.24615 | 0 | 0 | 219.8369 | 0.0011197 | 37 | Residential_2026_SC D_MW_Before Competition Groups_37 | Demand Control Ventilation | 0.112% | 0 | 0.24615 | Residential_2026_SC D_MW_Before Competition Groups_Demand Control Ventilation
Residential | Res ¦ Clothes Drying Racks | 2026 | SC D | MW | Before Competition Groups | 0.23049 | 0 | 0 | 219.8369 | 0.0010485 | 38 | Residential_2026_SC D_MW_Before Competition Groups_38 | Clothes Drying Racks | 0.1048% | 0 | 0.23049 | Residential_2026_SC D_MW_Before Competition Groups_Clothes Drying Racks
Residential | Res ¦ Duct Insulation | 2026 | SC D | MW | Before Competition Groups | 0.15427 | 0 | 0 | 219.8369 | 0.00070173 | 39 | Residential_2026_SC D_MW_Before Competition Groups_39 | Duct Insulation | 0.07017% | 0 | 0.15427 | Residential_2026_SC D_MW_Before Competition Groups_Duct Insulation
Residential | Res ¦ Condensing Make Up Air Unit | 2026 | SC D | MW | Before Competition Groups | 0.11506 | 0 | 0 | 219.8369 | 0.00052338 | 40 | Residential_2026_SC D_MW_Before Competition Groups_40 | Condensing Make Up Air Unit | 0.05234% | 0 | 0.11506 | Residential_2026_SC D_MW_Before Competition Groups_Condensing Make Up Air Unit
Residential | Res ¦ VFD on Pumps | 2026 | SC D | MW | Before Competition Groups | 0.10368 | 0 | 0 | 219.8369 | 0.00047162 | 41 | Residential_2026_SC D_MW_Before Competition Groups_41 | VFD on Pumps | 0.04716% | 0 | 0.10368 | Residential_2026_SC D_MW_Before Competition Groups_VFD on Pumps
Residential | Res ¦ Duct Insulation MF | 2026 | SC D | MW | Before Competition Groups | 0.090415 | 0 | 0 | 219.8369 | 0.00041128 | 42 | Residential_2026_SC D_MW_Before Competition Groups_42 | Duct Insulation MF | 0.04113% | 0 | 0.090415 | Residential_2026_SC D_MW_Before Competition Groups_Duct Insulation MF
Residential | Res ¦ Tankless Water Heater | 2026 | SC D | MW | Before Competition Groups | 0.066764 | 0 | 0 | 219.8369 | 0.0003037 | 43 | Residential_2026_SC D_MW_Before Competition Groups_43 | Tankless Water Heater | 0.03037% | 0 | 0.066764 | Residential_2026_SC D_MW_Before Competition Groups_Tankless Water Heater
Residential | Res ¦ ECM MOTORS FOR HVAC APPLICATION (FAN-POWERED VAV BOX) | 2026 | SC D | MW | Before Competition Groups | 0.061449 | 0 | 0 | 219.8369 | 0.00027952 | 44 | Residential_2026_SC D_MW_Before Competition Groups_44 | ECM MOTORS FOR HVAC APPLICATION (FAN-POWERED VAV BOX) | 0.02795% | 0 | 0.061449 | Residential_2026_SC D_MW_Before Competition Groups_ECM MOTORS FOR HVAC APPLICATION (FAN-POWERED VAV BOX)
Residential | Res ¦ Chilled Water Optimization | 2026 | SC D | MW | Before Competition Groups | 0.05376 | 0 | 0 | 219.8369 | 0.00024455 | 45 | Residential_2026_SC D_MW_Before Competition Groups_45 | Chilled Water Optimization | 0.02445% | 0 | 0.05376 | Residential_2026_SC D_MW_Before Competition Groups_Chilled Water Optimization
Residential | Res ¦ Heat Recovery Ventilator | 2026 | SC D | MW | Before Competition Groups | 0.043424 | 0 | 0 | 219.8369 | 0.00019753 | 46 | Residential_2026_SC D_MW_Before Competition Groups_46 | Heat Recovery Ventilator | 0.01975% | 0 | 0.043424 | Residential_2026_SC D_MW_Before Competition Groups_Heat Recovery Ventilator
Residential | Res ¦ Beverage Vending Machine Controls | 2026 | SC D | MW | Before Competition Groups | 0.036679 | 0 | 0 | 219.8369 | 0.00016685 | 47 | Residential_2026_SC D_MW_Before Competition Groups_47 | Beverage Vending Machine Controls | 0.01668% | 0 | 0.036679 | Residential_2026_SC D_MW_Before Competition Groups_Beverage Vending Machine Controls
Residential | Res ¦ LED High Bay Fixture | 2026 | SC D | MW | Before Competition Groups | 0.0050171 | 0 | 0 | 219.8369 | 2.2822e-05 | 48 | Residential_2026_SC D_MW_Before Competition Groups_48 | LED High Bay Fixture | 0.002282% | 0 | 0.0050171 | Residential_2026_SC D_MW_Before Competition Groups_LED High Bay Fixture
Residential | Res ¦ Wall Insulation MF | 2026 | SC D | MW | Before Competition Groups | 0.0011208 | 0 | 0 | 219.8369 | 5.0984e-06 | 49 | Residential_2026_SC D_MW_Before Competition Groups_49 | Wall Insulation MF | 0.0005098% | 0 | 0.0011208 | Residential_2026_SC D_MW_Before Competition Groups_Wall Insulation MF
Residential | Res ¦ Wall Insulation | 2026 | SC D | MW | Before Competition Groups | 0.0010245 | 0 | 0 | 219.8369 | 4.6603e-06 | 50 | Residential_2026_SC D_MW_Before Competition Groups_50 | Wall Insulation | 0.000466% | 0 | 0.0010245 | Residential_2026_SC D_MW_Before Competition Groups_Wall Insulation
Residential | Res ¦ Freezer Recycling | 2026 | SC D | MW | Before Competition Groups | 0.00017214 | 0 | 0 | 219.8369 | 7.8302e-07 | 51 | Residential_2026_SC D_MW_Before Competition Groups_51 | Freezer Recycling | 7.83e-05% | 0 | 0.00017214 | Residential_2026_SC D_MW_Before Competition Groups_Freezer Recycling
Residential | Res ¦ LED Downlight | 2026 | SC D | MW | Before Competition Groups | 0 | 0 | 0 | 219.8369 | 0 | 52 | Residential_2026_SC D_MW_Before Competition Groups_52 | LED Downlight | 0% | 0 | 0 | Residential_2026_SC D_MW_Before Competition Groups_LED Downlight
Residential | Res ¦ Smart Burners | 2026 | SC D | MW | Before Competition Groups | 0 | 0 | 0 | 219.8369 | 0 | 53 | Residential_2026_SC D_MW_Before Competition Groups_53 | Smart Burners | 0% | 0 | 0 | Residential_2026_SC D_MW_Before Competition Groups_Smart Burners
Residential | Res ¦ Smart Power Bar | 2026 | SC D | MW | Before Competition Groups | 0 | 0 | 0 | 219.8369 | 0 | 54 | Residential_2026_SC D_MW_Before Competition Groups_54 | Smart Power Bar | 0% | 0 | 0 | Residential_2026_SC D_MW_Before Competition Groups_Smart Power Bar
Residential | Res ¦ Energy Star Central Air Conditioner | 2026 | Technical | MW | Before Competition Groups | 237.3956 | 0 | 0 | 2450.389 | 0.096881 | 1 | Residential_2026_Technical_MW_Before Competition Groups_1 | Energy Star Central Air Conditioner | 9.688% | 0 | 237.3956 | Residential_2026_Technical_MW_Before Competition Groups_Energy Star Central Air Conditioner
Residential | Res ¦ Adaptive Thermostat | 2026 | Technical | MW | Before Competition Groups | 192.2981 | 0 | 0 | 2450.389 | 0.078477 | 2 | Residential_2026_Technical_MW_Before Competition Groups_2 | Adaptive Thermostat | 7.848% | 0 | 192.2981 | Residential_2026_Technical_MW_Before Competition Groups_Adaptive Thermostat
Residential | Res ¦ Ductless Mini-Split Air Conditioner | 2026 | Technical | MW | Before Competition Groups | 123.2343 | 0 | 0 | 2450.389 | 0.050292 | 3 | Residential_2026_Technical_MW_Before Competition Groups_3 | Ductless Mini-Split Air Conditioner | 5.029% | 0 | 123.2343 | Residential_2026_Technical_MW_Before Competition Groups_Ductless Mini-Split Air Conditioner
Residential | Res ¦ Energy Star Ground Source Heat Pump | 2026 | Technical | MW | Before Competition Groups | 118.2288 | 0 | 0 | 2450.389 | 0.048249 | 4 | Residential_2026_Technical_MW_Before Competition Groups_4 | Energy Star Ground Source Heat Pump | 4.825% | 0 | 118.2288 | Residential_2026_Technical_MW_Before Competition Groups_Energy Star Ground Source Heat Pump
Residential | Res ¦ Ductless Mini-Split Heat Pump | 2026 | Technical | MW | Before Competition Groups | 117.1462 | 0 | 0 | 2450.389 | 0.047807 | 5 | Residential_2026_Technical_MW_Before Competition Groups_5 | Ductless Mini-Split Heat Pump | 4.781% | 0 | 117.1462 | Residential_2026_Technical_MW_Before Competition Groups_Ductless Mini-Split Heat Pump
Residential | Res ¦ Energy Star A Line, PAR, MR Lamps | 2026 | Technical | MW | Before Competition Groups | 93.276 | 0 | 0 | 2450.389 | 0.038066 | 6 | Residential_2026_Technical_MW_Before Competition Groups_6 | Energy Star A Line, PAR, MR Lamps | 3.807% | 0 | 93.276 | Residential_2026_Technical_MW_Before Competition Groups_Energy Star A Line, PAR, MR Lamps
Residential | Res ¦ Energy Star LED Bulbs General Purpose LEDs | 2026 | Technical | MW | Before Competition Groups | 92.4811 | 0 | 0 | 2450.389 | 0.037741 | 7 | Residential_2026_Technical_MW_Before Competition Groups_7 | Energy Star LED Bulbs General Purpose LEDs | 3.774% | 0 | 92.4811 | Residential_2026_Technical_MW_Before Competition Groups_Energy Star LED Bulbs General Purpose LEDs
Residential | Res ¦ Building Recommissioning, Operations and Maintenance (O&M) Improvements | 2026 | Technical | MW | Before Competition Groups | 86.7755 | 0 | 0 | 2450.389 | 0.035413 | 8 | Residential_2026_Technical_MW_Before Competition Groups_8 | Building Recommissioning, Operations and Maintenance (O&M) Improvements | 3.541% | 0 | 86.7755 | Residential_2026_Technical_MW_Before Competition Groups_Building Recommissioning, Operations and Maintenance (O&M) Improvements
Residential | Res ¦ Energy Star LED Specialty Bulbs | 2026 | Technical | MW | Before Competition Groups | 84.697 | 0 | 0 | 2450.389 | 0.034565 | 9 | Residential_2026_Technical_MW_Before Competition Groups_9 | Energy Star LED Specialty Bulbs | 3.456% | 0 | 84.697 | Residential_2026_Technical_MW_Before Competition Groups_Energy Star LED Specialty Bulbs
Residential | Res ¦ Basement Wall Insulation | 2026 | Technical | MW | Before Competition Groups | 80.038 | 0 | 0 | 2450.389 | 0.032663 | 10 | Residential_2026_Technical_MW_Before Competition Groups_10 | Basement Wall Insulation | 3.266% | 0 | 80.038 | Residential_2026_Technical_MW_Before Competition Groups_Basement Wall Insulation
Residential | Res ¦ Smart Burners | 2026 | Technical | MW | Before Competition Groups | 77.9452 | 0 | 0 | 2450.389 | 0.031809 | 11 | Residential_2026_Technical_MW_Before Competition Groups_11 | Smart Burners | 3.181% | 0 | 77.9452 | Residential_2026_Technical_MW_Before Competition Groups_Smart Burners
Residential | Res ¦ Energy Star Refrigerator | 2026 | Technical | MW | Before Competition Groups | 67.5902 | 0 | 0 | 2450.389 | 0.027583 | 12 | Residential_2026_Technical_MW_Before Competition Groups_12 | Energy Star Refrigerator | 2.758% | 0 | 67.5902 | Residential_2026_Technical_MW_Before Competition Groups_Energy Star Refrigerator
Residential | Res ¦ Energy Star Air Source Heat Pump | 2026 | Technical | MW | Before Competition Groups | 66.99 | 0 | 0 | 2450.389 | 0.027339 | 13 | Residential_2026_Technical_MW_Before Competition Groups_13 | Energy Star Air Source Heat Pump | 2.734% | 0 | 66.99 | Residential_2026_Technical_MW_Before Competition Groups_Energy Star Air Source Heat Pump
Residential | Res ¦ Basement or Crawlspace Insulation | 2026 | Technical | MW | Before Competition Groups | 66.4658 | 0 | 0 | 2450.389 | 0.027125 | 14 | Residential_2026_Technical_MW_Before Competition Groups_14 | Basement or Crawlspace Insulation | 2.712% | 0 | 66.4658 | Residential_2026_Technical_MW_Before Competition Groups_Basement or Crawlspace Insulation
Residential | Res ¦ Smart Power Bar | 2026 | Technical | MW | Before Competition Groups | 64.3478 | 0 | 0 | 2450.389 | 0.02626 | 15 | Residential_2026_Technical_MW_Before Competition Groups_15 | Smart Power Bar | 2.626% | 0 | 64.3478 | Residential_2026_Technical_MW_Before Competition Groups_Smart Power Bar
Residential | Res ¦ Variable Speed Pool Pump Motor | 2026 | Technical | MW | Before Competition Groups | 61.9829 | 0 | 0 | 2450.389 | 0.025295 | 16 | Residential_2026_Technical_MW_Before Competition Groups_16 | Variable Speed Pool Pump Motor | 2.53% | 0 | 61.9829 | Residential_2026_Technical_MW_Before Competition Groups_Variable Speed Pool Pump Motor
Residential | Res ¦ Attic Insulation | 2026 | Technical | MW | Before Competition Groups | 61.7442 | 0 | 0 | 2450.389 | 0.025198 | 17 | Residential_2026_Technical_MW_Before Competition Groups_17 | Attic Insulation | 2.52% | 0 | 61.7442 | Residential_2026_Technical_MW_Before Competition Groups_Attic Insulation
Residential | Res ¦ Heat Pump Clothes Dryer | 2026 | Technical | MW | Before Competition Groups | 61.658 | 0 | 0 | 2450.389 | 0.025163 | 18 | Residential_2026_Technical_MW_Before Competition Groups_18 | Heat Pump Clothes Dryer | 2.516% | 0 | 61.658 | Residential_2026_Technical_MW_Before Competition Groups_Heat Pump Clothes Dryer
Residential | Res ¦ Energy Star Clothes Washer | 2026 | Technical | MW | Before Competition Groups | 58.0742 | 0 | 0 | 2450.389 | 0.0237 | 19 | Residential_2026_Technical_MW_Before Competition Groups_19 | Energy Star Clothes Washer | 2.37% | 0 | 58.0742 | Residential_2026_Technical_MW_Before Competition Groups_Energy Star Clothes Washer
Residential | Res ¦ Networked/ Connected - Indoor LED Lamp | 2026 | Technical | MW | Before Competition Groups | 57.6701 | 0 | 0 | 2450.389 | 0.023535 | 20 | Residential_2026_Technical_MW_Before Competition Groups_20 | Networked/ Connected - Indoor LED Lamp | 2.354% | 0 | 57.6701 | Residential_2026_Technical_MW_Before Competition Groups_Networked/ Connected - Indoor LED Lamp
Residential | Res ¦ Wall Insulation | 2026 | Technical | MW | Before Competition Groups | 48.2411 | 0 | 0 | 2450.389 | 0.019687 | 21 | Residential_2026_Technical_MW_Before Competition Groups_21 | Wall Insulation | 1.969% | 0 | 48.2411 | Residential_2026_Technical_MW_Before Competition Groups_Wall Insulation
Residential | Res ¦ Induction Cooking Stove Top | 2026 | Technical | MW | Before Competition Groups | 48.0142 | 0 | 0 | 2450.389 | 0.019595 | 22 | Residential_2026_Technical_MW_Before Competition Groups_22 | Induction Cooking Stove Top | 1.959% | 0 | 48.0142 | Residential_2026_Technical_MW_Before Competition Groups_Induction Cooking Stove Top
Residential | Res ¦ Energy Star Room Air Conditioner | 2026 | Technical | MW | Before Competition Groups | 47.659 | 0 | 0 | 2450.389 | 0.01945 | 23 | Residential_2026_Technical_MW_Before Competition Groups_23 | Energy Star Room Air Conditioner | 1.945% | 0 | 47.659 | Residential_2026_Technical_MW_Before Competition Groups_Energy Star Room Air Conditioner
Residential | Res ¦ Energy Star Clothes Dryer | 2026 | Technical | MW | Before Competition Groups | 35.2171 | 0 | 0 | 2450.389 | 0.014372 | 24 | Residential_2026_Technical_MW_Before Competition Groups_24 | Energy Star Clothes Dryer | 1.437% | 0 | 35.2171 | Residential_2026_Technical_MW_Before Competition Groups_Energy Star Clothes Dryer
Residential | Res ¦ Variable Refrigerant Flow Heat Pump | 2026 | Technical | MW | Before Competition Groups | 26.366 | 0 | 0 | 2450.389 | 0.01076 | 25 | Residential_2026_Technical_MW_Before Competition Groups_25 | Variable Refrigerant Flow Heat Pump | 1.076% | 0 | 26.366 | Residential_2026_Technical_MW_Before Competition Groups_Variable Refrigerant Flow Heat Pump
Residential | Res ¦ Lighting Motion Sensors, Timers, Dimmers | 2026 | Technical | MW | Before Competition Groups | 26.3122 | 0 | 0 | 2450.389 | 0.010738 | 26 | Residential_2026_Technical_MW_Before Competition Groups_26 | Lighting Motion Sensors, Timers, Dimmers | 1.074% | 0 | 26.3122 | Residential_2026_Technical_MW_Before Competition Groups_Lighting Motion Sensors, Timers, Dimmers
Residential | Res ¦ Ceiling Insulation | 2026 | Technical | MW | Before Competition Groups | 24.182 | 0 | 0 | 2450.389 | 0.0098686 | 27 | Residential_2026_Technical_MW_Before Competition Groups_27 | Ceiling Insulation | 0.9869% | 0 | 24.182 | Residential_2026_Technical_MW_Before Competition Groups_Ceiling Insulation
Residential | Res ¦ Duct Insulation | 2026 | Technical | MW | Before Competition Groups | 19.8794 | 0 | 0 | 2450.389 | 0.0081128 | 28 | Residential_2026_Technical_MW_Before Competition Groups_28 | Duct Insulation | 0.8113% | 0 | 19.8794 | Residential_2026_Technical_MW_Before Competition Groups_Duct Insulation
Residential | Res ¦ Air Source Heat Pump | 2026 | Technical | MW | Before Competition Groups | 17.2277 | 0 | 0 | 2450.389 | 0.0070306 | 29 | Residential_2026_Technical_MW_Before Competition Groups_29 | Air Source Heat Pump | 0.7031% | 0 | 17.2277 | Residential_2026_Technical_MW_Before Competition Groups_Air Source Heat Pump
Residential | Res ¦ Air Sealing | 2026 | Technical | MW | Before Competition Groups | 17.025 | 0 | 0 | 2450.389 | 0.0069479 | 30 | Residential_2026_Technical_MW_Before Competition Groups_30 | Air Sealing | 0.6948% | 0 | 17.025 | Residential_2026_Technical_MW_Before Competition Groups_Air Sealing
Residential | Res ¦ Energy Star Light Fixture | 2026 | Technical | MW | Before Competition Groups | 16.2435 | 0 | 0 | 2450.389 | 0.0066289 | 31 | Residential_2026_Technical_MW_Before Competition Groups_31 | Energy Star Light Fixture | 0.6629% | 0 | 16.2435 | Residential_2026_Technical_MW_Before Competition Groups_Energy Star Light Fixture
Residential | Res ¦ Central Air Conditioner Maintenance | 2026 | Technical | MW | Before Competition Groups | 16.1823 | 0 | 0 | 2450.389 | 0.006604 | 32 | Residential_2026_Technical_MW_Before Competition Groups_32 | Central Air Conditioner Maintenance | 0.6604% | 0 | 16.1823 | Residential_2026_Technical_MW_Before Competition Groups_Central Air Conditioner Maintenance
Residential | Res ¦ Floor Insulation | 2026 | Technical | MW | Before Competition Groups | 16.1822 | 0 | 0 | 2450.389 | 0.0066039 | 33 | Residential_2026_Technical_MW_Before Competition Groups_33 | Floor Insulation | 0.6604% | 0 | 16.1822 | Residential_2026_Technical_MW_Before Competition Groups_Floor Insulation
Residential | Res ¦ Dehumidifier Recycling | 2026 | Technical | MW | Before Competition Groups | 14.9266 | 0 | 0 | 2450.389 | 0.0060915 | 34 | Residential_2026_Technical_MW_Before Competition Groups_34 | Dehumidifier Recycling | 0.6092% | 0 | 14.9266 | Residential_2026_Technical_MW_Before Competition Groups_Dehumidifier Recycling
Residential | Res ¦ Home Energy Reports | 2026 | Technical | MW | Before Competition Groups | 14.5525 | 0 | 0 | 2450.389 | 0.0059388 | 35 | Residential_2026_Technical_MW_Before Competition Groups_35 | Home Energy Reports | 0.5939% | 0 | 14.5525 | Residential_2026_Technical_MW_Before Competition Groups_Home Energy Reports
Residential | Res ¦ Advanced BAS/Controllers | 2026 | Technical | MW | Before Competition Groups | 12.7006 | 0 | 0 | 2450.389 | 0.0051831 | 36 | Residential_2026_Technical_MW_Before Competition Groups_36 | Advanced BAS/Controllers | 0.5183% | 0 | 12.7006 | Residential_2026_Technical_MW_Before Competition Groups_Advanced BAS/Controllers
Residential | Res ¦ Clothes Drying Racks | 2026 | Technical | MW | Before Competition Groups | 11.7531 | 0 | 0 | 2450.389 | 0.0047964 | 37 | Residential_2026_Technical_MW_Before Competition Groups_37 | Clothes Drying Racks | 0.4796% | 0 | 11.7531 | Residential_2026_Technical_MW_Before Competition Groups_Clothes Drying Racks
Residential | Res ¦ Energy Star Torchiere | 2026 | Technical | MW | Before Competition Groups | 11.5373 | 0 | 0 | 2450.389 | 0.0047084 | 38 | Residential_2026_Technical_MW_Before Competition Groups_38 | Energy Star Torchiere | 0.4708% | 0 | 11.5373 | Residential_2026_Technical_MW_Before Competition Groups_Energy Star Torchiere
Residential | Res ¦ Occupancy Sensors MF | 2026 | Technical | MW | Before Competition Groups | 10.4734 | 0 | 0 | 2450.389 | 0.0042742 | 39 | Residential_2026_Technical_MW_Before Competition Groups_39 | Occupancy Sensors MF | 0.4274% | 0 | 10.4734 | Residential_2026_Technical_MW_Before Competition Groups_Occupancy Sensors MF
Residential | Res ¦ Refrigerator Recycling | 2026 | Technical | MW | Before Competition Groups | 9.9599 | 0 | 0 | 2450.389 | 0.0040646 | 40 | Residential_2026_Technical_MW_Before Competition Groups_40 | Refrigerator Recycling | 0.4065% | 0 | 9.9599 | Residential_2026_Technical_MW_Before Competition Groups_Refrigerator Recycling
Residential | Res ¦ Freezer Recycling | 2026 | Technical | MW | Before Competition Groups | 9.2785 | 0 | 0 | 2450.389 | 0.0037866 | 41 | Residential_2026_Technical_MW_Before Competition Groups_41 | Freezer Recycling | 0.3787% | 0 | 9.2785 | Residential_2026_Technical_MW_Before Competition Groups_Freezer Recycling
Residential | Res ¦ Energy Star Dehumidifier | 2026 | Technical | MW | Before Competition Groups | 8.7703 | 0 | 0 | 2450.389 | 0.0035792 | 42 | Residential_2026_Technical_MW_Before Competition Groups_42 | Energy Star Dehumidifier | 0.3579% | 0 | 8.7703 | Residential_2026_Technical_MW_Before Competition Groups_Energy Star Dehumidifier
Residential | Res ¦ Duct Insulation MF | 2026 | Technical | MW | Before Competition Groups | 8.7699 | 0 | 0 | 2450.389 | 0.003579 | 43 | Residential_2026_Technical_MW_Before Competition Groups_43 | Duct Insulation MF | 0.3579% | 0 | 8.7699 | Residential_2026_Technical_MW_Before Competition Groups_Duct Insulation MF
Residential | Res ¦ Energy Star Windows | 2026 | Technical | MW | Before Competition Groups | 6.8873 | 0 | 0 | 2450.389 | 0.0028107 | 44 | Residential_2026_Technical_MW_Before Competition Groups_44 | Energy Star Windows | 0.2811% | 0 | 6.8873 | Residential_2026_Technical_MW_Before Competition Groups_Energy Star Windows
Residential | Res ¦ Energy Star Freezer | 2026 | Technical | MW | Before Competition Groups | 6.8809 | 0 | 0 | 2450.389 | 0.0028081 | 45 | Residential_2026_Technical_MW_Before Competition Groups_45 | Energy Star Freezer | 0.2808% | 0 | 6.8809 | Residential_2026_Technical_MW_Before Competition Groups_Energy Star Freezer
Residential | Res ¦ Furnace with ECM | 2026 | Technical | MW | Before Competition Groups | 6.5221 | 0 | 0 | 2450.389 | 0.0026617 | 46 | Residential_2026_Technical_MW_Before Competition Groups_46 | Furnace with ECM | 0.2662% | 0 | 6.5221 | Residential_2026_Technical_MW_Before Competition Groups_Furnace with ECM
Residential | Res ¦ High Efficiency Chiller (avg of water and air cooled) | 2026 | Technical | MW | Before Competition Groups | 6.4252 | 0 | 0 | 2450.389 | 0.0026221 | 47 | Residential_2026_Technical_MW_Before Competition Groups_47 | High Efficiency Chiller (avg of water and air cooled) | 0.2622% | 0 | 6.4252 | Residential_2026_Technical_MW_Before Competition Groups_High Efficiency Chiller (avg of water and air cooled)
Residential | Res ¦ INTEGRAL LED TROFFERS | 2026 | Technical | MW | Before Competition Groups | 5.7303 | 0 | 0 | 2450.389 | 0.0023385 | 48 | Residential_2026_Technical_MW_Before Competition Groups_48 | INTEGRAL LED TROFFERS | 0.2339% | 0 | 5.7303 | Residential_2026_Technical_MW_Before Competition Groups_INTEGRAL LED TROFFERS
Residential | Res ¦ Minimize Hot and Warm Clothes Wash | 2026 | Technical | MW | Before Competition Groups | 4.923 | 0 | 0 | 2450.389 | 0.0020091 | 49 | Residential_2026_Technical_MW_Before Competition Groups_49 | Minimize Hot and Warm Clothes Wash | 0.2009% | 0 | 4.923 | Residential_2026_Technical_MW_Before Competition Groups_Minimize Hot and Warm Clothes Wash
Residential | Res ¦ Networked/ Connected - Indoor LED Luminaire | 2026 | Technical | MW | Before Competition Groups | 4.3868 | 0 | 0 | 2450.389 | 0.0017902 | 50 | Residential_2026_Technical_MW_Before Competition Groups_50 | Networked/ Connected - Indoor LED Luminaire | 0.179% | 0 | 4.3868 | Residential_2026_Technical_MW_Before Competition Groups_Networked/ Connected - Indoor LED Luminaire
Residential | Res ¦ Passive Attic Ventilation | 2026 | Technical | MW | Before Competition Groups | 4.2111 | 0 | 0 | 2450.389 | 0.0017185 | 51 | Residential_2026_Technical_MW_Before Competition Groups_51 | Passive Attic Ventilation | 0.1719% | 0 | 4.2111 | Residential_2026_Technical_MW_Before Competition Groups_Passive Attic Ventilation
Residential | Res ¦ LED Downlight | 2026 | Technical | MW | Before Competition Groups | 4.0116 | 0 | 0 | 2450.389 | 0.0016371 | 52 | Residential_2026_Technical_MW_Before Competition Groups_52 | LED Downlight | 0.1637% | 0 | 4.0116 | Residential_2026_Technical_MW_Before Competition Groups_LED Downlight
Residential | Res ¦ Heat Pump Water Heater | 2026 | Technical | MW | Before Competition Groups | 3.804 | 0 | 0 | 2450.389 | 0.0015524 | 53 | Residential_2026_Technical_MW_Before Competition Groups_53 | Heat Pump Water Heater | 0.1552% | 0 | 3.804 | Residential_2026_Technical_MW_Before Competition Groups_Heat Pump Water Heater
Residential | Res ¦ Central Lighting Control System | 2026 | Technical | MW | Before Competition Groups | 3.7532 | 0 | 0 | 2450.389 | 0.0015317 | 54 | Residential_2026_Technical_MW_Before Competition Groups_54 | Central Lighting Control System | 0.1532% | 0 | 3.7532 | Residential_2026_Technical_MW_Before Competition Groups_Central Lighting Control System
Residential | Res ¦ Tankless Water Heater | 2026 | Technical | MW | Before Competition Groups | 3.4348 | 0 | 0 | 2450.389 | 0.0014017 | 55 | Residential_2026_Technical_MW_Before Competition Groups_55 | Tankless Water Heater | 0.1402% | 0 | 3.4348 | Residential_2026_Technical_MW_Before Competition Groups_Tankless Water Heater
Residential | Res ¦ Early Hot Water Heater Replacement | 2026 | Technical | MW | Before Competition Groups | 3.1949 | 0 | 0 | 2450.389 | 0.0013038 | 56 | Residential_2026_Technical_MW_Before Competition Groups_56 | Early Hot Water Heater Replacement | 0.1304% | 0 | 3.1949 | Residential_2026_Technical_MW_Before Competition Groups_Early Hot Water Heater Replacement
Residential | Res ¦ Outside Air Economizer | 2026 | Technical | MW | Before Competition Groups | 3.0604 | 0 | 0 | 2450.389 | 0.0012489 | 57 | Residential_2026_Technical_MW_Before Competition Groups_57 | Outside Air Economizer | 0.1249% | 0 | 3.0604 | Residential_2026_Technical_MW_Before Competition Groups_Outside Air Economizer
Residential | Res ¦ LED Tube Re-Lamp | 2026 | Technical | MW | Before Competition Groups | 3.0382 | 0 | 0 | 2450.389 | 0.0012399 | 58 | Residential_2026_Technical_MW_Before Competition Groups_58 | LED Tube Re-Lamp | 0.124% | 0 | 3.0382 | Residential_2026_Technical_MW_Before Competition Groups_LED Tube Re-Lamp
Residential | Res ¦ Energy Star Ceiling Fan/Lighting | 2026 | Technical | MW | Before Competition Groups | 3.0042 | 0 | 0 | 2450.389 | 0.001226 | 59 | Residential_2026_Technical_MW_Before Competition Groups_59 | Energy Star Ceiling Fan/Lighting | 0.1226% | 0 | 3.0042 | Residential_2026_Technical_MW_Before Competition Groups_Energy Star Ceiling Fan/Lighting
Residential | Res ¦ Heat Recovery Ventilator | 2026 | Technical | MW | Before Competition Groups | 2.9468 | 0 | 0 | 2450.389 | 0.0012026 | 60 | Residential_2026_Technical_MW_Before Competition Groups_60 | Heat Recovery Ventilator | 0.1203% | 0 | 2.9468 | Residential_2026_Technical_MW_Before Competition Groups_Heat Recovery Ventilator
Residential | Res ¦ Air Source Heat Pump Maintenance | 2026 | Technical | MW | Before Competition Groups | 2.8306 | 0 | 0 | 2450.389 | 0.0011552 | 61 | Residential_2026_Technical_MW_Before Competition Groups_61 | Air Source Heat Pump Maintenance | 0.1155% | 0 | 2.8306 | Residential_2026_Technical_MW_Before Competition Groups_Air Source Heat Pump Maintenance
Residential | Res ¦ Demand Control Ventilation | 2026 | Technical | MW | Before Competition Groups | 2.2321 | 0 | 0 | 2450.389 | 0.00091091 | 62 | Residential_2026_Technical_MW_Before Competition Groups_62 | Demand Control Ventilation | 0.09109% | 0 | 2.2321 | Residential_2026_Technical_MW_Before Competition Groups_Demand Control Ventilation
Residential | Res ¦ Drain Water Heat Recovery | 2026 | Technical | MW | Before Competition Groups | 2.1459 | 0 | 0 | 2450.389 | 0.00087574 | 63 | Residential_2026_Technical_MW_Before Competition Groups_63 | Drain Water Heat Recovery | 0.08757% | 0 | 2.1459 | Residential_2026_Technical_MW_Before Competition Groups_Drain Water Heat Recovery
Residential | Res ¦ Furnace Whistle | 2026 | Technical | MW | Before Competition Groups | 2.1449 | 0 | 0 | 2450.389 | 0.00087534 | 64 | Residential_2026_Technical_MW_Before Competition Groups_64 | Furnace Whistle | 0.08753% | 0 | 2.1449 | Residential_2026_Technical_MW_Before Competition Groups_Furnace Whistle
Residential | Res ¦ Window Film | 2026 | Technical | MW | Before Competition Groups | 1.9738 | 0 | 0 | 2450.389 | 0.0008055 | 65 | Residential_2026_Technical_MW_Before Competition Groups_65 | Window Film | 0.08055% | 0 | 1.9738 | Residential_2026_Technical_MW_Before Competition Groups_Window Film
Residential | Res ¦ CO Sensors for parking garage exhaust fans | 2026 | Technical | MW | Before Competition Groups | 1.9309 | 0 | 0 | 2450.389 | 0.00078799 | 66 | Residential_2026_Technical_MW_Before Competition Groups_66 | CO Sensors for parking garage exhaust fans | 0.0788% | 0 | 1.9309 | Residential_2026_Technical_MW_Before Competition Groups_CO Sensors for parking garage exhaust fans
Residential | Res ¦ ENERGY STAR LED LAMPS (REFLECTOR LAMPs/MR16/PAR 16) | 2026 | Technical | MW | Before Competition Groups | 1.9233 | 0 | 0 | 2450.389 | 0.00078488 | 67 | Residential_2026_Technical_MW_Before Competition Groups_67 | ENERGY STAR LED LAMPS (REFLECTOR LAMPs/MR16/PAR 16) | 0.07849% | 0 | 1.9233 | Residential_2026_Technical_MW_Before Competition Groups_ENERGY STAR LED LAMPS (REFLECTOR LAMPs/MR16/PAR 16)
Residential | Res ¦ Solar Water Heating System | 2026 | Technical | MW | Before Competition Groups | 1.8734 | 0 | 0 | 2450.389 | 0.00076454 | 68 | Residential_2026_Technical_MW_Before Competition Groups_68 | Solar Water Heating System | 0.07645% | 0 | 1.8734 | Residential_2026_Technical_MW_Before Competition Groups_Solar Water Heating System
Residential | Res ¦ Comprehensive Draft Proofing | 2026 | Technical | MW | Before Competition Groups | 1.8227 | 0 | 0 | 2450.389 | 0.00074382 | 69 | Residential_2026_Technical_MW_Before Competition Groups_69 | Comprehensive Draft Proofing | 0.07438% | 0 | 1.8227 | Residential_2026_Technical_MW_Before Competition Groups_Comprehensive Draft Proofing
Residential | Res ¦ Energy Star Dishwasher | 2026 | Technical | MW | Before Competition Groups | 1.8151 | 0 | 0 | 2450.389 | 0.00074075 | 70 | Residential_2026_Technical_MW_Before Competition Groups_70 | Energy Star Dishwasher | 0.07407% | 0 | 1.8151 | Residential_2026_Technical_MW_Before Competition Groups_Energy Star Dishwasher
Residential | Res ¦ Variable Frequency Drive (VFD) | 2026 | Technical | MW | Before Competition Groups | 1.7678 | 0 | 0 | 2450.389 | 0.00072146 | 71 | Residential_2026_Technical_MW_Before Competition Groups_71 | Variable Frequency Drive (VFD) | 0.07215% | 0 | 1.7678 | Residential_2026_Technical_MW_Before Competition Groups_Variable Frequency Drive (VFD)
Residential | Res ¦ High Efficiency Storage Water Heater | 2026 | Technical | MW | Before Competition Groups | 1.6624 | 0 | 0 | 2450.389 | 0.00067841 | 72 | Residential_2026_Technical_MW_Before Competition Groups_72 | High Efficiency Storage Water Heater | 0.06784% | 0 | 1.6624 | Residential_2026_Technical_MW_Before Competition Groups_High Efficiency Storage Water Heater
Residential | Res ¦ DHW Recirculation Systems | 2026 | Technical | MW | Before Competition Groups | 1.388 | 0 | 0 | 2450.389 | 0.00056643 | 73 | Residential_2026_Technical_MW_Before Competition Groups_73 | DHW Recirculation Systems | 0.05664% | 0 | 1.388 | Residential_2026_Technical_MW_Before Competition Groups_DHW Recirculation Systems
Residential | Res ¦ Condensing Make Up Air Unit | 2026 | Technical | MW | Before Competition Groups | 1.1773 | 0 | 0 | 2450.389 | 0.00048046 | 74 | Residential_2026_Technical_MW_Before Competition Groups_74 | Condensing Make Up Air Unit | 0.04805% | 0 | 1.1773 | Residential_2026_Technical_MW_Before Competition Groups_Condensing Make Up Air Unit
Residential | Res ¦ Water Heater Temperature Setback | 2026 | Technical | MW | Before Competition Groups | 1.1181 | 0 | 0 | 2450.389 | 0.00045628 | 75 | Residential_2026_Technical_MW_Before Competition Groups_75 | Water Heater Temperature Setback | 0.04563% | 0 | 1.1181 | Residential_2026_Technical_MW_Before Competition Groups_Water Heater Temperature Setback
Residential | Res ¦ Solar Powered Attic Fan | 2026 | Technical | MW | Before Competition Groups | 0.93252 | 0 | 0 | 2450.389 | 0.00038056 | 76 | Residential_2026_Technical_MW_Before Competition Groups_76 | Solar Powered Attic Fan | 0.03806% | 0 | 0.93252 | Residential_2026_Technical_MW_Before Competition Groups_Solar Powered Attic Fan
Residential | Res ¦ LED Parking Lot Fixture | 2026 | Technical | MW | Before Competition Groups | 0.8555 | 0 | 0 | 2450.389 | 0.00034913 | 77 | Residential_2026_Technical_MW_Before Competition Groups_77 | LED Parking Lot Fixture | 0.03491% | 0 | 0.8555 | Residential_2026_Technical_MW_Before Competition Groups_LED Parking Lot Fixture
Residential | Res ¦ HVAC Optimization | 2026 | Technical | MW | Before Competition Groups | 0.74538 | 0 | 0 | 2450.389 | 0.00030419 | 78 | Residential_2026_Technical_MW_Before Competition Groups_78 | HVAC Optimization | 0.03042% | 0 | 0.74538 | Residential_2026_Technical_MW_Before Competition Groups_HVAC Optimization
Residential | Res ¦ VFD on Pumps | 2026 | Technical | MW | Before Competition Groups | 0.54363 | 0 | 0 | 2450.389 | 0.00022186 | 79 | Residential_2026_Technical_MW_Before Competition Groups_79 | VFD on Pumps | 0.02219% | 0 | 0.54363 | Residential_2026_Technical_MW_Before Competition Groups_VFD on Pumps
Residential | Res ¦ ENERGY STAR LED Lamps (General Service Lamps) | 2026 | Technical | MW | Before Competition Groups | 0.43963 | 0 | 0 | 2450.389 | 0.00017941 | 80 | Residential_2026_Technical_MW_Before Competition Groups_80 | ENERGY STAR LED Lamps (General Service Lamps) | 0.01794% | 0 | 0.43963 | Residential_2026_Technical_MW_Before Competition Groups_ENERGY STAR LED Lamps (General Service Lamps)
Residential | Res ¦ LED Exterior Area Lights - LED Fixture (200W) | 2026 | Technical | MW | Before Competition Groups | 0.39461 | 0 | 0 | 2450.389 | 0.00016104 | 81 | Residential_2026_Technical_MW_Before Competition Groups_81 | LED Exterior Area Lights - LED Fixture (200W) | 0.0161% | 0 | 0.39461 | Residential_2026_Technical_MW_Before Competition Groups_LED Exterior Area Lights - LED Fixture (200W)
Residential | Res ¦ ECM MOTORS FOR HVAC APPLICATION (FAN-POWERED VAV BOX) | 2026 | Technical | MW | Before Competition Groups | 0.32089 | 0 | 0 | 2450.389 | 0.00013096 | 82 | Residential_2026_Technical_MW_Before Competition Groups_82 | ECM MOTORS FOR HVAC APPLICATION (FAN-POWERED VAV BOX) | 0.0131% | 0 | 0.32089 | Residential_2026_Technical_MW_Before Competition Groups_ECM MOTORS FOR HVAC APPLICATION (FAN-POWERED VAV BOX)
Residential | Res ¦ Beverage Vending Machine Controls | 2026 | Technical | MW | Before Competition Groups | 0.22497 | 0 | 0 | 2450.389 | 9.181e-05 | 83 | Residential_2026_Technical_MW_Before Competition Groups_83 | Beverage Vending Machine Controls | 0.009181% | 0 | 0.22497 | Residential_2026_Technical_MW_Before Competition Groups_Beverage Vending Machine Controls
Residential | Res ¦ Wall Insulation MF | 2026 | Technical | MW | Before Competition Groups | 0.17614 | 0 | 0 | 2450.389 | 7.1881e-05 | 84 | Residential_2026_Technical_MW_Before Competition Groups_84 | Wall Insulation MF | 0.007188% | 0 | 0.17614 | Residential_2026_Technical_MW_Before Competition Groups_Wall Insulation MF
Residential | Res ¦ Chilled Water Optimization | 2026 | Technical | MW | Before Competition Groups | 0.16502 | 0 | 0 | 2450.389 | 6.7344e-05 | 85 | Residential_2026_Technical_MW_Before Competition Groups_85 | Chilled Water Optimization | 0.006734% | 0 | 0.16502 | Residential_2026_Technical_MW_Before Competition Groups_Chilled Water Optimization
Residential | Res ¦ LED Recessed Downlights | 2026 | Technical | MW | Before Competition Groups | 0.03093 | 0 | 0 | 2450.389 | 1.2622e-05 | 86 | Residential_2026_Technical_MW_Before Competition Groups_86 | LED Recessed Downlights | 0.001262% | 0 | 0.03093 | Residential_2026_Technical_MW_Before Competition Groups_LED Recessed Downlights
Residential | Res ¦ LED High Bay Fixture | 2026 | Technical | MW | Before Competition Groups | 0.026431 | 0 | 0 | 2450.389 | 1.0787e-05 | 87 | Residential_2026_Technical_MW_Before Competition Groups_87 | LED High Bay Fixture | 0.001079% | 0 | 0.026431 | Residential_2026_Technical_MW_Before Competition Groups_LED High Bay Fixture
Residential | Res ¦ Radiant Barrier | 2026 | Technical | MW | Before Competition Groups | 0.013598 | 0 | 0 | 2450.389 | 5.5492e-06 | 88 | Residential_2026_Technical_MW_Before Competition Groups_88 | Radiant Barrier | 0.0005549% | 0 | 0.013598 | Residential_2026_Technical_MW_Before Competition Groups_Radiant Barrier
Residential | Res ¦ Solar Water Preheat (Pools/DHW) | 2026 | Technical | MW | Before Competition Groups | 0.0058498 | 0 | 0 | 2450.389 | 2.3873e-06 | 89 | Residential_2026_Technical_MW_Before Competition Groups_89 | Solar Water Preheat (Pools/DHW) | 0.0002387% | 0 | 0.0058498 | Residential_2026_Technical_MW_Before Competition Groups_Solar Water Preheat (Pools/DHW)
Residential | Res ¦ Photocell Controls (Outdoor) | 2026 | Technical | MW | Before Competition Groups | 6.1959e-05 | 0 | 0 | 2450.389 | 2.5285e-08 | 90 | Residential_2026_Technical_MW_Before Competition Groups_90 | Photocell Controls (Outdoor) | 2.529e-06% | 0 | 6.1959e-05 | Residential_2026_Technical_MW_Before Competition Groups_Photocell Controls (Outdoor)
Residential | Res ¦ Adaptive Thermostat | 2027 | Economic | MW | Before Competition Groups | 193.4729 | 0 | 0 | 1281.2062 | 0.15101 | 1 | Residential_2027_Economic_MW_Before Competition Groups_1 | Adaptive Thermostat | 15.1% | 0 | 193.4729 | Residential_2027_Economic_MW_Before Competition Groups_Adaptive Thermostat
Residential | Res ¦ Ductless Mini-Split Heat Pump | 2027 | Economic | MW | Before Competition Groups | 129.1564 | 0 | 0 | 1281.2062 | 0.10081 | 2 | Residential_2027_Economic_MW_Before Competition Groups_2 | Ductless Mini-Split Heat Pump | 10.08% | 0 | 129.1564 | Residential_2027_Economic_MW_Before Competition Groups_Ductless Mini-Split Heat Pump
Residential | Res ¦ Energy Star A Line, PAR, MR Lamps | 2027 | Economic | MW | Before Competition Groups | 95.9445 | 0 | 0 | 1281.2062 | 0.074886 | 3 | Residential_2027_Economic_MW_Before Competition Groups_3 | Energy Star A Line, PAR, MR Lamps | 7.489% | 0 | 95.9445 | Residential_2027_Economic_MW_Before Competition Groups_Energy Star A Line, PAR, MR Lamps
Residential | Res ¦ Energy Star LED Bulbs General Purpose LEDs | 2027 | Economic | MW | Before Competition Groups | 94.941 | 0 | 0 | 1281.2062 | 0.074103 | 4 | Residential_2027_Economic_MW_Before Competition Groups_4 | Energy Star LED Bulbs General Purpose LEDs | 7.41% | 0 | 94.941 | Residential_2027_Economic_MW_Before Competition Groups_Energy Star LED Bulbs General Purpose LEDs
Residential | Res ¦ Energy Star LED Specialty Bulbs | 2027 | Economic | MW | Before Competition Groups | 86.8889 | 0 | 0 | 1281.2062 | 0.067818 | 5 | Residential_2027_Economic_MW_Before Competition Groups_5 | Energy Star LED Specialty Bulbs | 6.782% | 0 | 86.8889 | Residential_2027_Economic_MW_Before Competition Groups_Energy Star LED Specialty Bulbs
Residential | Res ¦ Building Recommissioning, Operations and Maintenance (O&M) Improvements | 2027 | Economic | MW | Before Competition Groups | 85.4045 | 0 | 0 | 1281.2062 | 0.066659 | 6 | Residential_2027_Economic_MW_Before Competition Groups_6 | Building Recommissioning, Operations and Maintenance (O&M) Improvements | 6.666% | 0 | 85.4045 | Residential_2027_Economic_MW_Before Competition Groups_Building Recommissioning, Operations and Maintenance (O&M) Improvements
Residential | Res ¦ Basement Wall Insulation | 2027 | Economic | MW | Before Competition Groups | 78.7734 | 0 | 0 | 1281.2062 | 0.061484 | 7 | Residential_2027_Economic_MW_Before Competition Groups_7 | Basement Wall Insulation | 6.148% | 0 | 78.7734 | Residential_2027_Economic_MW_Before Competition Groups_Basement Wall Insulation
Residential | Res ¦ Energy Star Air Source Heat Pump | 2027 | Economic | MW | Before Competition Groups | 73.8603 | 0 | 0 | 1281.2062 | 0.057649 | 8 | Residential_2027_Economic_MW_Before Competition Groups_8 | Energy Star Air Source Heat Pump | 5.765% | 0 | 73.8603 | Residential_2027_Economic_MW_Before Competition Groups_Energy Star Air Source Heat Pump
Residential | Res ¦ Energy Star Clothes Washer | 2027 | Economic | MW | Before Competition Groups | 63.2982 | 0 | 0 | 1281.2062 | 0.049405 | 9 | Residential_2027_Economic_MW_Before Competition Groups_9 | Energy Star Clothes Washer | 4.941% | 0 | 63.2982 | Residential_2027_Economic_MW_Before Competition Groups_Energy Star Clothes Washer
Residential | Res ¦ Variable Speed Pool Pump Motor | 2027 | Economic | MW | Before Competition Groups | 61.0036 | 0 | 0 | 1281.2062 | 0.047614 | 10 | Residential_2027_Economic_MW_Before Competition Groups_10 | Variable Speed Pool Pump Motor | 4.761% | 0 | 61.0036 | Residential_2027_Economic_MW_Before Competition Groups_Variable Speed Pool Pump Motor
Residential | Res ¦ Attic Insulation | 2027 | Economic | MW | Before Competition Groups | 60.7686 | 0 | 0 | 1281.2062 | 0.047431 | 11 | Residential_2027_Economic_MW_Before Competition Groups_11 | Attic Insulation | 4.743% | 0 | 60.7686 | Residential_2027_Economic_MW_Before Competition Groups_Attic Insulation
Residential | Res ¦ Energy Star Room Air Conditioner | 2027 | Economic | MW | Before Competition Groups | 51.4992 | 0 | 0 | 1281.2062 | 0.040196 | 12 | Residential_2027_Economic_MW_Before Competition Groups_12 | Energy Star Room Air Conditioner | 4.02% | 0 | 51.4992 | Residential_2027_Economic_MW_Before Competition Groups_Energy Star Room Air Conditioner
Residential | Res ¦ Energy Star Clothes Dryer | 2027 | Economic | MW | Before Competition Groups | 22.3528 | 0 | 0 | 1281.2062 | 0.017447 | 13 | Residential_2027_Economic_MW_Before Competition Groups_13 | Energy Star Clothes Dryer | 1.745% | 0 | 22.3528 | Residential_2027_Economic_MW_Before Competition Groups_Energy Star Clothes Dryer
Residential | Res ¦ Air Sealing | 2027 | Economic | MW | Before Competition Groups | 16.756 | 0 | 0 | 1281.2062 | 0.013078 | 14 | Residential_2027_Economic_MW_Before Competition Groups_14 | Air Sealing | 1.308% | 0 | 16.756 | Residential_2027_Economic_MW_Before Competition Groups_Air Sealing
Residential | Res ¦ Floor Insulation | 2027 | Economic | MW | Before Competition Groups | 15.9266 | 0 | 0 | 1281.2062 | 0.012431 | 15 | Residential_2027_Economic_MW_Before Competition Groups_15 | Floor Insulation | 1.243% | 0 | 15.9266 | Residential_2027_Economic_MW_Before Competition Groups_Floor Insulation
Residential | Res ¦ Duct Insulation | 2027 | Economic | MW | Before Competition Groups | 15.068 | 0 | 0 | 1281.2062 | 0.011761 | 16 | Residential_2027_Economic_MW_Before Competition Groups_16 | Duct Insulation | 1.176% | 0 | 15.068 | Residential_2027_Economic_MW_Before Competition Groups_Duct Insulation
Residential | Res ¦ Advanced BAS/Controllers | 2027 | Economic | MW | Before Competition Groups | 12.5 | 0 | 0 | 1281.2062 | 0.0097564 | 17 | Residential_2027_Economic_MW_Before Competition Groups_17 | Advanced BAS/Controllers | 0.9756% | 0 | 12.5 | Residential_2027_Economic_MW_Before Competition Groups_Advanced BAS/Controllers
Residential | Res ¦ Energy Star Torchiere | 2027 | Economic | MW | Before Competition Groups | 12.297 | 0 | 0 | 1281.2062 | 0.009598 | 18 | Residential_2027_Economic_MW_Before Competition Groups_18 | Energy Star Torchiere | 0.9598% | 0 | 12.297 | Residential_2027_Economic_MW_Before Competition Groups_Energy Star Torchiere
Residential | Res ¦ Clothes Drying Racks | 2027 | Economic | MW | Before Competition Groups | 11.5674 | 0 | 0 | 1281.2062 | 0.0090285 | 19 | Residential_2027_Economic_MW_Before Competition Groups_19 | Clothes Drying Racks | 0.9029% | 0 | 11.5674 | Residential_2027_Economic_MW_Before Competition Groups_Clothes Drying Racks
Residential | Res ¦ Occupancy Sensors MF | 2027 | Economic | MW | Before Competition Groups | 10.0339 | 0 | 0 | 1281.2062 | 0.0078316 | 20 | Residential_2027_Economic_MW_Before Competition Groups_20 | Occupancy Sensors MF | 0.7832% | 0 | 10.0339 | Residential_2027_Economic_MW_Before Competition Groups_Occupancy Sensors MF
Residential | Res ¦ Refrigerator Recycling | 2027 | Economic | MW | Before Competition Groups | 9.8026 | 0 | 0 | 1281.2062 | 0.0076511 | 21 | Residential_2027_Economic_MW_Before Competition Groups_21 | Refrigerator Recycling | 0.7651% | 0 | 9.8026 | Residential_2027_Economic_MW_Before Competition Groups_Refrigerator Recycling
Residential | Res ¦ Freezer Recycling | 2027 | Economic | MW | Before Competition Groups | 9.1319 | 0 | 0 | 1281.2062 | 0.0071276 | 22 | Residential_2027_Economic_MW_Before Competition Groups_22 | Freezer Recycling | 0.7128% | 0 | 9.1319 | Residential_2027_Economic_MW_Before Competition Groups_Freezer Recycling
Residential | Res ¦ Energy Star Dehumidifier | 2027 | Economic | MW | Before Competition Groups | 8.6318 | 0 | 0 | 1281.2062 | 0.0067372 | 23 | Residential_2027_Economic_MW_Before Competition Groups_23 | Energy Star Dehumidifier | 0.6737% | 0 | 8.6318 | Residential_2027_Economic_MW_Before Competition Groups_Energy Star Dehumidifier
Residential | Res ¦ High Efficiency Chiller (avg of water and air cooled) | 2027 | Economic | MW | Before Competition Groups | 7.1099 | 0 | 0 | 1281.2062 | 0.0055494 | 24 | Residential_2027_Economic_MW_Before Competition Groups_24 | High Efficiency Chiller (avg of water and air cooled) | 0.5549% | 0 | 7.1099 | Residential_2027_Economic_MW_Before Competition Groups_High Efficiency Chiller (avg of water and air cooled)
Residential | Res ¦ Home Energy Reports | 2027 | Economic | MW | Before Competition Groups | 6.9923 | 0 | 0 | 1281.2062 | 0.0054576 | 25 | Residential_2027_Economic_MW_Before Competition Groups_25 | Home Energy Reports | 0.5458% | 0 | 6.9923 | Residential_2027_Economic_MW_Before Competition Groups_Home Energy Reports
Residential | Res ¦ Duct Insulation MF | 2027 | Economic | MW | Before Competition Groups | 6.1423 | 0 | 0 | 1281.2062 | 0.0047942 | 26 | Residential_2027_Economic_MW_Before Competition Groups_26 | Duct Insulation MF | 0.4794% | 0 | 6.1423 | Residential_2027_Economic_MW_Before Competition Groups_Duct Insulation MF
Residential | Res ¦ Energy Star Light Fixture | 2027 | Economic | MW | Before Competition Groups | 5.4171 | 0 | 0 | 1281.2062 | 0.0042281 | 27 | Residential_2027_Economic_MW_Before Competition Groups_27 | Energy Star Light Fixture | 0.4228% | 0 | 5.4171 | Residential_2027_Economic_MW_Before Competition Groups_Energy Star Light Fixture
Residential | Res ¦ Minimize Hot and Warm Clothes Wash | 2027 | Economic | MW | Before Competition Groups | 4.8453 | 0 | 0 | 1281.2062 | 0.0037818 | 28 | Residential_2027_Economic_MW_Before Competition Groups_28 | Minimize Hot and Warm Clothes Wash | 0.3782% | 0 | 4.8453 | Residential_2027_Economic_MW_Before Competition Groups_Minimize Hot and Warm Clothes Wash
Residential | Res ¦ Energy Star Freezer | 2027 | Economic | MW | Before Competition Groups | 3.5537 | 0 | 0 | 1281.2062 | 0.0027737 | 29 | Residential_2027_Economic_MW_Before Competition Groups_29 | Energy Star Freezer | 0.2774% | 0 | 3.5537 | Residential_2027_Economic_MW_Before Competition Groups_Energy Star Freezer
Residential | Res ¦ LED Tube Re-Lamp | 2027 | Economic | MW | Before Competition Groups | 3.2315 | 0 | 0 | 1281.2062 | 0.0025222 | 30 | Residential_2027_Economic_MW_Before Competition Groups_30 | LED Tube Re-Lamp | 0.2522% | 0 | 3.2315 | Residential_2027_Economic_MW_Before Competition Groups_LED Tube Re-Lamp
Residential | Res ¦ Heat Recovery Ventilator | 2027 | Economic | MW | Before Competition Groups | 3.1805 | 0 | 0 | 1281.2062 | 0.0024825 | 31 | Residential_2027_Economic_MW_Before Competition Groups_31 | Heat Recovery Ventilator | 0.2482% | 0 | 3.1805 | Residential_2027_Economic_MW_Before Competition Groups_Heat Recovery Ventilator
Residential | Res ¦ Outside Air Economizer | 2027 | Economic | MW | Before Competition Groups | 3.101 | 0 | 0 | 1281.2062 | 0.0024204 | 32 | Residential_2027_Economic_MW_Before Competition Groups_32 | Outside Air Economizer | 0.242% | 0 | 3.101 | Residential_2027_Economic_MW_Before Competition Groups_Outside Air Economizer
Residential | Res ¦ Demand Control Ventilation | 2027 | Economic | MW | Before Competition Groups | 2.1968 | 0 | 0 | 1281.2062 | 0.0017147 | 33 | Residential_2027_Economic_MW_Before Competition Groups_33 | Demand Control Ventilation | 0.1715% | 0 | 2.1968 | Residential_2027_Economic_MW_Before Competition Groups_Demand Control Ventilation
Residential | Res ¦ Furnace Whistle | 2027 | Economic | MW | Before Competition Groups | 2.111 | 0 | 0 | 1281.2062 | 0.0016477 | 34 | Residential_2027_Economic_MW_Before Competition Groups_34 | Furnace Whistle | 0.1648% | 0 | 2.111 | Residential_2027_Economic_MW_Before Competition Groups_Furnace Whistle
Residential | Res ¦ CO Sensors for parking garage exhaust fans | 2027 | Economic | MW | Before Competition Groups | 1.9565 | 0 | 0 | 1281.2062 | 0.0015271 | 35 | Residential_2027_Economic_MW_Before Competition Groups_35 | CO Sensors for parking garage exhaust fans | 0.1527% | 0 | 1.9565 | Residential_2027_Economic_MW_Before Competition Groups_CO Sensors for parking garage exhaust fans
Residential | Res ¦ ENERGY STAR LED LAMPS (REFLECTOR LAMPs/MR16/PAR 16) | 2027 | Economic | MW | Before Competition Groups | 1.9179 | 0 | 0 | 1281.2062 | 0.001497 | 36 | Residential_2027_Economic_MW_Before Competition Groups_36 | ENERGY STAR LED LAMPS (REFLECTOR LAMPs/MR16/PAR 16) | 0.1497% | 0 | 1.9179 | Residential_2027_Economic_MW_Before Competition Groups_ENERGY STAR LED LAMPS (REFLECTOR LAMPs/MR16/PAR 16)
Residential | Res ¦ Comprehensive Draft Proofing | 2027 | Economic | MW | Before Competition Groups | 1.7939 | 0 | 0 | 1281.2062 | 0.0014001 | 37 | Residential_2027_Economic_MW_Before Competition Groups_37 | Comprehensive Draft Proofing | 0.14% | 0 | 1.7939 | Residential_2027_Economic_MW_Before Competition Groups_Comprehensive Draft Proofing
Residential | Res ¦ Variable Frequency Drive (VFD) | 2027 | Economic | MW | Before Competition Groups | 1.7399 | 0 | 0 | 1281.2062 | 0.001358 | 38 | Residential_2027_Economic_MW_Before Competition Groups_38 | Variable Frequency Drive (VFD) | 0.1358% | 0 | 1.7399 | Residential_2027_Economic_MW_Before Competition Groups_Variable Frequency Drive (VFD)
Residential | Res ¦ Condensing Make Up Air Unit | 2027 | Economic | MW | Before Competition Groups | 1.2998 | 0 | 0 | 1281.2062 | 0.0010145 | 39 | Residential_2027_Economic_MW_Before Competition Groups_39 | Condensing Make Up Air Unit | 0.1015% | 0 | 1.2998 | Residential_2027_Economic_MW_Before Competition Groups_Condensing Make Up Air Unit
Residential | Res ¦ Tankless Water Heater | 2027 | Economic | MW | Before Competition Groups | 1.1956 | 0 | 0 | 1281.2062 | 0.00093317 | 40 | Residential_2027_Economic_MW_Before Competition Groups_40 | Tankless Water Heater | 0.09332% | 0 | 1.1956 | Residential_2027_Economic_MW_Before Competition Groups_Tankless Water Heater
Residential | Res ¦ Water Heater Temperature Setback | 2027 | Economic | MW | Before Competition Groups | 1.1004 | 0 | 0 | 1281.2062 | 0.00085888 | 41 | Residential_2027_Economic_MW_Before Competition Groups_41 | Water Heater Temperature Setback | 0.08589% | 0 | 1.1004 | Residential_2027_Economic_MW_Before Competition Groups_Water Heater Temperature Setback
Residential | Res ¦ LED Parking Lot Fixture | 2027 | Economic | MW | Before Competition Groups | 0.86136 | 0 | 0 | 1281.2062 | 0.00067231 | 42 | Residential_2027_Economic_MW_Before Competition Groups_42 | LED Parking Lot Fixture | 0.06723% | 0 | 0.86136 | Residential_2027_Economic_MW_Before Competition Groups_LED Parking Lot Fixture
Residential | Res ¦ VFD on Pumps | 2027 | Economic | MW | Before Competition Groups | 0.53504 | 0 | 0 | 1281.2062 | 0.00041761 | 43 | Residential_2027_Economic_MW_Before Competition Groups_43 | VFD on Pumps | 0.04176% | 0 | 0.53504 | Residential_2027_Economic_MW_Before Competition Groups_VFD on Pumps
Residential | Res ¦ ENERGY STAR LED Lamps (General Service Lamps) | 2027 | Economic | MW | Before Competition Groups | 0.44065 | 0 | 0 | 1281.2062 | 0.00034393 | 44 | Residential_2027_Economic_MW_Before Competition Groups_44 | ENERGY STAR LED Lamps (General Service Lamps) | 0.03439% | 0 | 0.44065 | Residential_2027_Economic_MW_Before Competition Groups_ENERGY STAR LED Lamps (General Service Lamps)
Residential | Res ¦ LED Exterior Area Lights - LED Fixture (200W) | 2027 | Economic | MW | Before Competition Groups | 0.39876 | 0 | 0 | 1281.2062 | 0.00031124 | 45 | Residential_2027_Economic_MW_Before Competition Groups_45 | LED Exterior Area Lights - LED Fixture (200W) | 0.03112% | 0 | 0.39876 | Residential_2027_Economic_MW_Before Competition Groups_LED Exterior Area Lights - LED Fixture (200W)
Residential | Res ¦ ECM MOTORS FOR HVAC APPLICATION (FAN-POWERED VAV BOX) | 2027 | Economic | MW | Before Competition Groups | 0.32511 | 0 | 0 | 1281.2062 | 0.00025375 | 46 | Residential_2027_Economic_MW_Before Competition Groups_46 | ECM MOTORS FOR HVAC APPLICATION (FAN-POWERED VAV BOX) | 0.02538% | 0 | 0.32511 | Residential_2027_Economic_MW_Before Competition Groups_ECM MOTORS FOR HVAC APPLICATION (FAN-POWERED VAV BOX)
Residential | Res ¦ Beverage Vending Machine Controls | 2027 | Economic | MW | Before Competition Groups | 0.2305 | 0 | 0 | 1281.2062 | 0.00017991 | 47 | Residential_2027_Economic_MW_Before Competition Groups_47 | Beverage Vending Machine Controls | 0.01799% | 0 | 0.2305 | Residential_2027_Economic_MW_Before Competition Groups_Beverage Vending Machine Controls
Residential | Res ¦ Wall Insulation | 2027 | Economic | MW | Before Competition Groups | 0.22894 | 0 | 0 | 1281.2062 | 0.00017869 | 48 | Residential_2027_Economic_MW_Before Competition Groups_48 | Wall Insulation | 0.01787% | 0 | 0.22894 | Residential_2027_Economic_MW_Before Competition Groups_Wall Insulation
Residential | Res ¦ Chilled Water Optimization | 2027 | Economic | MW | Before Competition Groups | 0.18195 | 0 | 0 | 1281.2062 | 0.00014202 | 49 | Residential_2027_Economic_MW_Before Competition Groups_49 | Chilled Water Optimization | 0.0142% | 0 | 0.18195 | Residential_2027_Economic_MW_Before Competition Groups_Chilled Water Optimization
Residential | Res ¦ LED High Bay Fixture | 2027 | Economic | MW | Before Competition Groups | 0.025322 | 0 | 0 | 1281.2062 | 1.9764e-05 | 50 | Residential_2027_Economic_MW_Before Competition Groups_50 | LED High Bay Fixture | 0.001976% | 0 | 0.025322 | Residential_2027_Economic_MW_Before Competition Groups_LED High Bay Fixture
Residential | Res ¦ Wall Insulation MF | 2027 | Economic | MW | Before Competition Groups | 0.013875 | 0 | 0 | 1281.2062 | 1.083e-05 | 51 | Residential_2027_Economic_MW_Before Competition Groups_51 | Wall Insulation MF | 0.001083% | 0 | 0.013875 | Residential_2027_Economic_MW_Before Competition Groups_Wall Insulation MF
Residential | Res ¦ LED Downlight | 2027 | Economic | MW | Before Competition Groups | 0 | 0 | 0 | 1281.2062 | 0 | 52 | Residential_2027_Economic_MW_Before Competition Groups_52 | LED Downlight | 0% | 0 | 0 | Residential_2027_Economic_MW_Before Competition Groups_LED Downlight
Residential | Res ¦ Smart Burners | 2027 | Economic | MW | Before Competition Groups | 0 | 0 | 0 | 1281.2062 | 0 | 53 | Residential_2027_Economic_MW_Before Competition Groups_53 | Smart Burners | 0% | 0 | 0 | Residential_2027_Economic_MW_Before Competition Groups_Smart Burners
Residential | Res ¦ Smart Power Bar | 2027 | Economic | MW | Before Competition Groups | 0 | 0 | 0 | 1281.2062 | 0 | 54 | Residential_2027_Economic_MW_Before Competition Groups_54 | Smart Power Bar | 0% | 0 | 0 | Residential_2027_Economic_MW_Before Competition Groups_Smart Power Bar
Residential | Res ¦ Ductless Mini-Split Heat Pump | 2027 | SC A | MW | Before Competition Groups | 46.5739 | 0 | 0 | 252.9898 | 0.18409 | 1 | Residential_2027_SC A_MW_Before Competition Groups_1 | Ductless Mini-Split Heat Pump | 18.41% | 0 | 46.5739 | Residential_2027_SC A_MW_Before Competition Groups_Ductless Mini-Split Heat Pump
Residential | Res ¦ Building Recommissioning, Operations and Maintenance (O&M) Improvements | 2027 | SC A | MW | Before Competition Groups | 28.7718 | 0 | 0 | 252.9898 | 0.11373 | 2 | Residential_2027_SC A_MW_Before Competition Groups_2 | Building Recommissioning, Operations and Maintenance (O&M) Improvements | 11.37% | 0 | 28.7718 | Residential_2027_SC A_MW_Before Competition Groups_Building Recommissioning, Operations and Maintenance (O&M) Improvements
Residential | Res ¦ Energy Star Clothes Washer | 2027 | SC A | MW | Before Competition Groups | 28.0352 | 0 | 0 | 252.9898 | 0.11082 | 3 | Residential_2027_SC A_MW_Before Competition Groups_3 | Energy Star Clothes Washer | 11.08% | 0 | 28.0352 | Residential_2027_SC A_MW_Before Competition Groups_Energy Star Clothes Washer
Residential | Res ¦ Energy Star LED Specialty Bulbs | 2027 | SC A | MW | Before Competition Groups | 25.1085 | 0 | 0 | 252.9898 | 0.099247 | 4 | Residential_2027_SC A_MW_Before Competition Groups_4 | Energy Star LED Specialty Bulbs | 9.925% | 0 | 25.1085 | Residential_2027_SC A_MW_Before Competition Groups_Energy Star LED Specialty Bulbs
Residential | Res ¦ Adaptive Thermostat | 2027 | SC A | MW | Before Competition Groups | 17.6712 | 0 | 0 | 252.9898 | 0.06985 | 5 | Residential_2027_SC A_MW_Before Competition Groups_5 | Adaptive Thermostat | 6.985% | 0 | 17.6712 | Residential_2027_SC A_MW_Before Competition Groups_Adaptive Thermostat
Residential | Res ¦ Variable Speed Pool Pump Motor | 2027 | SC A | MW | Before Competition Groups | 14.3591 | 0 | 0 | 252.9898 | 0.056758 | 6 | Residential_2027_SC A_MW_Before Competition Groups_6 | Variable Speed Pool Pump Motor | 5.676% | 0 | 14.3591 | Residential_2027_SC A_MW_Before Competition Groups_Variable Speed Pool Pump Motor
Residential | Res ¦ Basement Wall Insulation | 2027 | SC A | MW | Before Competition Groups | 11.3153 | 0 | 0 | 252.9898 | 0.044726 | 7 | Residential_2027_SC A_MW_Before Competition Groups_7 | Basement Wall Insulation | 4.473% | 0 | 11.3153 | Residential_2027_SC A_MW_Before Competition Groups_Basement Wall Insulation
Residential | Res ¦ Energy Star A Line, PAR, MR Lamps | 2027 | SC A | MW | Before Competition Groups | 10.0013 | 0 | 0 | 252.9898 | 0.039532 | 8 | Residential_2027_SC A_MW_Before Competition Groups_8 | Energy Star A Line, PAR, MR Lamps | 3.953% | 0 | 10.0013 | Residential_2027_SC A_MW_Before Competition Groups_Energy Star A Line, PAR, MR Lamps
Residential | Res ¦ Energy Star Air Source Heat Pump | 2027 | SC A | MW | Before Competition Groups | 9.6588 | 0 | 0 | 252.9898 | 0.038179 | 9 | Residential_2027_SC A_MW_Before Competition Groups_9 | Energy Star Air Source Heat Pump | 3.818% | 0 | 9.6588 | Residential_2027_SC A_MW_Before Competition Groups_Energy Star Air Source Heat Pump
Residential | Res ¦ Energy Star Room Air Conditioner | 2027 | SC A | MW | Before Competition Groups | 7.664 | 0 | 0 | 252.9898 | 0.030294 | 10 | Residential_2027_SC A_MW_Before Competition Groups_10 | Energy Star Room Air Conditioner | 3.029% | 0 | 7.664 | Residential_2027_SC A_MW_Before Competition Groups_Energy Star Room Air Conditioner
Residential | Res ¦ High Efficiency Chiller (avg of water and air cooled) | 2027 | SC A | MW | Before Competition Groups | 6.0848 | 0 | 0 | 252.9898 | 0.024052 | 11 | Residential_2027_SC A_MW_Before Competition Groups_11 | High Efficiency Chiller (avg of water and air cooled) | 2.405% | 0 | 6.0848 | Residential_2027_SC A_MW_Before Competition Groups_High Efficiency Chiller (avg of water and air cooled)
Residential | Res ¦ Energy Star LED Bulbs General Purpose LEDs | 2027 | SC A | MW | Before Competition Groups | 5.4627 | 0 | 0 | 252.9898 | 0.021593 | 12 | Residential_2027_SC A_MW_Before Competition Groups_12 | Energy Star LED Bulbs General Purpose LEDs | 2.159% | 0 | 5.4627 | Residential_2027_SC A_MW_Before Competition Groups_Energy Star LED Bulbs General Purpose LEDs
Residential | Res ¦ Energy Star Clothes Dryer | 2027 | SC A | MW | Before Competition Groups | 4.3472 | 0 | 0 | 252.9898 | 0.017183 | 13 | Residential_2027_SC A_MW_Before Competition Groups_13 | Energy Star Clothes Dryer | 1.718% | 0 | 4.3472 | Residential_2027_SC A_MW_Before Competition Groups_Energy Star Clothes Dryer
Residential | Res ¦ Occupancy Sensors MF | 2027 | SC A | MW | Before Competition Groups | 3.7916 | 0 | 0 | 252.9898 | 0.014987 | 14 | Residential_2027_SC A_MW_Before Competition Groups_14 | Occupancy Sensors MF | 1.499% | 0 | 3.7916 | Residential_2027_SC A_MW_Before Competition Groups_Occupancy Sensors MF
Residential | Res ¦ Energy Star Torchiere | 2027 | SC A | MW | Before Competition Groups | 3.775 | 0 | 0 | 252.9898 | 0.014922 | 15 | Residential_2027_SC A_MW_Before Competition Groups_15 | Energy Star Torchiere | 1.492% | 0 | 3.775 | Residential_2027_SC A_MW_Before Competition Groups_Energy Star Torchiere
Residential | Res ¦ Attic Insulation | 2027 | SC A | MW | Before Competition Groups | 3.771 | 0 | 0 | 252.9898 | 0.014906 | 16 | Residential_2027_SC A_MW_Before Competition Groups_16 | Attic Insulation | 1.491% | 0 | 3.771 | Residential_2027_SC A_MW_Before Competition Groups_Attic Insulation
Residential | Res ¦ Home Energy Reports | 2027 | SC A | MW | Before Competition Groups | 2.8443 | 0 | 0 | 252.9898 | 0.011243 | 17 | Residential_2027_SC A_MW_Before Competition Groups_17 | Home Energy Reports | 1.124% | 0 | 2.8443 | Residential_2027_SC A_MW_Before Competition Groups_Home Energy Reports
Residential | Res ¦ LED Tube Re-Lamp | 2027 | SC A | MW | Before Competition Groups | 2.7512 | 0 | 0 | 252.9898 | 0.010875 | 18 | Residential_2027_SC A_MW_Before Competition Groups_18 | LED Tube Re-Lamp | 1.087% | 0 | 2.7512 | Residential_2027_SC A_MW_Before Competition Groups_LED Tube Re-Lamp
Residential | Res ¦ Advanced BAS/Controllers | 2027 | SC A | MW | Before Competition Groups | 2.7298 | 0 | 0 | 252.9898 | 0.01079 | 19 | Residential_2027_SC A_MW_Before Competition Groups_19 | Advanced BAS/Controllers | 1.079% | 0 | 2.7298 | Residential_2027_SC A_MW_Before Competition Groups_Advanced BAS/Controllers
Residential | Res ¦ Refrigerator Recycling | 2027 | SC A | MW | Before Competition Groups | 2.345 | 0 | 0 | 252.9898 | 0.009269 | 20 | Residential_2027_SC A_MW_Before Competition Groups_20 | Refrigerator Recycling | 0.9269% | 0 | 2.345 | Residential_2027_SC A_MW_Before Competition Groups_Refrigerator Recycling
Residential | Res ¦ Minimize Hot and Warm Clothes Wash | 2027 | SC A | MW | Before Competition Groups | 1.83 | 0 | 0 | 252.9898 | 0.0072334 | 21 | Residential_2027_SC A_MW_Before Competition Groups_21 | Minimize Hot and Warm Clothes Wash | 0.7233% | 0 | 1.83 | Residential_2027_SC A_MW_Before Competition Groups_Minimize Hot and Warm Clothes Wash
Residential | Res ¦ ENERGY STAR LED LAMPS (REFLECTOR LAMPs/MR16/PAR 16) | 2027 | SC A | MW | Before Competition Groups | 1.7401 | 0 | 0 | 252.9898 | 0.0068782 | 22 | Residential_2027_SC A_MW_Before Competition Groups_22 | ENERGY STAR LED LAMPS (REFLECTOR LAMPs/MR16/PAR 16) | 0.6878% | 0 | 1.7401 | Residential_2027_SC A_MW_Before Competition Groups_ENERGY STAR LED LAMPS (REFLECTOR LAMPs/MR16/PAR 16)
Residential | Res ¦ Energy Star Light Fixture | 2027 | SC A | MW | Before Competition Groups | 1.6144 | 0 | 0 | 252.9898 | 0.0063812 | 23 | Residential_2027_SC A_MW_Before Competition Groups_23 | Energy Star Light Fixture | 0.6381% | 0 | 1.6144 | Residential_2027_SC A_MW_Before Competition Groups_Energy Star Light Fixture
Residential | Res ¦ Outside Air Economizer | 2027 | SC A | MW | Before Competition Groups | 1.5181 | 0 | 0 | 252.9898 | 0.0060007 | 24 | Residential_2027_SC A_MW_Before Competition Groups_24 | Outside Air Economizer | 0.6001% | 0 | 1.5181 | Residential_2027_SC A_MW_Before Competition Groups_Outside Air Economizer
Residential | Res ¦ Energy Star Freezer | 2027 | SC A | MW | Before Competition Groups | 1.4126 | 0 | 0 | 252.9898 | 0.0055837 | 25 | Residential_2027_SC A_MW_Before Competition Groups_25 | Energy Star Freezer | 0.5584% | 0 | 1.4126 | Residential_2027_SC A_MW_Before Competition Groups_Energy Star Freezer
Residential | Res ¦ Air Sealing | 2027 | SC A | MW | Before Competition Groups | 1.3602 | 0 | 0 | 252.9898 | 0.0053763 | 26 | Residential_2027_SC A_MW_Before Competition Groups_26 | Air Sealing | 0.5376% | 0 | 1.3602 | Residential_2027_SC A_MW_Before Competition Groups_Air Sealing
Residential | Res ¦ Furnace Whistle | 2027 | SC A | MW | Before Competition Groups | 0.71119 | 0 | 0 | 252.9898 | 0.0028111 | 27 | Residential_2027_SC A_MW_Before Competition Groups_27 | Furnace Whistle | 0.2811% | 0 | 0.71119 | Residential_2027_SC A_MW_Before Competition Groups_Furnace Whistle
Residential | Res ¦ LED Parking Lot Fixture | 2027 | SC A | MW | Before Competition Groups | 0.68475 | 0 | 0 | 252.9898 | 0.0027066 | 28 | Residential_2027_SC A_MW_Before Competition Groups_28 | LED Parking Lot Fixture | 0.2707% | 0 | 0.68475 | Residential_2027_SC A_MW_Before Competition Groups_LED Parking Lot Fixture
Residential | Res ¦ Variable Frequency Drive (VFD) | 2027 | SC A | MW | Before Competition Groups | 0.58616 | 0 | 0 | 252.9898 | 0.0023169 | 29 | Residential_2027_SC A_MW_Before Competition Groups_29 | Variable Frequency Drive (VFD) | 0.2317% | 0 | 0.58616 | Residential_2027_SC A_MW_Before Competition Groups_Variable Frequency Drive (VFD)
Residential | Res ¦ Comprehensive Draft Proofing | 2027 | SC A | MW | Before Competition Groups | 0.57502 | 0 | 0 | 252.9898 | 0.0022729 | 30 | Residential_2027_SC A_MW_Before Competition Groups_30 | Comprehensive Draft Proofing | 0.2273% | 0 | 0.57502 | Residential_2027_SC A_MW_Before Competition Groups_Comprehensive Draft Proofing
Residential | Res ¦ CO Sensors for parking garage exhaust fans | 2027 | SC A | MW | Before Competition Groups | 0.45395 | 0 | 0 | 252.9898 | 0.0017944 | 31 | Residential_2027_SC A_MW_Before Competition Groups_31 | CO Sensors for parking garage exhaust fans | 0.1794% | 0 | 0.45395 | Residential_2027_SC A_MW_Before Competition Groups_CO Sensors for parking garage exhaust fans
Residential | Res ¦ Energy Star Dehumidifier | 2027 | SC A | MW | Before Competition Groups | 0.40123 | 0 | 0 | 252.9898 | 0.0015859 | 32 | Residential_2027_SC A_MW_Before Competition Groups_32 | Energy Star Dehumidifier | 0.1586% | 0 | 0.40123 | Residential_2027_SC A_MW_Before Competition Groups_Energy Star Dehumidifier
Residential | Res ¦ ENERGY STAR LED Lamps (General Service Lamps) | 2027 | SC A | MW | Before Competition Groups | 0.39577 | 0 | 0 | 252.9898 | 0.0015644 | 33 | Residential_2027_SC A_MW_Before Competition Groups_33 | ENERGY STAR LED Lamps (General Service Lamps) | 0.1564% | 0 | 0.39577 | Residential_2027_SC A_MW_Before Competition Groups_ENERGY STAR LED Lamps (General Service Lamps)
Residential | Res ¦ Demand Control Ventilation | 2027 | SC A | MW | Before Competition Groups | 0.39354 | 0 | 0 | 252.9898 | 0.0015556 | 34 | Residential_2027_SC A_MW_Before Competition Groups_34 | Demand Control Ventilation | 0.1556% | 0 | 0.39354 | Residential_2027_SC A_MW_Before Competition Groups_Demand Control Ventilation
Residential | Res ¦ Water Heater Temperature Setback | 2027 | SC A | MW | Before Competition Groups | 0.36802 | 0 | 0 | 252.9898 | 0.0014547 | 35 | Residential_2027_SC A_MW_Before Competition Groups_35 | Water Heater Temperature Setback | 0.1455% | 0 | 0.36802 | Residential_2027_SC A_MW_Before Competition Groups_Water Heater Temperature Setback
Residential | Res ¦ LED Exterior Area Lights - LED Fixture (200W) | 2027 | SC A | MW | Before Competition Groups | 0.33808 | 0 | 0 | 252.9898 | 0.0013363 | 36 | Residential_2027_SC A_MW_Before Competition Groups_36 | LED Exterior Area Lights - LED Fixture (200W) | 0.1336% | 0 | 0.33808 | Residential_2027_SC A_MW_Before Competition Groups_LED Exterior Area Lights - LED Fixture (200W)
Residential | Res ¦ Floor Insulation | 2027 | SC A | MW | Before Competition Groups | 0.27361 | 0 | 0 | 252.9898 | 0.0010815 | 37 | Residential_2027_SC A_MW_Before Competition Groups_37 | Floor Insulation | 0.1082% | 0 | 0.27361 | Residential_2027_SC A_MW_Before Competition Groups_Floor Insulation
Residential | Res ¦ Clothes Drying Racks | 2027 | SC A | MW | Before Competition Groups | 0.26952 | 0 | 0 | 252.9898 | 0.0010653 | 38 | Residential_2027_SC A_MW_Before Competition Groups_38 | Clothes Drying Racks | 0.1065% | 0 | 0.26952 | Residential_2027_SC A_MW_Before Competition Groups_Clothes Drying Racks
Residential | Res ¦ VFD on Pumps | 2027 | SC A | MW | Before Competition Groups | 0.16724 | 0 | 0 | 252.9898 | 0.00066105 | 39 | Residential_2027_SC A_MW_Before Competition Groups_39 | VFD on Pumps | 0.06611% | 0 | 0.16724 | Residential_2027_SC A_MW_Before Competition Groups_VFD on Pumps
Residential | Res ¦ Duct Insulation | 2027 | SC A | MW | Before Competition Groups | 0.16149 | 0 | 0 | 252.9898 | 0.00063832 | 40 | Residential_2027_SC A_MW_Before Competition Groups_40 | Duct Insulation | 0.06383% | 0 | 0.16149 | Residential_2027_SC A_MW_Before Competition Groups_Duct Insulation
Residential | Res ¦ Condensing Make Up Air Unit | 2027 | SC A | MW | Before Competition Groups | 0.15536 | 0 | 0 | 252.9898 | 0.00061411 | 41 | Residential_2027_SC A_MW_Before Competition Groups_41 | Condensing Make Up Air Unit | 0.06141% | 0 | 0.15536 | Residential_2027_SC A_MW_Before Competition Groups_Condensing Make Up Air Unit
Residential | Res ¦ Tankless Water Heater | 2027 | SC A | MW | Before Competition Groups | 0.12575 | 0 | 0 | 252.9898 | 0.00049705 | 42 | Residential_2027_SC A_MW_Before Competition Groups_42 | Tankless Water Heater | 0.04971% | 0 | 0.12575 | Residential_2027_SC A_MW_Before Competition Groups_Tankless Water Heater
Residential | Res ¦ ECM MOTORS FOR HVAC APPLICATION (FAN-POWERED VAV BOX) | 2027 | SC A | MW | Before Competition Groups | 0.096392 | 0 | 0 | 252.9898 | 0.00038101 | 43 | Residential_2027_SC A_MW_Before Competition Groups_43 | ECM MOTORS FOR HVAC APPLICATION (FAN-POWERED VAV BOX) | 0.0381% | 0 | 0.096392 | Residential_2027_SC A_MW_Before Competition Groups_ECM MOTORS FOR HVAC APPLICATION (FAN-POWERED VAV BOX)
Residential | Res ¦ Duct Insulation MF | 2027 | SC A | MW | Before Competition Groups | 0.095546 | 0 | 0 | 252.9898 | 0.00037767 | 44 | Residential_2027_SC A_MW_Before Competition Groups_44 | Duct Insulation MF | 0.03777% | 0 | 0.095546 | Residential_2027_SC A_MW_Before Competition Groups_Duct Insulation MF
Residential | Res ¦ Heat Recovery Ventilator | 2027 | SC A | MW | Before Competition Groups | 0.070491 | 0 | 0 | 252.9898 | 0.00027863 | 45 | Residential_2027_SC A_MW_Before Competition Groups_45 | Heat Recovery Ventilator | 0.02786% | 0 | 0.070491 | Residential_2027_SC A_MW_Before Competition Groups_Heat Recovery Ventilator
Residential | Res ¦ Chilled Water Optimization | 2027 | SC A | MW | Before Competition Groups | 0.064756 | 0 | 0 | 252.9898 | 0.00025596 | 46 | Residential_2027_SC A_MW_Before Competition Groups_46 | Chilled Water Optimization | 0.0256% | 0 | 0.064756 | Residential_2027_SC A_MW_Before Competition Groups_Chilled Water Optimization
Residential | Res ¦ Beverage Vending Machine Controls | 2027 | SC A | MW | Before Competition Groups | 0.052479 | 0 | 0 | 252.9898 | 0.00020743 | 47 | Residential_2027_SC A_MW_Before Competition Groups_47 | Beverage Vending Machine Controls | 0.02074% | 0 | 0.052479 | Residential_2027_SC A_MW_Before Competition Groups_Beverage Vending Machine Controls
Residential | Res ¦ LED High Bay Fixture | 2027 | SC A | MW | Before Competition Groups | 0.0087689 | 0 | 0 | 252.9898 | 3.4661e-05 | 48 | Residential_2027_SC A_MW_Before Competition Groups_48 | LED High Bay Fixture | 0.003466% | 0 | 0.0087689 | Residential_2027_SC A_MW_Before Competition Groups_LED High Bay Fixture
Residential | Res ¦ Wall Insulation MF | 2027 | SC A | MW | Before Competition Groups | 0.001915 | 0 | 0 | 252.9898 | 7.5694e-06 | 49 | Residential_2027_SC A_MW_Before Competition Groups_49 | Wall Insulation MF | 0.0007569% | 0 | 0.001915 | Residential_2027_SC A_MW_Before Competition Groups_Wall Insulation MF
Residential | Res ¦ Wall Insulation | 2027 | SC A | MW | Before Competition Groups | 0.0014025 | 0 | 0 | 252.9898 | 5.5436e-06 | 50 | Residential_2027_SC A_MW_Before Competition Groups_50 | Wall Insulation | 0.0005544% | 0 | 0.0014025 | Residential_2027_SC A_MW_Before Competition Groups_Wall Insulation
Residential | Res ¦ Freezer Recycling | 2027 | SC A | MW | Before Competition Groups | 0.00019215 | 0 | 0 | 252.9898 | 7.5953e-07 | 51 | Residential_2027_SC A_MW_Before Competition Groups_51 | Freezer Recycling | 7.595e-05% | 0 | 0.00019215 | Residential_2027_SC A_MW_Before Competition Groups_Freezer Recycling
Residential | Res ¦ LED Downlight | 2027 | SC A | MW | Before Competition Groups | 0 | 0 | 0 | 252.9898 | 0 | 52 | Residential_2027_SC A_MW_Before Competition Groups_52 | LED Downlight | 0% | 0 | 0 | Residential_2027_SC A_MW_Before Competition Groups_LED Downlight
Residential | Res ¦ Smart Burners | 2027 | SC A | MW | Before Competition Groups | 0 | 0 | 0 | 252.9898 | 0 | 53 | Residential_2027_SC A_MW_Before Competition Groups_53 | Smart Burners | 0% | 0 | 0 | Residential_2027_SC A_MW_Before Competition Groups_Smart Burners
Residential | Res ¦ Smart Power Bar | 2027 | SC A | MW | Before Competition Groups | 0 | 0 | 0 | 252.9898 | 0 | 54 | Residential_2027_SC A_MW_Before Competition Groups_54 | Smart Power Bar | 0% | 0 | 0 | Residential_2027_SC A_MW_Before Competition Groups_Smart Power Bar
Residential | Res ¦ Building Recommissioning, Operations and Maintenance (O&M) Improvements | 2027 | SC B | MW | Before Competition Groups | 64.9752 | 0 | 0 | 458.1133 | 0.14183 | 1 | Residential_2027_SC B_MW_Before Competition Groups_1 | Building Recommissioning, Operations and Maintenance (O&M) Improvements | 14.18% | 0 | 64.9752 | Residential_2027_SC B_MW_Before Competition Groups_Building Recommissioning, Operations and Maintenance (O&M) Improvements
Residential | Res ¦ Ductless Mini-Split Heat Pump | 2027 | SC B | MW | Before Competition Groups | 61.3934 | 0 | 0 | 458.1133 | 0.13401 | 2 | Residential_2027_SC B_MW_Before Competition Groups_2 | Ductless Mini-Split Heat Pump | 13.4% | 0 | 61.3934 | Residential_2027_SC B_MW_Before Competition Groups_Ductless Mini-Split Heat Pump
Residential | Res ¦ Variable Speed Pool Pump Motor | 2027 | SC B | MW | Before Competition Groups | 46.408 | 0 | 0 | 458.1133 | 0.1013 | 3 | Residential_2027_SC B_MW_Before Competition Groups_3 | Variable Speed Pool Pump Motor | 10.13% | 0 | 46.408 | Residential_2027_SC B_MW_Before Competition Groups_Variable Speed Pool Pump Motor
Residential | Res ¦ Energy Star Clothes Washer | 2027 | SC B | MW | Before Competition Groups | 46.0077 | 0 | 0 | 458.1133 | 0.10043 | 4 | Residential_2027_SC B_MW_Before Competition Groups_4 | Energy Star Clothes Washer | 10.04% | 0 | 46.0077 | Residential_2027_SC B_MW_Before Competition Groups_Energy Star Clothes Washer
Residential | Res ¦ Adaptive Thermostat | 2027 | SC B | MW | Before Competition Groups | 41.5853 | 0 | 0 | 458.1133 | 0.090775 | 5 | Residential_2027_SC B_MW_Before Competition Groups_5 | Adaptive Thermostat | 9.078% | 0 | 41.5853 | Residential_2027_SC B_MW_Before Competition Groups_Adaptive Thermostat
Residential | Res ¦ Energy Star Air Source Heat Pump | 2027 | SC B | MW | Before Competition Groups | 15.6417 | 0 | 0 | 458.1133 | 0.034144 | 6 | Residential_2027_SC B_MW_Before Competition Groups_6 | Energy Star Air Source Heat Pump | 3.414% | 0 | 15.6417 | Residential_2027_SC B_MW_Before Competition Groups_Energy Star Air Source Heat Pump
Residential | Res ¦ Energy Star Room Air Conditioner | 2027 | SC B | MW | Before Competition Groups | 15.4964 | 0 | 0 | 458.1133 | 0.033827 | 7 | Residential_2027_SC B_MW_Before Competition Groups_7 | Energy Star Room Air Conditioner | 3.383% | 0 | 15.4964 | Residential_2027_SC B_MW_Before Competition Groups_Energy Star Room Air Conditioner
Residential | Res ¦ Energy Star LED Bulbs General Purpose LEDs | 2027 | SC B | MW | Before Competition Groups | 14.8966 | 0 | 0 | 458.1133 | 0.032517 | 8 | Residential_2027_SC B_MW_Before Competition Groups_8 | Energy Star LED Bulbs General Purpose LEDs | 3.252% | 0 | 14.8966 | Residential_2027_SC B_MW_Before Competition Groups_Energy Star LED Bulbs General Purpose LEDs
Residential | Res ¦ Energy Star A Line, PAR, MR Lamps | 2027 | SC B | MW | Before Competition Groups | 14.6884 | 0 | 0 | 458.1133 | 0.032063 | 9 | Residential_2027_SC B_MW_Before Competition Groups_9 | Energy Star A Line, PAR, MR Lamps | 3.206% | 0 | 14.6884 | Residential_2027_SC B_MW_Before Competition Groups_Energy Star A Line, PAR, MR Lamps
Residential | Res ¦ Energy Star LED Specialty Bulbs | 2027 | SC B | MW | Before Competition Groups | 13.5204 | 0 | 0 | 458.1133 | 0.029513 | 10 | Residential_2027_SC B_MW_Before Competition Groups_10 | Energy Star LED Specialty Bulbs | 2.951% | 0 | 13.5204 | Residential_2027_SC B_MW_Before Competition Groups_Energy Star LED Specialty Bulbs
Residential | Res ¦ Basement Wall Insulation | 2027 | SC B | MW | Before Competition Groups | 11.4762 | 0 | 0 | 458.1133 | 0.025051 | 11 | Residential_2027_SC B_MW_Before Competition Groups_11 | Basement Wall Insulation | 2.505% | 0 | 11.4762 | Residential_2027_SC B_MW_Before Competition Groups_Basement Wall Insulation
Residential | Res ¦ Advanced BAS/Controllers | 2027 | SC B | MW | Before Competition Groups | 9.5089 | 0 | 0 | 458.1133 | 0.020757 | 12 | Residential_2027_SC B_MW_Before Competition Groups_12 | Advanced BAS/Controllers | 2.076% | 0 | 9.5089 | Residential_2027_SC B_MW_Before Competition Groups_Advanced BAS/Controllers
Residential | Res ¦ Attic Insulation | 2027 | SC B | MW | Before Competition Groups | 8.8516 | 0 | 0 | 458.1133 | 0.019322 | 13 | Residential_2027_SC B_MW_Before Competition Groups_13 | Attic Insulation | 1.932% | 0 | 8.8516 | Residential_2027_SC B_MW_Before Competition Groups_Attic Insulation
Residential | Res ¦ Clothes Drying Racks | 2027 | SC B | MW | Before Competition Groups | 8.7967 | 0 | 0 | 458.1133 | 0.019202 | 14 | Residential_2027_SC B_MW_Before Competition Groups_14 | Clothes Drying Racks | 1.92% | 0 | 8.7967 | Residential_2027_SC B_MW_Before Competition Groups_Clothes Drying Racks
Residential | Res ¦ Occupancy Sensors MF | 2027 | SC B | MW | Before Competition Groups | 8.6912 | 0 | 0 | 458.1133 | 0.018972 | 15 | Residential_2027_SC B_MW_Before Competition Groups_15 | Occupancy Sensors MF | 1.897% | 0 | 8.6912 | Residential_2027_SC B_MW_Before Competition Groups_Occupancy Sensors MF
Residential | Res ¦ Energy Star Clothes Dryer | 2027 | SC B | MW | Before Competition Groups | 8.1017 | 0 | 0 | 458.1133 | 0.017685 | 16 | Residential_2027_SC B_MW_Before Competition Groups_16 | Energy Star Clothes Dryer | 1.768% | 0 | 8.1017 | Residential_2027_SC B_MW_Before Competition Groups_Energy Star Clothes Dryer
Residential | Res ¦ Refrigerator Recycling | 2027 | SC B | MW | Before Competition Groups | 7.4571 | 0 | 0 | 458.1133 | 0.016278 | 17 | Residential_2027_SC B_MW_Before Competition Groups_17 | Refrigerator Recycling | 1.628% | 0 | 7.4571 | Residential_2027_SC B_MW_Before Competition Groups_Refrigerator Recycling
Residential | Res ¦ Freezer Recycling | 2027 | SC B | MW | Before Competition Groups | 6.9319 | 0 | 0 | 458.1133 | 0.015132 | 18 | Residential_2027_SC B_MW_Before Competition Groups_18 | Freezer Recycling | 1.513% | 0 | 6.9319 | Residential_2027_SC B_MW_Before Competition Groups_Freezer Recycling
Residential | Res ¦ High Efficiency Chiller (avg of water and air cooled) | 2027 | SC B | MW | Before Competition Groups | 6.278 | 0 | 0 | 458.1133 | 0.013704 | 19 | Residential_2027_SC B_MW_Before Competition Groups_19 | High Efficiency Chiller (avg of water and air cooled) | 1.37% | 0 | 6.278 | Residential_2027_SC B_MW_Before Competition Groups_High Efficiency Chiller (avg of water and air cooled)
Residential | Res ¦ Energy Star Torchiere | 2027 | SC B | MW | Before Competition Groups | 5.7916 | 0 | 0 | 458.1133 | 0.012642 | 20 | Residential_2027_SC B_MW_Before Competition Groups_20 | Energy Star Torchiere | 1.264% | 0 | 5.7916 | Residential_2027_SC B_MW_Before Competition Groups_Energy Star Torchiere
Residential | Res ¦ Energy Star Dehumidifier | 2027 | SC B | MW | Before Competition Groups | 4.3144 | 0 | 0 | 458.1133 | 0.0094178 | 21 | Residential_2027_SC B_MW_Before Competition Groups_21 | Energy Star Dehumidifier | 0.9418% | 0 | 4.3144 | Residential_2027_SC B_MW_Before Competition Groups_Energy Star Dehumidifier
Residential | Res ¦ Energy Star Freezer | 2027 | SC B | MW | Before Competition Groups | 3.3011 | 0 | 0 | 458.1133 | 0.0072059 | 22 | Residential_2027_SC B_MW_Before Competition Groups_22 | Energy Star Freezer | 0.7206% | 0 | 3.3011 | Residential_2027_SC B_MW_Before Competition Groups_Energy Star Freezer
Residential | Res ¦ Home Energy Reports | 2027 | SC B | MW | Before Competition Groups | 2.8443 | 0 | 0 | 458.1133 | 0.0062088 | 23 | Residential_2027_SC B_MW_Before Competition Groups_23 | Home Energy Reports | 0.6209% | 0 | 2.8443 | Residential_2027_SC B_MW_Before Competition Groups_Home Energy Reports
Residential | Res ¦ LED Tube Re-Lamp | 2027 | SC B | MW | Before Competition Groups | 2.7512 | 0 | 0 | 458.1133 | 0.0060056 | 24 | Residential_2027_SC B_MW_Before Competition Groups_24 | LED Tube Re-Lamp | 0.6006% | 0 | 2.7512 | Residential_2027_SC B_MW_Before Competition Groups_LED Tube Re-Lamp
Residential | Res ¦ Outside Air Economizer | 2027 | SC B | MW | Before Competition Groups | 2.5123 | 0 | 0 | 458.1133 | 0.005484 | 25 | Residential_2027_SC B_MW_Before Competition Groups_25 | Outside Air Economizer | 0.5484% | 0 | 2.5123 | Residential_2027_SC B_MW_Before Competition Groups_Outside Air Economizer
Residential | Res ¦ Air Sealing | 2027 | SC B | MW | Before Competition Groups | 2.441 | 0 | 0 | 458.1133 | 0.0053283 | 26 | Residential_2027_SC B_MW_Before Competition Groups_26 | Air Sealing | 0.5328% | 0 | 2.441 | Residential_2027_SC B_MW_Before Competition Groups_Air Sealing
Residential | Res ¦ Energy Star Light Fixture | 2027 | SC B | MW | Before Competition Groups | 2.3204 | 0 | 0 | 458.1133 | 0.0050651 | 27 | Residential_2027_SC B_MW_Before Competition Groups_27 | Energy Star Light Fixture | 0.5065% | 0 | 2.3204 | Residential_2027_SC B_MW_Before Competition Groups_Energy Star Light Fixture
Residential | Res ¦ Floor Insulation | 2027 | SC B | MW | Before Competition Groups | 2.3189 | 0 | 0 | 458.1133 | 0.0050619 | 28 | Residential_2027_SC B_MW_Before Competition Groups_28 | Floor Insulation | 0.5062% | 0 | 2.3189 | Residential_2027_SC B_MW_Before Competition Groups_Floor Insulation
Residential | Res ¦ Duct Insulation | 2027 | SC B | MW | Before Competition Groups | 2.0469 | 0 | 0 | 458.1133 | 0.0044681 | 29 | Residential_2027_SC B_MW_Before Competition Groups_29 | Duct Insulation | 0.4468% | 0 | 2.0469 | Residential_2027_SC B_MW_Before Competition Groups_Duct Insulation
Residential | Res ¦ Minimize Hot and Warm Clothes Wash | 2027 | SC B | MW | Before Competition Groups | 1.83 | 0 | 0 | 458.1133 | 0.0039946 | 30 | Residential_2027_SC B_MW_Before Competition Groups_30 | Minimize Hot and Warm Clothes Wash | 0.3995% | 0 | 1.83 | Residential_2027_SC B_MW_Before Competition Groups_Minimize Hot and Warm Clothes Wash
Residential | Res ¦ ENERGY STAR LED LAMPS (REFLECTOR LAMPs/MR16/PAR 16) | 2027 | SC B | MW | Before Competition Groups | 1.7401 | 0 | 0 | 458.1133 | 0.0037984 | 31 | Residential_2027_SC B_MW_Before Competition Groups_31 | ENERGY STAR LED LAMPS (REFLECTOR LAMPs/MR16/PAR 16) | 0.3798% | 0 | 1.7401 | Residential_2027_SC B_MW_Before Competition Groups_ENERGY STAR LED LAMPS (REFLECTOR LAMPs/MR16/PAR 16)
Residential | Res ¦ Demand Control Ventilation | 2027 | SC B | MW | Before Competition Groups | 1.6711 | 0 | 0 | 458.1133 | 0.0036477 | 32 | Residential_2027_SC B_MW_Before Competition Groups_32 | Demand Control Ventilation | 0.3648% | 0 | 1.6711 | Residential_2027_SC B_MW_Before Competition Groups_Demand Control Ventilation
Residential | Res ¦ Furnace Whistle | 2027 | SC B | MW | Before Competition Groups | 1.6061 | 0 | 0 | 458.1133 | 0.0035059 | 33 | Residential_2027_SC B_MW_Before Competition Groups_33 | Furnace Whistle | 0.3506% | 0 | 1.6061 | Residential_2027_SC B_MW_Before Competition Groups_Furnace Whistle
Residential | Res ¦ Comprehensive Draft Proofing | 2027 | SC B | MW | Before Competition Groups | 1.3648 | 0 | 0 | 458.1133 | 0.0029791 | 34 | Residential_2027_SC B_MW_Before Competition Groups_34 | Comprehensive Draft Proofing | 0.2979% | 0 | 1.3648 | Residential_2027_SC B_MW_Before Competition Groups_Comprehensive Draft Proofing
Residential | Res ¦ Variable Frequency Drive (VFD) | 2027 | SC B | MW | Before Competition Groups | 1.3237 | 0 | 0 | 458.1133 | 0.0028894 | 35 | Residential_2027_SC B_MW_Before Competition Groups_35 | Variable Frequency Drive (VFD) | 0.2889% | 0 | 1.3237 | Residential_2027_SC B_MW_Before Competition Groups_Variable Frequency Drive (VFD)
Residential | Res ¦ CO Sensors for parking garage exhaust fans | 2027 | SC B | MW | Before Competition Groups | 1.2976 | 0 | 0 | 458.1133 | 0.0028326 | 36 | Residential_2027_SC B_MW_Before Competition Groups_36 | CO Sensors for parking garage exhaust fans | 0.2833% | 0 | 1.2976 | Residential_2027_SC B_MW_Before Competition Groups_CO Sensors for parking garage exhaust fans
Residential | Res ¦ Duct Insulation MF | 2027 | SC B | MW | Before Competition Groups | 0.89427 | 0 | 0 | 458.1133 | 0.0019521 | 37 | Residential_2027_SC B_MW_Before Competition Groups_37 | Duct Insulation MF | 0.1952% | 0 | 0.89427 | Residential_2027_SC B_MW_Before Competition Groups_Duct Insulation MF
Residential | Res ¦ Water Heater Temperature Setback | 2027 | SC B | MW | Before Competition Groups | 0.83718 | 0 | 0 | 458.1133 | 0.0018275 | 38 | Residential_2027_SC B_MW_Before Competition Groups_38 | Water Heater Temperature Setback | 0.1827% | 0 | 0.83718 | Residential_2027_SC B_MW_Before Competition Groups_Water Heater Temperature Setback
Residential | Res ¦ Heat Recovery Ventilator | 2027 | SC B | MW | Before Competition Groups | 0.80509 | 0 | 0 | 458.1133 | 0.0017574 | 39 | Residential_2027_SC B_MW_Before Competition Groups_39 | Heat Recovery Ventilator | 0.1757% | 0 | 0.80509 | Residential_2027_SC B_MW_Before Competition Groups_Heat Recovery Ventilator
Residential | Res ¦ LED Parking Lot Fixture | 2027 | SC B | MW | Before Competition Groups | 0.76496 | 0 | 0 | 458.1133 | 0.0016698 | 40 | Residential_2027_SC B_MW_Before Competition Groups_40 | LED Parking Lot Fixture | 0.167% | 0 | 0.76496 | Residential_2027_SC B_MW_Before Competition Groups_LED Parking Lot Fixture
Residential | Res ¦ Condensing Make Up Air Unit | 2027 | SC B | MW | Before Competition Groups | 0.62844 | 0 | 0 | 458.1133 | 0.0013718 | 41 | Residential_2027_SC B_MW_Before Competition Groups_41 | Condensing Make Up Air Unit | 0.1372% | 0 | 0.62844 | Residential_2027_SC B_MW_Before Competition Groups_Condensing Make Up Air Unit
Residential | Res ¦ VFD on Pumps | 2027 | SC B | MW | Before Competition Groups | 0.40704 | 0 | 0 | 458.1133 | 0.00088851 | 42 | Residential_2027_SC B_MW_Before Competition Groups_42 | VFD on Pumps | 0.08885% | 0 | 0.40704 | Residential_2027_SC B_MW_Before Competition Groups_VFD on Pumps
Residential | Res ¦ ENERGY STAR LED Lamps (General Service Lamps) | 2027 | SC B | MW | Before Competition Groups | 0.39577 | 0 | 0 | 458.1133 | 0.00086392 | 43 | Residential_2027_SC B_MW_Before Competition Groups_43 | ENERGY STAR LED Lamps (General Service Lamps) | 0.08639% | 0 | 0.39577 | Residential_2027_SC B_MW_Before Competition Groups_ENERGY STAR LED Lamps (General Service Lamps)
Residential | Res ¦ Tankless Water Heater | 2027 | SC B | MW | Before Competition Groups | 0.37392 | 0 | 0 | 458.1133 | 0.00081622 | 44 | Residential_2027_SC B_MW_Before Competition Groups_44 | Tankless Water Heater | 0.08162% | 0 | 0.37392 | Residential_2027_SC B_MW_Before Competition Groups_Tankless Water Heater
Residential | Res ¦ LED Exterior Area Lights - LED Fixture (200W) | 2027 | SC B | MW | Before Competition Groups | 0.33808 | 0 | 0 | 458.1133 | 0.00073799 | 45 | Residential_2027_SC B_MW_Before Competition Groups_45 | LED Exterior Area Lights - LED Fixture (200W) | 0.0738% | 0 | 0.33808 | Residential_2027_SC B_MW_Before Competition Groups_LED Exterior Area Lights - LED Fixture (200W)
Residential | Res ¦ ECM MOTORS FOR HVAC APPLICATION (FAN-POWERED VAV BOX) | 2027 | SC B | MW | Before Competition Groups | 0.21051 | 0 | 0 | 458.1133 | 0.00045952 | 46 | Residential_2027_SC B_MW_Before Competition Groups_46 | ECM MOTORS FOR HVAC APPLICATION (FAN-POWERED VAV BOX) | 0.04595% | 0 | 0.21051 | Residential_2027_SC B_MW_Before Competition Groups_ECM MOTORS FOR HVAC APPLICATION (FAN-POWERED VAV BOX)
Residential | Res ¦ Beverage Vending Machine Controls | 2027 | SC B | MW | Before Competition Groups | 0.13046 | 0 | 0 | 458.1133 | 0.00028477 | 47 | Residential_2027_SC B_MW_Before Competition Groups_47 | Beverage Vending Machine Controls | 0.02848% | 0 | 0.13046 | Residential_2027_SC B_MW_Before Competition Groups_Beverage Vending Machine Controls
Residential | Res ¦ Chilled Water Optimization | 2027 | SC B | MW | Before Competition Groups | 0.090991 | 0 | 0 | 458.1133 | 0.00019862 | 48 | Residential_2027_SC B_MW_Before Competition Groups_48 | Chilled Water Optimization | 0.01986% | 0 | 0.090991 | Residential_2027_SC B_MW_Before Competition Groups_Chilled Water Optimization
Residential | Res ¦ Wall Insulation | 2027 | SC B | MW | Before Competition Groups | 0.03333 | 0 | 0 | 458.1133 | 7.2755e-05 | 49 | Residential_2027_SC B_MW_Before Competition Groups_49 | Wall Insulation | 0.007275% | 0 | 0.03333 | Residential_2027_SC B_MW_Before Competition Groups_Wall Insulation
Residential | Res ¦ LED High Bay Fixture | 2027 | SC B | MW | Before Competition Groups | 0.019212 | 0 | 0 | 458.1133 | 4.1938e-05 | 50 | Residential_2027_SC B_MW_Before Competition Groups_50 | LED High Bay Fixture | 0.004194% | 0 | 0.019212 | Residential_2027_SC B_MW_Before Competition Groups_LED High Bay Fixture
Residential | Res ¦ Wall Insulation MF | 2027 | SC B | MW | Before Competition Groups | 0.0020215 | 0 | 0 | 458.1133 | 4.4128e-06 | 51 | Residential_2027_SC B_MW_Before Competition Groups_51 | Wall Insulation MF | 0.0004413% | 0 | 0.0020215 | Residential_2027_SC B_MW_Before Competition Groups_Wall Insulation MF
Residential | Res ¦ LED Downlight | 2027 | SC B | MW | Before Competition Groups | 0 | 0 | 0 | 458.1133 | 0 | 52 | Residential_2027_SC B_MW_Before Competition Groups_52 | LED Downlight | 0% | 0 | 0 | Residential_2027_SC B_MW_Before Competition Groups_LED Downlight
Residential | Res ¦ Smart Burners | 2027 | SC B | MW | Before Competition Groups | 0 | 0 | 0 | 458.1133 | 0 | 53 | Residential_2027_SC B_MW_Before Competition Groups_53 | Smart Burners | 0% | 0 | 0 | Residential_2027_SC B_MW_Before Competition Groups_Smart Burners
Residential | Res ¦ Smart Power Bar | 2027 | SC B | MW | Before Competition Groups | 0 | 0 | 0 | 458.1133 | 0 | 54 | Residential_2027_SC B_MW_Before Competition Groups_54 | Smart Power Bar | 0% | 0 | 0 | Residential_2027_SC B_MW_Before Competition Groups_Smart Power Bar
Residential | Res ¦ Ductless Mini-Split Heat Pump | 2027 | SC C | MW | Before Competition Groups | 46.5731 | 0 | 0 | 306.0681 | 0.15217 | 1 | Residential_2027_SC C_MW_Before Competition Groups_1 | Ductless Mini-Split Heat Pump | 15.22% | 0 | 46.5731 | Residential_2027_SC C_MW_Before Competition Groups_Ductless Mini-Split Heat Pump
Residential | Res ¦ Energy Star Clothes Washer | 2027 | SC C | MW | Before Competition Groups | 40.2688 | 0 | 0 | 306.0681 | 0.13157 | 2 | Residential_2027_SC C_MW_Before Competition Groups_2 | Energy Star Clothes Washer | 13.16% | 0 | 40.2688 | Residential_2027_SC C_MW_Before Competition Groups_Energy Star Clothes Washer
Residential | Res ¦ Adaptive Thermostat | 2027 | SC C | MW | Before Competition Groups | 28.9107 | 0 | 0 | 306.0681 | 0.094458 | 3 | Residential_2027_SC C_MW_Before Competition Groups_3 | Adaptive Thermostat | 9.446% | 0 | 28.9107 | Residential_2027_SC C_MW_Before Competition Groups_Adaptive Thermostat
Residential | Res ¦ Building Recommissioning, Operations and Maintenance (O&M) Improvements | 2027 | SC C | MW | Before Competition Groups | 28.772 | 0 | 0 | 306.0681 | 0.094005 | 4 | Residential_2027_SC C_MW_Before Competition Groups_4 | Building Recommissioning, Operations and Maintenance (O&M) Improvements | 9.401% | 0 | 28.772 | Residential_2027_SC C_MW_Before Competition Groups_Building Recommissioning, Operations and Maintenance (O&M) Improvements
Residential | Res ¦ Energy Star LED Specialty Bulbs | 2027 | SC C | MW | Before Competition Groups | 25.1085 | 0 | 0 | 306.0681 | 0.082036 | 5 | Residential_2027_SC C_MW_Before Competition Groups_5 | Energy Star LED Specialty Bulbs | 8.204% | 0 | 25.1085 | Residential_2027_SC C_MW_Before Competition Groups_Energy Star LED Specialty Bulbs
Residential | Res ¦ Variable Speed Pool Pump Motor | 2027 | SC C | MW | Before Competition Groups | 20.5516 | 0 | 0 | 306.0681 | 0.067147 | 6 | Residential_2027_SC C_MW_Before Competition Groups_6 | Variable Speed Pool Pump Motor | 6.715% | 0 | 20.5516 | Residential_2027_SC C_MW_Before Competition Groups_Variable Speed Pool Pump Motor
Residential | Res ¦ Energy Star Room Air Conditioner | 2027 | SC C | MW | Before Competition Groups | 12.2676 | 0 | 0 | 306.0681 | 0.040081 | 7 | Residential_2027_SC C_MW_Before Competition Groups_7 | Energy Star Room Air Conditioner | 4.008% | 0 | 12.2676 | Residential_2027_SC C_MW_Before Competition Groups_Energy Star Room Air Conditioner
Residential | Res ¦ Basement Wall Insulation | 2027 | SC C | MW | Before Competition Groups | 11.4779 | 0 | 0 | 306.0681 | 0.037501 | 8 | Residential_2027_SC C_MW_Before Competition Groups_8 | Basement Wall Insulation | 3.75% | 0 | 11.4779 | Residential_2027_SC C_MW_Before Competition Groups_Basement Wall Insulation
Residential | Res ¦ Energy Star A Line, PAR, MR Lamps | 2027 | SC C | MW | Before Competition Groups | 10.0013 | 0 | 0 | 306.0681 | 0.032677 | 9 | Residential_2027_SC C_MW_Before Competition Groups_9 | Energy Star A Line, PAR, MR Lamps | 3.268% | 0 | 10.0013 | Residential_2027_SC C_MW_Before Competition Groups_Energy Star A Line, PAR, MR Lamps
Residential | Res ¦ Energy Star Air Source Heat Pump | 2027 | SC C | MW | Before Competition Groups | 9.6588 | 0 | 0 | 306.0681 | 0.031558 | 10 | Residential_2027_SC C_MW_Before Competition Groups_10 | Energy Star Air Source Heat Pump | 3.156% | 0 | 9.6588 | Residential_2027_SC C_MW_Before Competition Groups_Energy Star Air Source Heat Pump
Residential | Res ¦ Attic Insulation | 2027 | SC C | MW | Before Competition Groups | 8.6541 | 0 | 0 | 306.0681 | 0.028275 | 11 | Residential_2027_SC C_MW_Before Competition Groups_11 | Attic Insulation | 2.827% | 0 | 8.6541 | Residential_2027_SC C_MW_Before Competition Groups_Attic Insulation
Residential | Res ¦ Energy Star Clothes Dryer | 2027 | SC C | MW | Before Competition Groups | 8.1042 | 0 | 0 | 306.0681 | 0.026478 | 12 | Residential_2027_SC C_MW_Before Competition Groups_12 | Energy Star Clothes Dryer | 2.648% | 0 | 8.1042 | Residential_2027_SC C_MW_Before Competition Groups_Energy Star Clothes Dryer
Residential | Res ¦ High Efficiency Chiller (avg of water and air cooled) | 2027 | SC C | MW | Before Competition Groups | 6.0848 | 0 | 0 | 306.0681 | 0.019881 | 13 | Residential_2027_SC C_MW_Before Competition Groups_13 | High Efficiency Chiller (avg of water and air cooled) | 1.988% | 0 | 6.0848 | Residential_2027_SC C_MW_Before Competition Groups_High Efficiency Chiller (avg of water and air cooled)
Residential | Res ¦ Energy Star LED Bulbs General Purpose LEDs | 2027 | SC C | MW | Before Competition Groups | 5.4627 | 0 | 0 | 306.0681 | 0.017848 | 14 | Residential_2027_SC C_MW_Before Competition Groups_14 | Energy Star LED Bulbs General Purpose LEDs | 1.785% | 0 | 5.4627 | Residential_2027_SC C_MW_Before Competition Groups_Energy Star LED Bulbs General Purpose LEDs
Residential | Res ¦ Advanced BAS/Controllers | 2027 | SC C | MW | Before Competition Groups | 4.2111 | 0 | 0 | 306.0681 | 0.013759 | 15 | Residential_2027_SC C_MW_Before Competition Groups_15 | Advanced BAS/Controllers | 1.376% | 0 | 4.2111 | Residential_2027_SC C_MW_Before Competition Groups_Advanced BAS/Controllers
Residential | Res ¦ Occupancy Sensors MF | 2027 | SC C | MW | Before Competition Groups | 3.7916 | 0 | 0 | 306.0681 | 0.012388 | 16 | Residential_2027_SC C_MW_Before Competition Groups_16 | Occupancy Sensors MF | 1.239% | 0 | 3.7916 | Residential_2027_SC C_MW_Before Competition Groups_Occupancy Sensors MF
Residential | Res ¦ Energy Star Torchiere | 2027 | SC C | MW | Before Competition Groups | 3.775 | 0 | 0 | 306.0681 | 0.012334 | 17 | Residential_2027_SC C_MW_Before Competition Groups_17 | Energy Star Torchiere | 1.233% | 0 | 3.775 | Residential_2027_SC C_MW_Before Competition Groups_Energy Star Torchiere
Residential | Res ¦ Refrigerator Recycling | 2027 | SC C | MW | Before Competition Groups | 3.3024 | 0 | 0 | 306.0681 | 0.01079 | 18 | Residential_2027_SC C_MW_Before Competition Groups_18 | Refrigerator Recycling | 1.079% | 0 | 3.3024 | Residential_2027_SC C_MW_Before Competition Groups_Refrigerator Recycling
Residential | Res ¦ Home Energy Reports | 2027 | SC C | MW | Before Competition Groups | 2.8443 | 0 | 0 | 306.0681 | 0.0092931 | 19 | Residential_2027_SC C_MW_Before Competition Groups_19 | Home Energy Reports | 0.9293% | 0 | 2.8443 | Residential_2027_SC C_MW_Before Competition Groups_Home Energy Reports
Residential | Res ¦ LED Tube Re-Lamp | 2027 | SC C | MW | Before Competition Groups | 2.7512 | 0 | 0 | 306.0681 | 0.008989 | 20 | Residential_2027_SC C_MW_Before Competition Groups_20 | LED Tube Re-Lamp | 0.8989% | 0 | 2.7512 | Residential_2027_SC C_MW_Before Competition Groups_LED Tube Re-Lamp
Residential | Res ¦ Energy Star Freezer | 2027 | SC C | MW | Before Competition Groups | 2.5342 | 0 | 0 | 306.0681 | 0.00828 | 21 | Residential_2027_SC C_MW_Before Competition Groups_21 | Energy Star Freezer | 0.828% | 0 | 2.5342 | Residential_2027_SC C_MW_Before Competition Groups_Energy Star Freezer
Residential | Res ¦ Air Sealing | 2027 | SC C | MW | Before Competition Groups | 2.2359 | 0 | 0 | 306.0681 | 0.0073052 | 22 | Residential_2027_SC C_MW_Before Competition Groups_22 | Air Sealing | 0.7305% | 0 | 2.2359 | Residential_2027_SC C_MW_Before Competition Groups_Air Sealing
Residential | Res ¦ Energy Star Light Fixture | 2027 | SC C | MW | Before Competition Groups | 2.1101 | 0 | 0 | 306.0681 | 0.0068943 | 23 | Residential_2027_SC C_MW_Before Competition Groups_23 | Energy Star Light Fixture | 0.6894% | 0 | 2.1101 | Residential_2027_SC C_MW_Before Competition Groups_Energy Star Light Fixture
Residential | Res ¦ Minimize Hot and Warm Clothes Wash | 2027 | SC C | MW | Before Competition Groups | 1.83 | 0 | 0 | 306.0681 | 0.005979 | 24 | Residential_2027_SC C_MW_Before Competition Groups_24 | Minimize Hot and Warm Clothes Wash | 0.5979% | 0 | 1.83 | Residential_2027_SC C_MW_Before Competition Groups_Minimize Hot and Warm Clothes Wash
Residential | Res ¦ Floor Insulation | 2027 | SC C | MW | Before Competition Groups | 1.8189 | 0 | 0 | 306.0681 | 0.0059427 | 25 | Residential_2027_SC C_MW_Before Competition Groups_25 | Floor Insulation | 0.5943% | 0 | 1.8189 | Residential_2027_SC C_MW_Before Competition Groups_Floor Insulation
Residential | Res ¦ ENERGY STAR LED LAMPS (REFLECTOR LAMPs/MR16/PAR 16) | 2027 | SC C | MW | Before Competition Groups | 1.7401 | 0 | 0 | 306.0681 | 0.0056854 | 26 | Residential_2027_SC C_MW_Before Competition Groups_26 | ENERGY STAR LED LAMPS (REFLECTOR LAMPs/MR16/PAR 16) | 0.5685% | 0 | 1.7401 | Residential_2027_SC C_MW_Before Competition Groups_ENERGY STAR LED LAMPS (REFLECTOR LAMPs/MR16/PAR 16)
Residential | Res ¦ Energy Star Dehumidifier | 2027 | SC C | MW | Before Competition Groups | 1.6947 | 0 | 0 | 306.0681 | 0.0055371 | 27 | Residential_2027_SC C_MW_Before Competition Groups_27 | Energy Star Dehumidifier | 0.5537% | 0 | 1.6947 | Residential_2027_SC C_MW_Before Competition Groups_Energy Star Dehumidifier
Residential | Res ¦ Outside Air Economizer | 2027 | SC C | MW | Before Competition Groups | 1.5181 | 0 | 0 | 306.0681 | 0.00496 | 28 | Residential_2027_SC C_MW_Before Competition Groups_28 | Outside Air Economizer | 0.496% | 0 | 1.5181 | Residential_2027_SC C_MW_Before Competition Groups_Outside Air Economizer
Residential | Res ¦ Duct Insulation MF | 2027 | SC C | MW | Before Competition Groups | 0.82014 | 0 | 0 | 306.0681 | 0.0026796 | 29 | Residential_2027_SC C_MW_Before Competition Groups_29 | Duct Insulation MF | 0.268% | 0 | 0.82014 | Residential_2027_SC C_MW_Before Competition Groups_Duct Insulation MF
Residential | Res ¦ Demand Control Ventilation | 2027 | SC C | MW | Before Competition Groups | 0.74009 | 0 | 0 | 306.0681 | 0.0024181 | 30 | Residential_2027_SC C_MW_Before Competition Groups_30 | Demand Control Ventilation | 0.2418% | 0 | 0.74009 | Residential_2027_SC C_MW_Before Competition Groups_Demand Control Ventilation
Residential | Res ¦ Furnace Whistle | 2027 | SC C | MW | Before Competition Groups | 0.71119 | 0 | 0 | 306.0681 | 0.0023236 | 31 | Residential_2027_SC C_MW_Before Competition Groups_31 | Furnace Whistle | 0.2324% | 0 | 0.71119 | Residential_2027_SC C_MW_Before Competition Groups_Furnace Whistle
Residential | Res ¦ LED Parking Lot Fixture | 2027 | SC C | MW | Before Competition Groups | 0.68475 | 0 | 0 | 306.0681 | 0.0022373 | 32 | Residential_2027_SC C_MW_Before Competition Groups_32 | LED Parking Lot Fixture | 0.2237% | 0 | 0.68475 | Residential_2027_SC C_MW_Before Competition Groups_LED Parking Lot Fixture
Residential | Res ¦ Duct Insulation | 2027 | SC C | MW | Before Competition Groups | 0.63273 | 0 | 0 | 306.0681 | 0.0020673 | 33 | Residential_2027_SC C_MW_Before Competition Groups_33 | Duct Insulation | 0.2067% | 0 | 0.63273 | Residential_2027_SC C_MW_Before Competition Groups_Duct Insulation
Residential | Res ¦ CO Sensors for parking garage exhaust fans | 2027 | SC C | MW | Before Competition Groups | 0.61673 | 0 | 0 | 306.0681 | 0.002015 | 34 | Residential_2027_SC C_MW_Before Competition Groups_34 | CO Sensors for parking garage exhaust fans | 0.2015% | 0 | 0.61673 | Residential_2027_SC C_MW_Before Competition Groups_CO Sensors for parking garage exhaust fans
Residential | Res ¦ Comprehensive Draft Proofing | 2027 | SC C | MW | Before Competition Groups | 0.60434 | 0 | 0 | 306.0681 | 0.0019745 | 35 | Residential_2027_SC C_MW_Before Competition Groups_35 | Comprehensive Draft Proofing | 0.1975% | 0 | 0.60434 | Residential_2027_SC C_MW_Before Competition Groups_Comprehensive Draft Proofing
Residential | Res ¦ Variable Frequency Drive (VFD) | 2027 | SC C | MW | Before Competition Groups | 0.58616 | 0 | 0 | 306.0681 | 0.0019151 | 36 | Residential_2027_SC C_MW_Before Competition Groups_36 | Variable Frequency Drive (VFD) | 0.1915% | 0 | 0.58616 | Residential_2027_SC C_MW_Before Competition Groups_Variable Frequency Drive (VFD)
Residential | Res ¦ Condensing Make Up Air Unit | 2027 | SC C | MW | Before Competition Groups | 0.43985 | 0 | 0 | 306.0681 | 0.0014371 | 37 | Residential_2027_SC C_MW_Before Competition Groups_37 | Condensing Make Up Air Unit | 0.1437% | 0 | 0.43985 | Residential_2027_SC C_MW_Before Competition Groups_Condensing Make Up Air Unit
Residential | Res ¦ ENERGY STAR LED Lamps (General Service Lamps) | 2027 | SC C | MW | Before Competition Groups | 0.39577 | 0 | 0 | 306.0681 | 0.0012931 | 38 | Residential_2027_SC C_MW_Before Competition Groups_38 | ENERGY STAR LED Lamps (General Service Lamps) | 0.1293% | 0 | 0.39577 | Residential_2027_SC C_MW_Before Competition Groups_ENERGY STAR LED Lamps (General Service Lamps)
Residential | Res ¦ Water Heater Temperature Setback | 2027 | SC C | MW | Before Competition Groups | 0.37072 | 0 | 0 | 306.0681 | 0.0012112 | 39 | Residential_2027_SC C_MW_Before Competition Groups_39 | Water Heater Temperature Setback | 0.1211% | 0 | 0.37072 | Residential_2027_SC C_MW_Before Competition Groups_Water Heater Temperature Setback
Residential | Res ¦ LED Exterior Area Lights - LED Fixture (200W) | 2027 | SC C | MW | Before Competition Groups | 0.33808 | 0 | 0 | 306.0681 | 0.0011046 | 40 | Residential_2027_SC C_MW_Before Competition Groups_40 | LED Exterior Area Lights - LED Fixture (200W) | 0.1105% | 0 | 0.33808 | Residential_2027_SC C_MW_Before Competition Groups_LED Exterior Area Lights - LED Fixture (200W)
Residential | Res ¦ Clothes Drying Racks | 2027 | SC C | MW | Before Competition Groups | 0.26952 | 0 | 0 | 306.0681 | 0.00088059 | 41 | Residential_2027_SC C_MW_Before Competition Groups_41 | Clothes Drying Racks | 0.08806% | 0 | 0.26952 | Residential_2027_SC C_MW_Before Competition Groups_Clothes Drying Racks
Residential | Res ¦ Tankless Water Heater | 2027 | SC C | MW | Before Competition Groups | 0.21356 | 0 | 0 | 306.0681 | 0.00069775 | 42 | Residential_2027_SC C_MW_Before Competition Groups_42 | Tankless Water Heater | 0.06978% | 0 | 0.21356 | Residential_2027_SC C_MW_Before Competition Groups_Tankless Water Heater
Residential | Res ¦ VFD on Pumps | 2027 | SC C | MW | Before Competition Groups | 0.18025 | 0 | 0 | 306.0681 | 0.00058893 | 43 | Residential_2027_SC C_MW_Before Competition Groups_43 | VFD on Pumps | 0.05889% | 0 | 0.18025 | Residential_2027_SC C_MW_Before Competition Groups_VFD on Pumps
Residential | Res ¦ Heat Recovery Ventilator | 2027 | SC C | MW | Before Competition Groups | 0.16765 | 0 | 0 | 306.0681 | 0.00054775 | 44 | Residential_2027_SC C_MW_Before Competition Groups_44 | Heat Recovery Ventilator | 0.05478% | 0 | 0.16765 | Residential_2027_SC C_MW_Before Competition Groups_Heat Recovery Ventilator
Residential | Res ¦ ECM MOTORS FOR HVAC APPLICATION (FAN-POWERED VAV BOX) | 2027 | SC C | MW | Before Competition Groups | 0.096622 | 0 | 0 | 306.0681 | 0.00031569 | 45 | Residential_2027_SC C_MW_Before Competition Groups_45 | ECM MOTORS FOR HVAC APPLICATION (FAN-POWERED VAV BOX) | 0.03157% | 0 | 0.096622 | Residential_2027_SC C_MW_Before Competition Groups_ECM MOTORS FOR HVAC APPLICATION (FAN-POWERED VAV BOX)
Residential | Res ¦ Chilled Water Optimization | 2027 | SC C | MW | Before Competition Groups | 0.064756 | 0 | 0 | 306.0681 | 0.00021157 | 46 | Residential_2027_SC C_MW_Before Competition Groups_46 | Chilled Water Optimization | 0.02116% | 0 | 0.064756 | Residential_2027_SC C_MW_Before Competition Groups_Chilled Water Optimization
Residential | Res ¦ Beverage Vending Machine Controls | 2027 | SC C | MW | Before Competition Groups | 0.057622 | 0 | 0 | 306.0681 | 0.00018827 | 47 | Residential_2027_SC C_MW_Before Competition Groups_47 | Beverage Vending Machine Controls | 0.01883% | 0 | 0.057622 | Residential_2027_SC C_MW_Before Competition Groups_Beverage Vending Machine Controls
Residential | Res ¦ LED High Bay Fixture | 2027 | SC C | MW | Before Competition Groups | 0.019212 | 0 | 0 | 306.0681 | 6.2771e-05 | 48 | Residential_2027_SC C_MW_Before Competition Groups_48 | LED High Bay Fixture | 0.006277% | 0 | 0.019212 | Residential_2027_SC C_MW_Before Competition Groups_LED High Bay Fixture
Residential | Res ¦ Wall Insulation | 2027 | SC C | MW | Before Competition Groups | 0.0023736 | 0 | 0 | 306.0681 | 7.7553e-06 | 49 | Residential_2027_SC C_MW_Before Competition Groups_49 | Wall Insulation | 0.0007755% | 0 | 0.0023736 | Residential_2027_SC C_MW_Before Competition Groups_Wall Insulation
Residential | Res ¦ Wall Insulation MF | 2027 | SC C | MW | Before Competition Groups | 0.0020217 | 0 | 0 | 306.0681 | 6.6053e-06 | 50 | Residential_2027_SC C_MW_Before Competition Groups_50 | Wall Insulation MF | 0.0006605% | 0 | 0.0020217 | Residential_2027_SC C_MW_Before Competition Groups_Wall Insulation MF
Residential | Res ¦ Freezer Recycling | 2027 | SC C | MW | Before Competition Groups | 0.00019215 | 0 | 0 | 306.0681 | 6.2782e-07 | 51 | Residential_2027_SC C_MW_Before Competition Groups_51 | Freezer Recycling | 6.278e-05% | 0 | 0.00019215 | Residential_2027_SC C_MW_Before Competition Groups_Freezer Recycling
Residential | Res ¦ LED Downlight | 2027 | SC C | MW | Before Competition Groups | 0 | 0 | 0 | 306.0681 | 0 | 52 | Residential_2027_SC C_MW_Before Competition Groups_52 | LED Downlight | 0% | 0 | 0 | Residential_2027_SC C_MW_Before Competition Groups_LED Downlight
Residential | Res ¦ Smart Burners | 2027 | SC C | MW | Before Competition Groups | 0 | 0 | 0 | 306.0681 | 0 | 53 | Residential_2027_SC C_MW_Before Competition Groups_53 | Smart Burners | 0% | 0 | 0 | Residential_2027_SC C_MW_Before Competition Groups_Smart Burners
Residential | Res ¦ Smart Power Bar | 2027 | SC C | MW | Before Competition Groups | 0 | 0 | 0 | 306.0681 | 0 | 54 | Residential_2027_SC C_MW_Before Competition Groups_54 | Smart Power Bar | 0% | 0 | 0 | Residential_2027_SC C_MW_Before Competition Groups_Smart Power Bar
Residential | Res ¦ Ductless Mini-Split Heat Pump | 2027 | SC D | MW | Before Competition Groups | 46.5739 | 0 | 0 | 254.1847 | 0.18323 | 1 | Residential_2027_SC D_MW_Before Competition Groups_1 | Ductless Mini-Split Heat Pump | 18.32% | 0 | 46.5739 | Residential_2027_SC D_MW_Before Competition Groups_Ductless Mini-Split Heat Pump
Residential | Res ¦ Building Recommissioning, Operations and Maintenance (O&M) Improvements | 2027 | SC D | MW | Before Competition Groups | 28.772 | 0 | 0 | 254.1847 | 0.11319 | 2 | Residential_2027_SC D_MW_Before Competition Groups_2 | Building Recommissioning, Operations and Maintenance (O&M) Improvements | 11.32% | 0 | 28.772 | Residential_2027_SC D_MW_Before Competition Groups_Building Recommissioning, Operations and Maintenance (O&M) Improvements
Residential | Res ¦ Energy Star Clothes Washer | 2027 | SC D | MW | Before Competition Groups | 25.6997 | 0 | 0 | 254.1847 | 0.10111 | 3 | Residential_2027_SC D_MW_Before Competition Groups_3 | Energy Star Clothes Washer | 10.11% | 0 | 25.6997 | Residential_2027_SC D_MW_Before Competition Groups_Energy Star Clothes Washer
Residential | Res ¦ Adaptive Thermostat | 2027 | SC D | MW | Before Competition Groups | 17.3635 | 0 | 0 | 254.1847 | 0.068311 | 4 | Residential_2027_SC D_MW_Before Competition Groups_4 | Adaptive Thermostat | 6.831% | 0 | 17.3635 | Residential_2027_SC D_MW_Before Competition Groups_Adaptive Thermostat
Residential | Res ¦ Energy Star LED Bulbs General Purpose LEDs | 2027 | SC D | MW | Before Competition Groups | 15.7985 | 0 | 0 | 254.1847 | 0.062153 | 5 | Residential_2027_SC D_MW_Before Competition Groups_5 | Energy Star LED Bulbs General Purpose LEDs | 6.215% | 0 | 15.7985 | Residential_2027_SC D_MW_Before Competition Groups_Energy Star LED Bulbs General Purpose LEDs
Residential | Res ¦ Energy Star LED Specialty Bulbs | 2027 | SC D | MW | Before Competition Groups | 15.4872 | 0 | 0 | 254.1847 | 0.060929 | 6 | Residential_2027_SC D_MW_Before Competition Groups_6 | Energy Star LED Specialty Bulbs | 6.093% | 0 | 15.4872 | Residential_2027_SC D_MW_Before Competition Groups_Energy Star LED Specialty Bulbs
Residential | Res ¦ Variable Speed Pool Pump Motor | 2027 | SC D | MW | Before Competition Groups | 13.0439 | 0 | 0 | 254.1847 | 0.051317 | 7 | Residential_2027_SC D_MW_Before Competition Groups_7 | Variable Speed Pool Pump Motor | 5.132% | 0 | 13.0439 | Residential_2027_SC D_MW_Before Competition Groups_Variable Speed Pool Pump Motor
Residential | Res ¦ Energy Star Room Air Conditioner | 2027 | SC D | MW | Before Competition Groups | 12.214 | 0 | 0 | 254.1847 | 0.048052 | 8 | Residential_2027_SC D_MW_Before Competition Groups_8 | Energy Star Room Air Conditioner | 4.805% | 0 | 12.214 | Residential_2027_SC D_MW_Before Competition Groups_Energy Star Room Air Conditioner
Residential | Res ¦ Basement Wall Insulation | 2027 | SC D | MW | Before Competition Groups | 11.0474 | 0 | 0 | 254.1847 | 0.043462 | 9 | Residential_2027_SC D_MW_Before Competition Groups_9 | Basement Wall Insulation | 4.346% | 0 | 11.0474 | Residential_2027_SC D_MW_Before Competition Groups_Basement Wall Insulation
Residential | Res ¦ Energy Star A Line, PAR, MR Lamps | 2027 | SC D | MW | Before Competition Groups | 10.0247 | 0 | 0 | 254.1847 | 0.039439 | 10 | Residential_2027_SC D_MW_Before Competition Groups_10 | Energy Star A Line, PAR, MR Lamps | 3.944% | 0 | 10.0247 | Residential_2027_SC D_MW_Before Competition Groups_Energy Star A Line, PAR, MR Lamps
Residential | Res ¦ Energy Star Air Source Heat Pump | 2027 | SC D | MW | Before Competition Groups | 9.6588 | 0 | 0 | 254.1847 | 0.037999 | 11 | Residential_2027_SC D_MW_Before Competition Groups_11 | Energy Star Air Source Heat Pump | 3.8% | 0 | 9.6588 | Residential_2027_SC D_MW_Before Competition Groups_Energy Star Air Source Heat Pump
Residential | Res ¦ High Efficiency Chiller (avg of water and air cooled) | 2027 | SC D | MW | Before Competition Groups | 6.0848 | 0 | 0 | 254.1847 | 0.023939 | 12 | Residential_2027_SC D_MW_Before Competition Groups_12 | High Efficiency Chiller (avg of water and air cooled) | 2.394% | 0 | 6.0848 | Residential_2027_SC D_MW_Before Competition Groups_High Efficiency Chiller (avg of water and air cooled)
Residential | Res ¦ Attic Insulation | 2027 | SC D | MW | Before Competition Groups | 4.8011 | 0 | 0 | 254.1847 | 0.018888 | 13 | Residential_2027_SC D_MW_Before Competition Groups_13 | Attic Insulation | 1.889% | 0 | 4.8011 | Residential_2027_SC D_MW_Before Competition Groups_Attic Insulation
Residential | Res ¦ Advanced BAS/Controllers | 2027 | SC D | MW | Before Competition Groups | 4.2111 | 0 | 0 | 254.1847 | 0.016567 | 14 | Residential_2027_SC D_MW_Before Competition Groups_14 | Advanced BAS/Controllers | 1.657% | 0 | 4.2111 | Residential_2027_SC D_MW_Before Competition Groups_Advanced BAS/Controllers
Residential | Res ¦ Energy Star Clothes Dryer | 2027 | SC D | MW | Before Competition Groups | 4.1186 | 0 | 0 | 254.1847 | 0.016203 | 15 | Residential_2027_SC D_MW_Before Competition Groups_15 | Energy Star Clothes Dryer | 1.62% | 0 | 4.1186 | Residential_2027_SC D_MW_Before Competition Groups_Energy Star Clothes Dryer
Residential | Res ¦ Occupancy Sensors MF | 2027 | SC D | MW | Before Competition Groups | 3.7916 | 0 | 0 | 254.1847 | 0.014917 | 16 | Residential_2027_SC D_MW_Before Competition Groups_16 | Occupancy Sensors MF | 1.492% | 0 | 3.7916 | Residential_2027_SC D_MW_Before Competition Groups_Occupancy Sensors MF
Residential | Res ¦ Energy Star Torchiere | 2027 | SC D | MW | Before Competition Groups | 3.3456 | 0 | 0 | 254.1847 | 0.013162 | 17 | Residential_2027_SC D_MW_Before Competition Groups_17 | Energy Star Torchiere | 1.316% | 0 | 3.3456 | Residential_2027_SC D_MW_Before Competition Groups_Energy Star Torchiere
Residential | Res ¦ Home Energy Reports | 2027 | SC D | MW | Before Competition Groups | 2.8443 | 0 | 0 | 254.1847 | 0.01119 | 18 | Residential_2027_SC D_MW_Before Competition Groups_18 | Home Energy Reports | 1.119% | 0 | 2.8443 | Residential_2027_SC D_MW_Before Competition Groups_Home Energy Reports
Residential | Res ¦ LED Tube Re-Lamp | 2027 | SC D | MW | Before Competition Groups | 2.7416 | 0 | 0 | 254.1847 | 0.010786 | 19 | Residential_2027_SC D_MW_Before Competition Groups_19 | LED Tube Re-Lamp | 1.079% | 0 | 2.7416 | Residential_2027_SC D_MW_Before Competition Groups_LED Tube Re-Lamp
Residential | Res ¦ Refrigerator Recycling | 2027 | SC D | MW | Before Competition Groups | 1.9469 | 0 | 0 | 254.1847 | 0.0076592 | 20 | Residential_2027_SC D_MW_Before Competition Groups_20 | Refrigerator Recycling | 0.7659% | 0 | 1.9469 | Residential_2027_SC D_MW_Before Competition Groups_Refrigerator Recycling
Residential | Res ¦ Minimize Hot and Warm Clothes Wash | 2027 | SC D | MW | Before Competition Groups | 1.83 | 0 | 0 | 254.1847 | 0.0071994 | 21 | Residential_2027_SC D_MW_Before Competition Groups_21 | Minimize Hot and Warm Clothes Wash | 0.7199% | 0 | 1.83 | Residential_2027_SC D_MW_Before Competition Groups_Minimize Hot and Warm Clothes Wash
Residential | Res ¦ ENERGY STAR LED LAMPS (REFLECTOR LAMPs/MR16/PAR 16) | 2027 | SC D | MW | Before Competition Groups | 1.7401 | 0 | 0 | 254.1847 | 0.0068459 | 22 | Residential_2027_SC D_MW_Before Competition Groups_22 | ENERGY STAR LED LAMPS (REFLECTOR LAMPs/MR16/PAR 16) | 0.6846% | 0 | 1.7401 | Residential_2027_SC D_MW_Before Competition Groups_ENERGY STAR LED LAMPS (REFLECTOR LAMPs/MR16/PAR 16)
Residential | Res ¦ Outside Air Economizer | 2027 | SC D | MW | Before Competition Groups | 1.5181 | 0 | 0 | 254.1847 | 0.0059725 | 23 | Residential_2027_SC D_MW_Before Competition Groups_23 | Outside Air Economizer | 0.5972% | 0 | 1.5181 | Residential_2027_SC D_MW_Before Competition Groups_Outside Air Economizer
Residential | Res ¦ Energy Star Freezer | 2027 | SC D | MW | Before Competition Groups | 1.2855 | 0 | 0 | 254.1847 | 0.0050572 | 24 | Residential_2027_SC D_MW_Before Competition Groups_24 | Energy Star Freezer | 0.5057% | 0 | 1.2855 | Residential_2027_SC D_MW_Before Competition Groups_Energy Star Freezer
Residential | Res ¦ Energy Star Light Fixture | 2027 | SC D | MW | Before Competition Groups | 1.2584 | 0 | 0 | 254.1847 | 0.0049506 | 25 | Residential_2027_SC D_MW_Before Competition Groups_25 | Energy Star Light Fixture | 0.4951% | 0 | 1.2584 | Residential_2027_SC D_MW_Before Competition Groups_Energy Star Light Fixture
Residential | Res ¦ Air Sealing | 2027 | SC D | MW | Before Competition Groups | 0.89528 | 0 | 0 | 254.1847 | 0.0035222 | 26 | Residential_2027_SC D_MW_Before Competition Groups_26 | Air Sealing | 0.3522% | 0 | 0.89528 | Residential_2027_SC D_MW_Before Competition Groups_Air Sealing
Residential | Res ¦ Furnace Whistle | 2027 | SC D | MW | Before Competition Groups | 0.71119 | 0 | 0 | 254.1847 | 0.0027979 | 27 | Residential_2027_SC D_MW_Before Competition Groups_27 | Furnace Whistle | 0.2798% | 0 | 0.71119 | Residential_2027_SC D_MW_Before Competition Groups_Furnace Whistle
Residential | Res ¦ LED Parking Lot Fixture | 2027 | SC D | MW | Before Competition Groups | 0.68475 | 0 | 0 | 254.1847 | 0.0026939 | 28 | Residential_2027_SC D_MW_Before Competition Groups_28 | LED Parking Lot Fixture | 0.2694% | 0 | 0.68475 | Residential_2027_SC D_MW_Before Competition Groups_LED Parking Lot Fixture
Residential | Res ¦ Comprehensive Draft Proofing | 2027 | SC D | MW | Before Competition Groups | 0.53839 | 0 | 0 | 254.1847 | 0.0021181 | 29 | Residential_2027_SC D_MW_Before Competition Groups_29 | Comprehensive Draft Proofing | 0.2118% | 0 | 0.53839 | Residential_2027_SC D_MW_Before Competition Groups_Comprehensive Draft Proofing
Residential | Res ¦ Energy Star Dehumidifier | 2027 | SC D | MW | Before Competition Groups | 0.52217 | 0 | 0 | 254.1847 | 0.0020543 | 30 | Residential_2027_SC D_MW_Before Competition Groups_30 | Energy Star Dehumidifier | 0.2054% | 0 | 0.52217 | Residential_2027_SC D_MW_Before Competition Groups_Energy Star Dehumidifier
Residential | Res ¦ Variable Frequency Drive (VFD) | 2027 | SC D | MW | Before Competition Groups | 0.43259 | 0 | 0 | 254.1847 | 0.0017019 | 31 | Residential_2027_SC D_MW_Before Competition Groups_31 | Variable Frequency Drive (VFD) | 0.1702% | 0 | 0.43259 | Residential_2027_SC D_MW_Before Competition Groups_Variable Frequency Drive (VFD)
Residential | Res ¦ ENERGY STAR LED Lamps (General Service Lamps) | 2027 | SC D | MW | Before Competition Groups | 0.39577 | 0 | 0 | 254.1847 | 0.001557 | 32 | Residential_2027_SC D_MW_Before Competition Groups_32 | ENERGY STAR LED Lamps (General Service Lamps) | 0.1557% | 0 | 0.39577 | Residential_2027_SC D_MW_Before Competition Groups_ENERGY STAR LED Lamps (General Service Lamps)
Residential | Res ¦ CO Sensors for parking garage exhaust fans | 2027 | SC D | MW | Before Competition Groups | 0.37618 | 0 | 0 | 254.1847 | 0.00148 | 33 | Residential_2027_SC D_MW_Before Competition Groups_33 | CO Sensors for parking garage exhaust fans | 0.148% | 0 | 0.37618 | Residential_2027_SC D_MW_Before Competition Groups_CO Sensors for parking garage exhaust fans
Residential | Res ¦ Floor Insulation | 2027 | SC D | MW | Before Competition Groups | 0.33664 | 0 | 0 | 254.1847 | 0.0013244 | 34 | Residential_2027_SC D_MW_Before Competition Groups_34 | Floor Insulation | 0.1324% | 0 | 0.33664 | Residential_2027_SC D_MW_Before Competition Groups_Floor Insulation
Residential | Res ¦ Water Heater Temperature Setback | 2027 | SC D | MW | Before Competition Groups | 0.33103 | 0 | 0 | 254.1847 | 0.0013023 | 35 | Residential_2027_SC D_MW_Before Competition Groups_35 | Water Heater Temperature Setback | 0.1302% | 0 | 0.33103 | Residential_2027_SC D_MW_Before Competition Groups_Water Heater Temperature Setback
Residential | Res ¦ LED Exterior Area Lights - LED Fixture (200W) | 2027 | SC D | MW | Before Competition Groups | 0.29568 | 0 | 0 | 254.1847 | 0.0011632 | 36 | Residential_2027_SC D_MW_Before Competition Groups_36 | LED Exterior Area Lights - LED Fixture (200W) | 0.1163% | 0 | 0.29568 | Residential_2027_SC D_MW_Before Competition Groups_LED Exterior Area Lights - LED Fixture (200W)
Residential | Res ¦ Demand Control Ventilation | 2027 | SC D | MW | Before Competition Groups | 0.28686 | 0 | 0 | 254.1847 | 0.0011286 | 37 | Residential_2027_SC D_MW_Before Competition Groups_37 | Demand Control Ventilation | 0.1129% | 0 | 0.28686 | Residential_2027_SC D_MW_Before Competition Groups_Demand Control Ventilation
Residential | Res ¦ Clothes Drying Racks | 2027 | SC D | MW | Before Competition Groups | 0.26952 | 0 | 0 | 254.1847 | 0.0010603 | 38 | Residential_2027_SC D_MW_Before Competition Groups_38 | Clothes Drying Racks | 0.106% | 0 | 0.26952 | Residential_2027_SC D_MW_Before Competition Groups_Clothes Drying Racks
Residential | Res ¦ Duct Insulation | 2027 | SC D | MW | Before Competition Groups | 0.17788 | 0 | 0 | 254.1847 | 0.00069982 | 39 | Residential_2027_SC D_MW_Before Competition Groups_39 | Duct Insulation | 0.06998% | 0 | 0.17788 | Residential_2027_SC D_MW_Before Competition Groups_Duct Insulation
Residential | Res ¦ Condensing Make Up Air Unit | 2027 | SC D | MW | Before Competition Groups | 0.14283 | 0 | 0 | 254.1847 | 0.00056192 | 40 | Residential_2027_SC D_MW_Before Competition Groups_40 | Condensing Make Up Air Unit | 0.05619% | 0 | 0.14283 | Residential_2027_SC D_MW_Before Competition Groups_Condensing Make Up Air Unit
Residential | Res ¦ VFD on Pumps | 2027 | SC D | MW | Before Competition Groups | 0.12177 | 0 | 0 | 254.1847 | 0.00047905 | 41 | Residential_2027_SC D_MW_Before Competition Groups_41 | VFD on Pumps | 0.04791% | 0 | 0.12177 | Residential_2027_SC D_MW_Before Competition Groups_VFD on Pumps
Residential | Res ¦ Tankless Water Heater | 2027 | SC D | MW | Before Competition Groups | 0.112 | 0 | 0 | 254.1847 | 0.00044064 | 42 | Residential_2027_SC D_MW_Before Competition Groups_42 | Tankless Water Heater | 0.04406% | 0 | 0.112 | Residential_2027_SC D_MW_Before Competition Groups_Tankless Water Heater
Residential | Res ¦ Duct Insulation MF | 2027 | SC D | MW | Before Competition Groups | 0.10466 | 0 | 0 | 254.1847 | 0.00041176 | 43 | Residential_2027_SC D_MW_Before Competition Groups_43 | Duct Insulation MF | 0.04118% | 0 | 0.10466 | Residential_2027_SC D_MW_Before Competition Groups_Duct Insulation MF
Residential | Res ¦ ECM MOTORS FOR HVAC APPLICATION (FAN-POWERED VAV BOX) | 2027 | SC D | MW | Before Competition Groups | 0.073014 | 0 | 0 | 254.1847 | 0.00028725 | 44 | Residential_2027_SC D_MW_Before Competition Groups_44 | ECM MOTORS FOR HVAC APPLICATION (FAN-POWERED VAV BOX) | 0.02872% | 0 | 0.073014 | Residential_2027_SC D_MW_Before Competition Groups_ECM MOTORS FOR HVAC APPLICATION (FAN-POWERED VAV BOX)
Residential | Res ¦ Chilled Water Optimization | 2027 | SC D | MW | Before Competition Groups | 0.064756 | 0 | 0 | 254.1847 | 0.00025476 | 45 | Residential_2027_SC D_MW_Before Competition Groups_45 | Chilled Water Optimization | 0.02548% | 0 | 0.064756 | Residential_2027_SC D_MW_Before Competition Groups_Chilled Water Optimization
Residential | Res ¦ Heat Recovery Ventilator | 2027 | SC D | MW | Before Competition Groups | 0.057126 | 0 | 0 | 254.1847 | 0.00022474 | 46 | Residential_2027_SC D_MW_Before Competition Groups_46 | Heat Recovery Ventilator | 0.02247% | 0 | 0.057126 | Residential_2027_SC D_MW_Before Competition Groups_Heat Recovery Ventilator
Residential | Res ¦ Beverage Vending Machine Controls | 2027 | SC D | MW | Before Competition Groups | 0.04483 | 0 | 0 | 254.1847 | 0.00017637 | 47 | Residential_2027_SC D_MW_Before Competition Groups_47 | Beverage Vending Machine Controls | 0.01764% | 0 | 0.04483 | Residential_2027_SC D_MW_Before Competition Groups_Beverage Vending Machine Controls
Residential | Res ¦ LED High Bay Fixture | 2027 | SC D | MW | Before Competition Groups | 0.0058348 | 0 | 0 | 254.1847 | 2.2955e-05 | 48 | Residential_2027_SC D_MW_Before Competition Groups_48 | LED High Bay Fixture | 0.002295% | 0 | 0.0058348 | Residential_2027_SC D_MW_Before Competition Groups_LED High Bay Fixture
Residential | Res ¦ Wall Insulation MF | 2027 | SC D | MW | Before Competition Groups | 0.0013027 | 0 | 0 | 254.1847 | 5.1248e-06 | 49 | Residential_2027_SC D_MW_Before Competition Groups_49 | Wall Insulation MF | 0.0005125% | 0 | 0.0013027 | Residential_2027_SC D_MW_Before Competition Groups_Wall Insulation MF
Residential | Res ¦ Wall Insulation | 2027 | SC D | MW | Before Competition Groups | 0.0011548 | 0 | 0 | 254.1847 | 4.5431e-06 | 50 | Residential_2027_SC D_MW_Before Competition Groups_50 | Wall Insulation | 0.0004543% | 0 | 0.0011548 | Residential_2027_SC D_MW_Before Competition Groups_Wall Insulation
Residential | Res ¦ Freezer Recycling | 2027 | SC D | MW | Before Competition Groups | 0.00019215 | 0 | 0 | 254.1847 | 7.5596e-07 | 51 | Residential_2027_SC D_MW_Before Competition Groups_51 | Freezer Recycling | 7.56e-05% | 0 | 0.00019215 | Residential_2027_SC D_MW_Before Competition Groups_Freezer Recycling
Residential | Res ¦ LED Downlight | 2027 | SC D | MW | Before Competition Groups | 0 | 0 | 0 | 254.1847 | 0 | 52 | Residential_2027_SC D_MW_Before Competition Groups_52 | LED Downlight | 0% | 0 | 0 | Residential_2027_SC D_MW_Before Competition Groups_LED Downlight
Residential | Res ¦ Smart Burners | 2027 | SC D | MW | Before Competition Groups | 0 | 0 | 0 | 254.1847 | 0 | 53 | Residential_2027_SC D_MW_Before Competition Groups_53 | Smart Burners | 0% | 0 | 0 | Residential_2027_SC D_MW_Before Competition Groups_Smart Burners
Residential | Res ¦ Smart Power Bar | 2027 | SC D | MW | Before Competition Groups | 0 | 0 | 0 | 254.1847 | 0 | 54 | Residential_2027_SC D_MW_Before Competition Groups_54 | Smart Power Bar | 0% | 0 | 0 | Residential_2027_SC D_MW_Before Competition Groups_Smart Power Bar
Residential | Res ¦ Energy Star Central Air Conditioner | 2027 | Technical | MW | Before Competition Groups | 239.6199 | 0 | 0 | 2542.8447 | 0.094233 | 1 | Residential_2027_Technical_MW_Before Competition Groups_1 | Energy Star Central Air Conditioner | 9.423% | 0 | 239.6199 | Residential_2027_Technical_MW_Before Competition Groups_Energy Star Central Air Conditioner
Residential | Res ¦ Adaptive Thermostat | 2027 | Technical | MW | Before Competition Groups | 193.4729 | 0 | 0 | 2542.8447 | 0.076085 | 2 | Residential_2027_Technical_MW_Before Competition Groups_2 | Adaptive Thermostat | 7.609% | 0 | 193.4729 | Residential_2027_Technical_MW_Before Competition Groups_Adaptive Thermostat
Residential | Res ¦ Ductless Mini-Split Air Conditioner | 2027 | Technical | MW | Before Competition Groups | 133.9481 | 0 | 0 | 2542.8447 | 0.052676 | 3 | Residential_2027_Technical_MW_Before Competition Groups_3 | Ductless Mini-Split Air Conditioner | 5.268% | 0 | 133.9481 | Residential_2027_Technical_MW_Before Competition Groups_Ductless Mini-Split Air Conditioner
Residential | Res ¦ Energy Star Ground Source Heat Pump | 2027 | Technical | MW | Before Competition Groups | 130.3351 | 0 | 0 | 2542.8447 | 0.051256 | 4 | Residential_2027_Technical_MW_Before Competition Groups_4 | Energy Star Ground Source Heat Pump | 5.126% | 0 | 130.3351 | Residential_2027_Technical_MW_Before Competition Groups_Energy Star Ground Source Heat Pump
Residential | Res ¦ Ductless Mini-Split Heat Pump | 2027 | Technical | MW | Before Competition Groups | 129.1564 | 0 | 0 | 2542.8447 | 0.050792 | 5 | Residential_2027_Technical_MW_Before Competition Groups_5 | Ductless Mini-Split Heat Pump | 5.079% | 0 | 129.1564 | Residential_2027_Technical_MW_Before Competition Groups_Ductless Mini-Split Heat Pump
Residential | Res ¦ Energy Star A Line, PAR, MR Lamps | 2027 | Technical | MW | Before Competition Groups | 95.9445 | 0 | 0 | 2542.8447 | 0.037731 | 6 | Residential_2027_Technical_MW_Before Competition Groups_6 | Energy Star A Line, PAR, MR Lamps | 3.773% | 0 | 95.9445 | Residential_2027_Technical_MW_Before Competition Groups_Energy Star A Line, PAR, MR Lamps
Residential | Res ¦ Energy Star LED Bulbs General Purpose LEDs | 2027 | Technical | MW | Before Competition Groups | 94.941 | 0 | 0 | 2542.8447 | 0.037337 | 7 | Residential_2027_Technical_MW_Before Competition Groups_7 | Energy Star LED Bulbs General Purpose LEDs | 3.734% | 0 | 94.941 | Residential_2027_Technical_MW_Before Competition Groups_Energy Star LED Bulbs General Purpose LEDs
Residential | Res ¦ Energy Star LED Specialty Bulbs | 2027 | Technical | MW | Before Competition Groups | 86.8889 | 0 | 0 | 2542.8447 | 0.03417 | 8 | Residential_2027_Technical_MW_Before Competition Groups_8 | Energy Star LED Specialty Bulbs | 3.417% | 0 | 86.8889 | Residential_2027_Technical_MW_Before Competition Groups_Energy Star LED Specialty Bulbs
Residential | Res ¦ Smart Burners | 2027 | Technical | MW | Before Competition Groups | 86.0947 | 0 | 0 | 2542.8447 | 0.033858 | 9 | Residential_2027_Technical_MW_Before Competition Groups_9 | Smart Burners | 3.386% | 0 | 86.0947 | Residential_2027_Technical_MW_Before Competition Groups_Smart Burners
Residential | Res ¦ Building Recommissioning, Operations and Maintenance (O&M) Improvements | 2027 | Technical | MW | Before Competition Groups | 85.4045 | 0 | 0 | 2542.8447 | 0.033586 | 10 | Residential_2027_Technical_MW_Before Competition Groups_10 | Building Recommissioning, Operations and Maintenance (O&M) Improvements | 3.359% | 0 | 85.4045 | Residential_2027_Technical_MW_Before Competition Groups_Building Recommissioning, Operations and Maintenance (O&M) Improvements
Residential | Res ¦ Basement Wall Insulation | 2027 | Technical | MW | Before Competition Groups | 78.7734 | 0 | 0 | 2542.8447 | 0.030978 | 11 | Residential_2027_Technical_MW_Before Competition Groups_11 | Basement Wall Insulation | 3.098% | 0 | 78.7734 | Residential_2027_Technical_MW_Before Competition Groups_Basement Wall Insulation
Residential | Res ¦ Energy Star Refrigerator | 2027 | Technical | MW | Before Competition Groups | 74.1502 | 0 | 0 | 2542.8447 | 0.02916 | 12 | Residential_2027_Technical_MW_Before Competition Groups_12 | Energy Star Refrigerator | 2.916% | 0 | 74.1502 | Residential_2027_Technical_MW_Before Competition Groups_Energy Star Refrigerator
Residential | Res ¦ Energy Star Air Source Heat Pump | 2027 | Technical | MW | Before Competition Groups | 73.8603 | 0 | 0 | 2542.8447 | 0.029046 | 13 | Residential_2027_Technical_MW_Before Competition Groups_13 | Energy Star Air Source Heat Pump | 2.905% | 0 | 73.8603 | Residential_2027_Technical_MW_Before Competition Groups_Energy Star Air Source Heat Pump
Residential | Res ¦ Heat Pump Clothes Dryer | 2027 | Technical | MW | Before Competition Groups | 67.3733 | 0 | 0 | 2542.8447 | 0.026495 | 14 | Residential_2027_Technical_MW_Before Competition Groups_14 | Heat Pump Clothes Dryer | 2.65% | 0 | 67.3733 | Residential_2027_Technical_MW_Before Competition Groups_Heat Pump Clothes Dryer
Residential | Res ¦ Basement or Crawlspace Insulation | 2027 | Technical | MW | Before Competition Groups | 65.4156 | 0 | 0 | 2542.8447 | 0.025725 | 15 | Residential_2027_Technical_MW_Before Competition Groups_15 | Basement or Crawlspace Insulation | 2.573% | 0 | 65.4156 | Residential_2027_Technical_MW_Before Competition Groups_Basement or Crawlspace Insulation
Residential | Res ¦ Smart Power Bar | 2027 | Technical | MW | Before Competition Groups | 63.3311 | 0 | 0 | 2542.8447 | 0.024906 | 16 | Residential_2027_Technical_MW_Before Competition Groups_16 | Smart Power Bar | 2.491% | 0 | 63.3311 | Residential_2027_Technical_MW_Before Competition Groups_Smart Power Bar
Residential | Res ¦ Energy Star Clothes Washer | 2027 | Technical | MW | Before Competition Groups | 63.2982 | 0 | 0 | 2542.8447 | 0.024893 | 17 | Residential_2027_Technical_MW_Before Competition Groups_17 | Energy Star Clothes Washer | 2.489% | 0 | 63.2982 | Residential_2027_Technical_MW_Before Competition Groups_Energy Star Clothes Washer
Residential | Res ¦ Variable Speed Pool Pump Motor | 2027 | Technical | MW | Before Competition Groups | 61.0036 | 0 | 0 | 2542.8447 | 0.02399 | 18 | Residential_2027_Technical_MW_Before Competition Groups_18 | Variable Speed Pool Pump Motor | 2.399% | 0 | 61.0036 | Residential_2027_Technical_MW_Before Competition Groups_Variable Speed Pool Pump Motor
Residential | Res ¦ Attic Insulation | 2027 | Technical | MW | Before Competition Groups | 60.7686 | 0 | 0 | 2542.8447 | 0.023898 | 19 | Residential_2027_Technical_MW_Before Competition Groups_19 | Attic Insulation | 2.39% | 0 | 60.7686 | Residential_2027_Technical_MW_Before Competition Groups_Attic Insulation
Residential | Res ¦ Networked/ Connected - Indoor LED Lamp | 2027 | Technical | MW | Before Competition Groups | 59.2936 | 0 | 0 | 2542.8447 | 0.023318 | 20 | Residential_2027_Technical_MW_Before Competition Groups_20 | Networked/ Connected - Indoor LED Lamp | 2.332% | 0 | 59.2936 | Residential_2027_Technical_MW_Before Competition Groups_Networked/ Connected - Indoor LED Lamp
Residential | Res ¦ Induction Cooking Stove Top | 2027 | Technical | MW | Before Competition Groups | 53.0343 | 0 | 0 | 2542.8447 | 0.020856 | 21 | Residential_2027_Technical_MW_Before Competition Groups_21 | Induction Cooking Stove Top | 2.086% | 0 | 53.0343 | Residential_2027_Technical_MW_Before Competition Groups_Induction Cooking Stove Top
Residential | Res ¦ Energy Star Room Air Conditioner | 2027 | Technical | MW | Before Competition Groups | 51.8025 | 0 | 0 | 2542.8447 | 0.020372 | 22 | Residential_2027_Technical_MW_Before Competition Groups_22 | Energy Star Room Air Conditioner | 2.037% | 0 | 51.8025 | Residential_2027_Technical_MW_Before Competition Groups_Energy Star Room Air Conditioner
Residential | Res ¦ Wall Insulation | 2027 | Technical | MW | Before Competition Groups | 47.4789 | 0 | 0 | 2542.8447 | 0.018672 | 23 | Residential_2027_Technical_MW_Before Competition Groups_23 | Wall Insulation | 1.867% | 0 | 47.4789 | Residential_2027_Technical_MW_Before Competition Groups_Wall Insulation
Residential | Res ¦ Energy Star Clothes Dryer | 2027 | Technical | MW | Before Competition Groups | 38.4815 | 0 | 0 | 2542.8447 | 0.015133 | 24 | Residential_2027_Technical_MW_Before Competition Groups_24 | Energy Star Clothes Dryer | 1.513% | 0 | 38.4815 | Residential_2027_Technical_MW_Before Competition Groups_Energy Star Clothes Dryer
Residential | Res ¦ Lighting Motion Sensors, Timers, Dimmers | 2027 | Technical | MW | Before Competition Groups | 28.2437 | 0 | 0 | 2542.8447 | 0.011107 | 25 | Residential_2027_Technical_MW_Before Competition Groups_25 | Lighting Motion Sensors, Timers, Dimmers | 1.111% | 0 | 28.2437 | Residential_2027_Technical_MW_Before Competition Groups_Lighting Motion Sensors, Timers, Dimmers
Residential | Res ¦ Variable Refrigerant Flow Heat Pump | 2027 | Technical | MW | Before Competition Groups | 27.2223 | 0 | 0 | 2542.8447 | 0.010705 | 26 | Residential_2027_Technical_MW_Before Competition Groups_26 | Variable Refrigerant Flow Heat Pump | 1.071% | 0 | 27.2223 | Residential_2027_Technical_MW_Before Competition Groups_Variable Refrigerant Flow Heat Pump
Residential | Res ¦ Ceiling Insulation | 2027 | Technical | MW | Before Competition Groups | 23.7999 | 0 | 0 | 2542.8447 | 0.0093596 | 27 | Residential_2027_Technical_MW_Before Competition Groups_27 | Ceiling Insulation | 0.936% | 0 | 23.7999 | Residential_2027_Technical_MW_Before Competition Groups_Ceiling Insulation
Residential | Res ¦ Duct Insulation | 2027 | Technical | MW | Before Competition Groups | 19.5653 | 0 | 0 | 2542.8447 | 0.0076943 | 28 | Residential_2027_Technical_MW_Before Competition Groups_28 | Duct Insulation | 0.7694% | 0 | 19.5653 | Residential_2027_Technical_MW_Before Competition Groups_Duct Insulation
Residential | Res ¦ Air Source Heat Pump | 2027 | Technical | MW | Before Competition Groups | 18.9943 | 0 | 0 | 2542.8447 | 0.0074697 | 29 | Residential_2027_Technical_MW_Before Competition Groups_29 | Air Source Heat Pump | 0.747% | 0 | 18.9943 | Residential_2027_Technical_MW_Before Competition Groups_Air Source Heat Pump
Residential | Res ¦ Energy Star Light Fixture | 2027 | Technical | MW | Before Competition Groups | 16.9526 | 0 | 0 | 2542.8447 | 0.0066668 | 30 | Residential_2027_Technical_MW_Before Competition Groups_30 | Energy Star Light Fixture | 0.6667% | 0 | 16.9526 | Residential_2027_Technical_MW_Before Competition Groups_Energy Star Light Fixture
Residential | Res ¦ Air Sealing | 2027 | Technical | MW | Before Competition Groups | 16.756 | 0 | 0 | 2542.8447 | 0.0065895 | 31 | Residential_2027_Technical_MW_Before Competition Groups_31 | Air Sealing | 0.6589% | 0 | 16.756 | Residential_2027_Technical_MW_Before Competition Groups_Air Sealing
Residential | Res ¦ Home Energy Reports | 2027 | Technical | MW | Before Competition Groups | 16.1928 | 0 | 0 | 2542.8447 | 0.006368 | 32 | Residential_2027_Technical_MW_Before Competition Groups_32 | Home Energy Reports | 0.6368% | 0 | 16.1928 | Residential_2027_Technical_MW_Before Competition Groups_Home Energy Reports
Residential | Res ¦ Central Air Conditioner Maintenance | 2027 | Technical | MW | Before Competition Groups | 15.9266 | 0 | 0 | 2542.8447 | 0.0062633 | 33 | Residential_2027_Technical_MW_Before Competition Groups_33 | Central Air Conditioner Maintenance | 0.6263% | 0 | 15.9266 | Residential_2027_Technical_MW_Before Competition Groups_Central Air Conditioner Maintenance
Residential | Res ¦ Floor Insulation | 2027 | Technical | MW | Before Competition Groups | 15.9266 | 0 | 0 | 2542.8447 | 0.0062633 | 34 | Residential_2027_Technical_MW_Before Competition Groups_34 | Floor Insulation | 0.6263% | 0 | 15.9266 | Residential_2027_Technical_MW_Before Competition Groups_Floor Insulation
Residential | Res ¦ Dehumidifier Recycling | 2027 | Technical | MW | Before Competition Groups | 14.6908 | 0 | 0 | 2542.8447 | 0.0057773 | 35 | Residential_2027_Technical_MW_Before Competition Groups_35 | Dehumidifier Recycling | 0.5777% | 0 | 14.6908 | Residential_2027_Technical_MW_Before Competition Groups_Dehumidifier Recycling
Residential | Res ¦ Advanced BAS/Controllers | 2027 | Technical | MW | Before Competition Groups | 12.5 | 0 | 0 | 2542.8447 | 0.0049157 | 36 | Residential_2027_Technical_MW_Before Competition Groups_36 | Advanced BAS/Controllers | 0.4916% | 0 | 12.5 | Residential_2027_Technical_MW_Before Competition Groups_Advanced BAS/Controllers
Residential | Res ¦ Energy Star Torchiere | 2027 | Technical | MW | Before Competition Groups | 12.297 | 0 | 0 | 2542.8447 | 0.0048359 | 37 | Residential_2027_Technical_MW_Before Competition Groups_37 | Energy Star Torchiere | 0.4836% | 0 | 12.297 | Residential_2027_Technical_MW_Before Competition Groups_Energy Star Torchiere
Residential | Res ¦ Clothes Drying Racks | 2027 | Technical | MW | Before Competition Groups | 11.5674 | 0 | 0 | 2542.8447 | 0.004549 | 38 | Residential_2027_Technical_MW_Before Competition Groups_38 | Clothes Drying Racks | 0.4549% | 0 | 11.5674 | Residential_2027_Technical_MW_Before Competition Groups_Clothes Drying Racks
Residential | Res ¦ Occupancy Sensors MF | 2027 | Technical | MW | Before Competition Groups | 10.0339 | 0 | 0 | 2542.8447 | 0.0039459 | 39 | Residential_2027_Technical_MW_Before Competition Groups_39 | Occupancy Sensors MF | 0.3946% | 0 | 10.0339 | Residential_2027_Technical_MW_Before Competition Groups_Occupancy Sensors MF
Residential | Res ¦ Refrigerator Recycling | 2027 | Technical | MW | Before Competition Groups | 9.8026 | 0 | 0 | 2542.8447 | 0.003855 | 40 | Residential_2027_Technical_MW_Before Competition Groups_40 | Refrigerator Recycling | 0.3855% | 0 | 9.8026 | Residential_2027_Technical_MW_Before Competition Groups_Refrigerator Recycling
Residential | Res ¦ Freezer Recycling | 2027 | Technical | MW | Before Competition Groups | 9.1319 | 0 | 0 | 2542.8447 | 0.0035912 | 41 | Residential_2027_Technical_MW_Before Competition Groups_41 | Freezer Recycling | 0.3591% | 0 | 9.1319 | Residential_2027_Technical_MW_Before Competition Groups_Freezer Recycling
Residential | Res ¦ Energy Star Dehumidifier | 2027 | Technical | MW | Before Competition Groups | 8.6318 | 0 | 0 | 2542.8447 | 0.0033945 | 42 | Residential_2027_Technical_MW_Before Competition Groups_42 | Energy Star Dehumidifier | 0.3395% | 0 | 8.6318 | Residential_2027_Technical_MW_Before Competition Groups_Energy Star Dehumidifier
Residential | Res ¦ Duct Insulation MF | 2027 | Technical | MW | Before Competition Groups | 8.6313 | 0 | 0 | 2542.8447 | 0.0033944 | 43 | Residential_2027_Technical_MW_Before Competition Groups_43 | Duct Insulation MF | 0.3394% | 0 | 8.6313 | Residential_2027_Technical_MW_Before Competition Groups_Duct Insulation MF
Residential | Res ¦ Energy Star Freezer | 2027 | Technical | MW | Before Competition Groups | 7.4999 | 0 | 0 | 2542.8447 | 0.0029494 | 44 | Residential_2027_Technical_MW_Before Competition Groups_44 | Energy Star Freezer | 0.2949% | 0 | 7.4999 | Residential_2027_Technical_MW_Before Competition Groups_Energy Star Freezer
Residential | Res ¦ High Efficiency Chiller (avg of water and air cooled) | 2027 | Technical | MW | Before Competition Groups | 7.1099 | 0 | 0 | 2542.8447 | 0.002796 | 45 | Residential_2027_Technical_MW_Before Competition Groups_45 | High Efficiency Chiller (avg of water and air cooled) | 0.2796% | 0 | 7.1099 | Residential_2027_Technical_MW_Before Competition Groups_High Efficiency Chiller (avg of water and air cooled)
Residential | Res ¦ Energy Star Windows | 2027 | Technical | MW | Before Competition Groups | 6.7784 | 0 | 0 | 2542.8447 | 0.0026657 | 46 | Residential_2027_Technical_MW_Before Competition Groups_46 | Energy Star Windows | 0.2666% | 0 | 6.7784 | Residential_2027_Technical_MW_Before Competition Groups_Energy Star Windows
Residential | Res ¦ Furnace with ECM | 2027 | Technical | MW | Before Competition Groups | 6.4191 | 0 | 0 | 2542.8447 | 0.0025244 | 47 | Residential_2027_Technical_MW_Before Competition Groups_47 | Furnace with ECM | 0.2524% | 0 | 6.4191 | Residential_2027_Technical_MW_Before Competition Groups_Furnace with ECM
Residential | Res ¦ INTEGRAL LED TROFFERS | 2027 | Technical | MW | Before Competition Groups | 5.4898 | 0 | 0 | 2542.8447 | 0.0021589 | 48 | Residential_2027_Technical_MW_Before Competition Groups_48 | INTEGRAL LED TROFFERS | 0.2159% | 0 | 5.4898 | Residential_2027_Technical_MW_Before Competition Groups_INTEGRAL LED TROFFERS
Residential | Res ¦ Minimize Hot and Warm Clothes Wash | 2027 | Technical | MW | Before Competition Groups | 4.8453 | 0 | 0 | 2542.8447 | 0.0019054 | 49 | Residential_2027_Technical_MW_Before Competition Groups_49 | Minimize Hot and Warm Clothes Wash | 0.1905% | 0 | 4.8453 | Residential_2027_Technical_MW_Before Competition Groups_Minimize Hot and Warm Clothes Wash
Residential | Res ¦ Networked/ Connected - Indoor LED Luminaire | 2027 | Technical | MW | Before Competition Groups | 4.5784 | 0 | 0 | 2542.8447 | 0.0018005 | 50 | Residential_2027_Technical_MW_Before Competition Groups_50 | Networked/ Connected - Indoor LED Luminaire | 0.18% | 0 | 4.5784 | Residential_2027_Technical_MW_Before Competition Groups_Networked/ Connected - Indoor LED Luminaire
Residential | Res ¦ Heat Pump Water Heater | 2027 | Technical | MW | Before Competition Groups | 4.1634 | 0 | 0 | 2542.8447 | 0.0016373 | 51 | Residential_2027_Technical_MW_Before Competition Groups_51 | Heat Pump Water Heater | 0.1637% | 0 | 4.1634 | Residential_2027_Technical_MW_Before Competition Groups_Heat Pump Water Heater
Residential | Res ¦ Passive Attic Ventilation | 2027 | Technical | MW | Before Competition Groups | 4.1445 | 0 | 0 | 2542.8447 | 0.0016299 | 52 | Residential_2027_Technical_MW_Before Competition Groups_52 | Passive Attic Ventilation | 0.163% | 0 | 4.1445 | Residential_2027_Technical_MW_Before Competition Groups_Passive Attic Ventilation
Residential | Res ¦ LED Downlight | 2027 | Technical | MW | Before Competition Groups | 4.0864 | 0 | 0 | 2542.8447 | 0.001607 | 53 | Residential_2027_Technical_MW_Before Competition Groups_53 | LED Downlight | 0.1607% | 0 | 4.0864 | Residential_2027_Technical_MW_Before Competition Groups_LED Downlight
Residential | Res ¦ Central Lighting Control System | 2027 | Technical | MW | Before Competition Groups | 4.0022 | 0 | 0 | 2542.8447 | 0.0015739 | 54 | Residential_2027_Technical_MW_Before Competition Groups_54 | Central Lighting Control System | 0.1574% | 0 | 4.0022 | Residential_2027_Technical_MW_Before Competition Groups_Central Lighting Control System
Residential | Res ¦ Tankless Water Heater | 2027 | Technical | MW | Before Competition Groups | 3.7595 | 0 | 0 | 2542.8447 | 0.0014785 | 55 | Residential_2027_Technical_MW_Before Competition Groups_55 | Tankless Water Heater | 0.1478% | 0 | 3.7595 | Residential_2027_Technical_MW_Before Competition Groups_Tankless Water Heater
Residential | Res ¦ Heat Recovery Ventilator | 2027 | Technical | MW | Before Competition Groups | 3.2788 | 0 | 0 | 2542.8447 | 0.0012894 | 56 | Residential_2027_Technical_MW_Before Competition Groups_56 | Heat Recovery Ventilator | 0.1289% | 0 | 3.2788 | Residential_2027_Technical_MW_Before Competition Groups_Heat Recovery Ventilator
Residential | Res ¦ Energy Star Ceiling Fan/Lighting | 2027 | Technical | MW | Before Competition Groups | 3.2644 | 0 | 0 | 2542.8447 | 0.0012838 | 57 | Residential_2027_Technical_MW_Before Competition Groups_57 | Energy Star Ceiling Fan/Lighting | 0.1284% | 0 | 3.2644 | Residential_2027_Technical_MW_Before Competition Groups_Energy Star Ceiling Fan/Lighting
Residential | Res ¦ LED Tube Re-Lamp | 2027 | Technical | MW | Before Competition Groups | 3.2315 | 0 | 0 | 2542.8447 | 0.0012708 | 58 | Residential_2027_Technical_MW_Before Competition Groups_58 | LED Tube Re-Lamp | 0.1271% | 0 | 3.2315 | Residential_2027_Technical_MW_Before Competition Groups_LED Tube Re-Lamp
Residential | Res ¦ Early Hot Water Heater Replacement | 2027 | Technical | MW | Before Competition Groups | 3.1445 | 0 | 0 | 2542.8447 | 0.0012366 | 59 | Residential_2027_Technical_MW_Before Competition Groups_59 | Early Hot Water Heater Replacement | 0.1237% | 0 | 3.1445 | Residential_2027_Technical_MW_Before Competition Groups_Early Hot Water Heater Replacement
Residential | Res ¦ Outside Air Economizer | 2027 | Technical | MW | Before Competition Groups | 3.101 | 0 | 0 | 2542.8447 | 0.0012195 | 60 | Residential_2027_Technical_MW_Before Competition Groups_60 | Outside Air Economizer | 0.122% | 0 | 3.101 | Residential_2027_Technical_MW_Before Competition Groups_Outside Air Economizer
Residential | Res ¦ Air Source Heat Pump Maintenance | 2027 | Technical | MW | Before Competition Groups | 2.7859 | 0 | 0 | 2542.8447 | 0.0010956 | 61 | Residential_2027_Technical_MW_Before Competition Groups_61 | Air Source Heat Pump Maintenance | 0.1096% | 0 | 2.7859 | Residential_2027_Technical_MW_Before Competition Groups_Air Source Heat Pump Maintenance
Residential | Res ¦ Demand Control Ventilation | 2027 | Technical | MW | Before Competition Groups | 2.1968 | 0 | 0 | 2542.8447 | 0.00086393 | 62 | Residential_2027_Technical_MW_Before Competition Groups_62 | Demand Control Ventilation | 0.08639% | 0 | 2.1968 | Residential_2027_Technical_MW_Before Competition Groups_Demand Control Ventilation
Residential | Res ¦ Drain Water Heat Recovery | 2027 | Technical | MW | Before Competition Groups | 2.112 | 0 | 0 | 2542.8447 | 0.00083056 | 63 | Residential_2027_Technical_MW_Before Competition Groups_63 | Drain Water Heat Recovery | 0.08306% | 0 | 2.112 | Residential_2027_Technical_MW_Before Competition Groups_Drain Water Heat Recovery
Residential | Res ¦ Furnace Whistle | 2027 | Technical | MW | Before Competition Groups | 2.111 | 0 | 0 | 2542.8447 | 0.00083019 | 64 | Residential_2027_Technical_MW_Before Competition Groups_64 | Furnace Whistle | 0.08302% | 0 | 2.111 | Residential_2027_Technical_MW_Before Competition Groups_Furnace Whistle
Residential | Res ¦ Solar Water Heating System | 2027 | Technical | MW | Before Competition Groups | 2.0505 | 0 | 0 | 2542.8447 | 0.00080637 | 65 | Residential_2027_Technical_MW_Before Competition Groups_65 | Solar Water Heating System | 0.08064% | 0 | 2.0505 | Residential_2027_Technical_MW_Before Competition Groups_Solar Water Heating System
Residential | Res ¦ Energy Star Dishwasher | 2027 | Technical | MW | Before Competition Groups | 1.9876 | 0 | 0 | 2542.8447 | 0.00078165 | 66 | Residential_2027_Technical_MW_Before Competition Groups_66 | Energy Star Dishwasher | 0.07817% | 0 | 1.9876 | Residential_2027_Technical_MW_Before Competition Groups_Energy Star Dishwasher
Residential | Res ¦ CO Sensors for parking garage exhaust fans | 2027 | Technical | MW | Before Competition Groups | 1.9565 | 0 | 0 | 2542.8447 | 0.00076941 | 67 | Residential_2027_Technical_MW_Before Competition Groups_67 | CO Sensors for parking garage exhaust fans | 0.07694% | 0 | 1.9565 | Residential_2027_Technical_MW_Before Competition Groups_CO Sensors for parking garage exhaust fans
Residential | Res ¦ Window Film | 2027 | Technical | MW | Before Competition Groups | 1.9426 | 0 | 0 | 2542.8447 | 0.00076394 | 68 | Residential_2027_Technical_MW_Before Competition Groups_68 | Window Film | 0.07639% | 0 | 1.9426 | Residential_2027_Technical_MW_Before Competition Groups_Window Film
Residential | Res ¦ ENERGY STAR LED LAMPS (REFLECTOR LAMPs/MR16/PAR 16) | 2027 | Technical | MW | Before Competition Groups | 1.9179 | 0 | 0 | 2542.8447 | 0.00075424 | 69 | Residential_2027_Technical_MW_Before Competition Groups_69 | ENERGY STAR LED LAMPS (REFLECTOR LAMPs/MR16/PAR 16) | 0.07542% | 0 | 1.9179 | Residential_2027_Technical_MW_Before Competition Groups_ENERGY STAR LED LAMPS (REFLECTOR LAMPs/MR16/PAR 16)
Residential | Res ¦ High Efficiency Storage Water Heater | 2027 | Technical | MW | Before Competition Groups | 1.8194 | 0 | 0 | 2542.8447 | 0.00071548 | 70 | Residential_2027_Technical_MW_Before Competition Groups_70 | High Efficiency Storage Water Heater | 0.07155% | 0 | 1.8194 | Residential_2027_Technical_MW_Before Competition Groups_High Efficiency Storage Water Heater
Residential | Res ¦ Comprehensive Draft Proofing | 2027 | Technical | MW | Before Competition Groups | 1.7939 | 0 | 0 | 2542.8447 | 0.00070545 | 71 | Residential_2027_Technical_MW_Before Competition Groups_71 | Comprehensive Draft Proofing | 0.07055% | 0 | 1.7939 | Residential_2027_Technical_MW_Before Competition Groups_Comprehensive Draft Proofing
Residential | Res ¦ Variable Frequency Drive (VFD) | 2027 | Technical | MW | Before Competition Groups | 1.7399 | 0 | 0 | 2542.8447 | 0.00068424 | 72 | Residential_2027_Technical_MW_Before Competition Groups_72 | Variable Frequency Drive (VFD) | 0.06842% | 0 | 1.7399 | Residential_2027_Technical_MW_Before Competition Groups_Variable Frequency Drive (VFD)
Residential | Res ¦ DHW Recirculation Systems | 2027 | Technical | MW | Before Competition Groups | 1.366 | 0 | 0 | 2542.8447 | 0.00053721 | 73 | Residential_2027_Technical_MW_Before Competition Groups_73 | DHW Recirculation Systems | 0.05372% | 0 | 1.366 | Residential_2027_Technical_MW_Before Competition Groups_DHW Recirculation Systems
Residential | Res ¦ Condensing Make Up Air Unit | 2027 | Technical | MW | Before Competition Groups | 1.2998 | 0 | 0 | 2542.8447 | 0.00051116 | 74 | Residential_2027_Technical_MW_Before Competition Groups_74 | Condensing Make Up Air Unit | 0.05112% | 0 | 1.2998 | Residential_2027_Technical_MW_Before Competition Groups_Condensing Make Up Air Unit
Residential | Res ¦ Water Heater Temperature Setback | 2027 | Technical | MW | Before Competition Groups | 1.1004 | 0 | 0 | 2542.8447 | 0.00043275 | 75 | Residential_2027_Technical_MW_Before Competition Groups_75 | Water Heater Temperature Setback | 0.04327% | 0 | 1.1004 | Residential_2027_Technical_MW_Before Competition Groups_Water Heater Temperature Setback
Residential | Res ¦ Solar Powered Attic Fan | 2027 | Technical | MW | Before Competition Groups | 1.0381 | 0 | 0 | 2542.8447 | 0.00040824 | 76 | Residential_2027_Technical_MW_Before Competition Groups_76 | Solar Powered Attic Fan | 0.04082% | 0 | 1.0381 | Residential_2027_Technical_MW_Before Competition Groups_Solar Powered Attic Fan
Residential | Res ¦ LED Parking Lot Fixture | 2027 | Technical | MW | Before Competition Groups | 0.86136 | 0 | 0 | 2542.8447 | 0.00033874 | 77 | Residential_2027_Technical_MW_Before Competition Groups_77 | LED Parking Lot Fixture | 0.03387% | 0 | 0.86136 | Residential_2027_Technical_MW_Before Competition Groups_LED Parking Lot Fixture
Residential | Res ¦ HVAC Optimization | 2027 | Technical | MW | Before Competition Groups | 0.76998 | 0 | 0 | 2542.8447 | 0.0003028 | 78 | Residential_2027_Technical_MW_Before Competition Groups_78 | HVAC Optimization | 0.03028% | 0 | 0.76998 | Residential_2027_Technical_MW_Before Competition Groups_HVAC Optimization
Residential | Res ¦ VFD on Pumps | 2027 | Technical | MW | Before Competition Groups | 0.53504 | 0 | 0 | 2542.8447 | 0.00021041 | 79 | Residential_2027_Technical_MW_Before Competition Groups_79 | VFD on Pumps | 0.02104% | 0 | 0.53504 | Residential_2027_Technical_MW_Before Competition Groups_VFD on Pumps
Residential | Res ¦ ENERGY STAR LED Lamps (General Service Lamps) | 2027 | Technical | MW | Before Competition Groups | 0.44065 | 0 | 0 | 2542.8447 | 0.00017329 | 80 | Residential_2027_Technical_MW_Before Competition Groups_80 | ENERGY STAR LED Lamps (General Service Lamps) | 0.01733% | 0 | 0.44065 | Residential_2027_Technical_MW_Before Competition Groups_ENERGY STAR LED Lamps (General Service Lamps)
Residential | Res ¦ LED Exterior Area Lights - LED Fixture (200W) | 2027 | Technical | MW | Before Competition Groups | 0.39876 | 0 | 0 | 2542.8447 | 0.00015682 | 81 | Residential_2027_Technical_MW_Before Competition Groups_81 | LED Exterior Area Lights - LED Fixture (200W) | 0.01568% | 0 | 0.39876 | Residential_2027_Technical_MW_Before Competition Groups_LED Exterior Area Lights - LED Fixture (200W)
Residential | Res ¦ ECM MOTORS FOR HVAC APPLICATION (FAN-POWERED VAV BOX) | 2027 | Technical | MW | Before Competition Groups | 0.32511 | 0 | 0 | 2542.8447 | 0.00012785 | 82 | Residential_2027_Technical_MW_Before Competition Groups_82 | ECM MOTORS FOR HVAC APPLICATION (FAN-POWERED VAV BOX) | 0.01279% | 0 | 0.32511 | Residential_2027_Technical_MW_Before Competition Groups_ECM MOTORS FOR HVAC APPLICATION (FAN-POWERED VAV BOX)
Residential | Res ¦ Beverage Vending Machine Controls | 2027 | Technical | MW | Before Competition Groups | 0.2305 | 0 | 0 | 2542.8447 | 9.0647e-05 | 83 | Residential_2027_Technical_MW_Before Competition Groups_83 | Beverage Vending Machine Controls | 0.009065% | 0 | 0.2305 | Residential_2027_Technical_MW_Before Competition Groups_Beverage Vending Machine Controls
Residential | Res ¦ Chilled Water Optimization | 2027 | Technical | MW | Before Competition Groups | 0.18195 | 0 | 0 | 2542.8447 | 7.1554e-05 | 84 | Residential_2027_Technical_MW_Before Competition Groups_84 | Chilled Water Optimization | 0.007155% | 0 | 0.18195 | Residential_2027_Technical_MW_Before Competition Groups_Chilled Water Optimization
Residential | Res ¦ Wall Insulation MF | 2027 | Technical | MW | Before Competition Groups | 0.17335 | 0 | 0 | 2542.8447 | 6.8173e-05 | 85 | Residential_2027_Technical_MW_Before Competition Groups_85 | Wall Insulation MF | 0.006817% | 0 | 0.17335 | Residential_2027_Technical_MW_Before Competition Groups_Wall Insulation MF
Residential | Res ¦ LED Recessed Downlights | 2027 | Technical | MW | Before Competition Groups | 0.029632 | 0 | 0 | 2542.8447 | 1.1653e-05 | 86 | Residential_2027_Technical_MW_Before Competition Groups_86 | LED Recessed Downlights | 0.001165% | 0 | 0.029632 | Residential_2027_Technical_MW_Before Competition Groups_LED Recessed Downlights
Residential | Res ¦ LED High Bay Fixture | 2027 | Technical | MW | Before Competition Groups | 0.025322 | 0 | 0 | 2542.8447 | 9.9582e-06 | 87 | Residential_2027_Technical_MW_Before Competition Groups_87 | LED High Bay Fixture | 0.0009958% | 0 | 0.025322 | Residential_2027_Technical_MW_Before Competition Groups_LED High Bay Fixture
Residential | Res ¦ Radiant Barrier | 2027 | Technical | MW | Before Competition Groups | 0.013383 | 0 | 0 | 2542.8447 | 5.263e-06 | 88 | Residential_2027_Technical_MW_Before Competition Groups_88 | Radiant Barrier | 0.0005263% | 0 | 0.013383 | Residential_2027_Technical_MW_Before Competition Groups_Radiant Barrier
Residential | Res ¦ Solar Water Preheat (Pools/DHW) | 2027 | Technical | MW | Before Competition Groups | 0.006501 | 0 | 0 | 2542.8447 | 2.5566e-06 | 89 | Residential_2027_Technical_MW_Before Competition Groups_89 | Solar Water Preheat (Pools/DHW) | 0.0002557% | 0 | 0.006501 | Residential_2027_Technical_MW_Before Competition Groups_Solar Water Preheat (Pools/DHW)
Residential | Res ¦ Photocell Controls (Outdoor) | 2027 | Technical | MW | Before Competition Groups | 5.9358e-05 | 0 | 0 | 2542.8447 | 2.3343e-08 | 90 | Residential_2027_Technical_MW_Before Competition Groups_90 | Photocell Controls (Outdoor) | 2.334e-06% | 0 | 5.9358e-05 | Residential_2027_Technical_MW_Before Competition Groups_Photocell Controls (Outdoor)
Residential | Res ¦ Adaptive Thermostat | 2028 | Economic | MW | Before Competition Groups | 194.6491 | 0 | 0 | 1316.9264 | 0.14781 | 1 | Residential_2028_Economic_MW_Before Competition Groups_1 | Adaptive Thermostat | 14.78% | 0 | 194.6491 | Residential_2028_Economic_MW_Before Competition Groups_Adaptive Thermostat
Residential | Res ¦ Ductless Mini-Split Heat Pump | 2028 | Economic | MW | Before Competition Groups | 140.7585 | 0 | 0 | 1316.9264 | 0.10688 | 2 | Residential_2028_Economic_MW_Before Competition Groups_2 | Ductless Mini-Split Heat Pump | 10.69% | 0 | 140.7585 | Residential_2028_Economic_MW_Before Competition Groups_Ductless Mini-Split Heat Pump
Residential | Res ¦ Energy Star A Line, PAR, MR Lamps | 2028 | Economic | MW | Before Competition Groups | 98.2329 | 0 | 0 | 1316.9264 | 0.074593 | 3 | Residential_2028_Economic_MW_Before Competition Groups_3 | Energy Star A Line, PAR, MR Lamps | 7.459% | 0 | 98.2329 | Residential_2028_Economic_MW_Before Competition Groups_Energy Star A Line, PAR, MR Lamps
Residential | Res ¦ Energy Star LED Bulbs General Purpose LEDs | 2028 | Economic | MW | Before Competition Groups | 97.0724 | 0 | 0 | 1316.9264 | 0.073711 | 4 | Residential_2028_Economic_MW_Before Competition Groups_4 | Energy Star LED Bulbs General Purpose LEDs | 7.371% | 0 | 97.0724 | Residential_2028_Economic_MW_Before Competition Groups_Energy Star LED Bulbs General Purpose LEDs
Residential | Res ¦ Energy Star LED Specialty Bulbs | 2028 | Economic | MW | Before Competition Groups | 88.7957 | 0 | 0 | 1316.9264 | 0.067426 | 5 | Residential_2028_Economic_MW_Before Competition Groups_5 | Energy Star LED Specialty Bulbs | 6.743% | 0 | 88.7957 | Residential_2028_Economic_MW_Before Competition Groups_Energy Star LED Specialty Bulbs
Residential | Res ¦ Building Recommissioning, Operations and Maintenance (O&M) Improvements | 2028 | Economic | MW | Before Competition Groups | 84.0551 | 0 | 0 | 1316.9264 | 0.063827 | 6 | Residential_2028_Economic_MW_Before Competition Groups_6 | Building Recommissioning, Operations and Maintenance (O&M) Improvements | 6.383% | 0 | 84.0551 | Residential_2028_Economic_MW_Before Competition Groups_Building Recommissioning, Operations and Maintenance (O&M) Improvements
Residential | Res ¦ Energy Star Air Source Heat Pump | 2028 | Economic | MW | Before Competition Groups | 80.4884 | 0 | 0 | 1316.9264 | 0.061118 | 7 | Residential_2028_Economic_MW_Before Competition Groups_7 | Energy Star Air Source Heat Pump | 6.112% | 0 | 80.4884 | Residential_2028_Economic_MW_Before Competition Groups_Energy Star Air Source Heat Pump
Residential | Res ¦ Basement Wall Insulation | 2028 | Economic | MW | Before Competition Groups | 77.5288 | 0 | 0 | 1316.9264 | 0.058871 | 8 | Residential_2028_Economic_MW_Before Competition Groups_8 | Basement Wall Insulation | 5.887% | 0 | 77.5288 | Residential_2028_Economic_MW_Before Competition Groups_Basement Wall Insulation
Residential | Res ¦ Energy Star Clothes Washer | 2028 | Economic | MW | Before Competition Groups | 68.2111 | 0 | 0 | 1316.9264 | 0.051796 | 9 | Residential_2028_Economic_MW_Before Competition Groups_9 | Energy Star Clothes Washer | 5.18% | 0 | 68.2111 | Residential_2028_Economic_MW_Before Competition Groups_Energy Star Clothes Washer
Residential | Res ¦ Variable Speed Pool Pump Motor | 2028 | Economic | MW | Before Competition Groups | 60.0397 | 0 | 0 | 1316.9264 | 0.045591 | 10 | Residential_2028_Economic_MW_Before Competition Groups_10 | Variable Speed Pool Pump Motor | 4.559% | 0 | 60.0397 | Residential_2028_Economic_MW_Before Competition Groups_Variable Speed Pool Pump Motor
Residential | Res ¦ Attic Insulation | 2028 | Economic | MW | Before Competition Groups | 59.8085 | 0 | 0 | 1316.9264 | 0.045415 | 11 | Residential_2028_Economic_MW_Before Competition Groups_11 | Attic Insulation | 4.542% | 0 | 59.8085 | Residential_2028_Economic_MW_Before Competition Groups_Attic Insulation
Residential | Res ¦ Energy Star Room Air Conditioner | 2028 | Economic | MW | Before Competition Groups | 55.3781 | 0 | 0 | 1316.9264 | 0.042051 | 12 | Residential_2028_Economic_MW_Before Competition Groups_12 | Energy Star Room Air Conditioner | 4.205% | 0 | 55.3781 | Residential_2028_Economic_MW_Before Competition Groups_Energy Star Room Air Conditioner
Residential | Res ¦ Energy Star Clothes Dryer | 2028 | Economic | MW | Before Competition Groups | 24.8317 | 0 | 0 | 1316.9264 | 0.018856 | 13 | Residential_2028_Economic_MW_Before Competition Groups_13 | Energy Star Clothes Dryer | 1.886% | 0 | 24.8317 | Residential_2028_Economic_MW_Before Competition Groups_Energy Star Clothes Dryer
Residential | Res ¦ Air Sealing | 2028 | Economic | MW | Before Competition Groups | 16.4913 | 0 | 0 | 1316.9264 | 0.012523 | 14 | Residential_2028_Economic_MW_Before Competition Groups_14 | Air Sealing | 1.252% | 0 | 16.4913 | Residential_2028_Economic_MW_Before Competition Groups_Air Sealing
Residential | Res ¦ Duct Insulation | 2028 | Economic | MW | Before Competition Groups | 16.0197 | 0 | 0 | 1316.9264 | 0.012164 | 15 | Residential_2028_Economic_MW_Before Competition Groups_15 | Duct Insulation | 1.216% | 0 | 16.0197 | Residential_2028_Economic_MW_Before Competition Groups_Duct Insulation
Residential | Res ¦ Floor Insulation | 2028 | Economic | MW | Before Competition Groups | 15.6749 | 0 | 0 | 1316.9264 | 0.011903 | 16 | Residential_2028_Economic_MW_Before Competition Groups_16 | Floor Insulation | 1.19% | 0 | 15.6749 | Residential_2028_Economic_MW_Before Competition Groups_Floor Insulation
Residential | Res ¦ Energy Star Torchiere | 2028 | Economic | MW | Before Competition Groups | 12.977 | 0 | 0 | 1316.9264 | 0.009854 | 17 | Residential_2028_Economic_MW_Before Competition Groups_17 | Energy Star Torchiere | 0.9854% | 0 | 12.977 | Residential_2028_Economic_MW_Before Competition Groups_Energy Star Torchiere
Residential | Res ¦ Advanced BAS/Controllers | 2028 | Economic | MW | Before Competition Groups | 12.3025 | 0 | 0 | 1316.9264 | 0.0093418 | 18 | Residential_2028_Economic_MW_Before Competition Groups_18 | Advanced BAS/Controllers | 0.9342% | 0 | 12.3025 | Residential_2028_Economic_MW_Before Competition Groups_Advanced BAS/Controllers
Residential | Res ¦ Clothes Drying Racks | 2028 | Economic | MW | Before Competition Groups | 11.3846 | 0 | 0 | 1316.9264 | 0.0086448 | 19 | Residential_2028_Economic_MW_Before Competition Groups_19 | Clothes Drying Racks | 0.8645% | 0 | 11.3846 | Residential_2028_Economic_MW_Before Competition Groups_Clothes Drying Racks
Residential | Res ¦ Refrigerator Recycling | 2028 | Economic | MW | Before Competition Groups | 9.6477 | 0 | 0 | 1316.9264 | 0.0073259 | 20 | Residential_2028_Economic_MW_Before Competition Groups_20 | Refrigerator Recycling | 0.7326% | 0 | 9.6477 | Residential_2028_Economic_MW_Before Competition Groups_Refrigerator Recycling
Residential | Res ¦ Occupancy Sensors MF | 2028 | Economic | MW | Before Competition Groups | 9.6104 | 0 | 0 | 1316.9264 | 0.0072976 | 21 | Residential_2028_Economic_MW_Before Competition Groups_21 | Occupancy Sensors MF | 0.7298% | 0 | 9.6104 | Residential_2028_Economic_MW_Before Competition Groups_Occupancy Sensors MF
Residential | Res ¦ Freezer Recycling | 2028 | Economic | MW | Before Competition Groups | 8.9876 | 0 | 0 | 1316.9264 | 0.0068247 | 22 | Residential_2028_Economic_MW_Before Competition Groups_22 | Freezer Recycling | 0.6825% | 0 | 8.9876 | Residential_2028_Economic_MW_Before Competition Groups_Freezer Recycling
Residential | Res ¦ Energy Star Dehumidifier | 2028 | Economic | MW | Before Competition Groups | 8.4954 | 0 | 0 | 1316.9264 | 0.0064509 | 23 | Residential_2028_Economic_MW_Before Competition Groups_23 | Energy Star Dehumidifier | 0.6451% | 0 | 8.4954 | Residential_2028_Economic_MW_Before Competition Groups_Energy Star Dehumidifier
Residential | Res ¦ Home Energy Reports | 2028 | Economic | MW | Before Competition Groups | 8.1664 | 0 | 0 | 1316.9264 | 0.0062011 | 24 | Residential_2028_Economic_MW_Before Competition Groups_24 | Home Energy Reports | 0.6201% | 0 | 8.1664 | Residential_2028_Economic_MW_Before Competition Groups_Home Energy Reports
Residential | Res ¦ High Efficiency Chiller (avg of water and air cooled) | 2028 | Economic | MW | Before Competition Groups | 7.7773 | 0 | 0 | 1316.9264 | 0.0059057 | 25 | Residential_2028_Economic_MW_Before Competition Groups_25 | High Efficiency Chiller (avg of water and air cooled) | 0.5906% | 0 | 7.7773 | Residential_2028_Economic_MW_Before Competition Groups_High Efficiency Chiller (avg of water and air cooled)
Residential | Res ¦ Duct Insulation MF | 2028 | Economic | MW | Before Competition Groups | 6.0452 | 0 | 0 | 1316.9264 | 0.0045904 | 26 | Residential_2028_Economic_MW_Before Competition Groups_26 | Duct Insulation MF | 0.459% | 0 | 6.0452 | Residential_2028_Economic_MW_Before Competition Groups_Duct Insulation MF
Residential | Res ¦ Energy Star Light Fixture | 2028 | Economic | MW | Before Competition Groups | 5.6903 | 0 | 0 | 1316.9264 | 0.0043209 | 27 | Residential_2028_Economic_MW_Before Competition Groups_27 | Energy Star Light Fixture | 0.4321% | 0 | 5.6903 | Residential_2028_Economic_MW_Before Competition Groups_Energy Star Light Fixture
Residential | Res ¦ Minimize Hot and Warm Clothes Wash | 2028 | Economic | MW | Before Competition Groups | 4.7687 | 0 | 0 | 1316.9264 | 0.0036211 | 28 | Residential_2028_Economic_MW_Before Competition Groups_28 | Minimize Hot and Warm Clothes Wash | 0.3621% | 0 | 4.7687 | Residential_2028_Economic_MW_Before Competition Groups_Minimize Hot and Warm Clothes Wash
Residential | Res ¦ Energy Star Freezer | 2028 | Economic | MW | Before Competition Groups | 4.1357 | 0 | 0 | 1316.9264 | 0.0031404 | 29 | Residential_2028_Economic_MW_Before Competition Groups_29 | Energy Star Freezer | 0.314% | 0 | 4.1357 | Residential_2028_Economic_MW_Before Competition Groups_Energy Star Freezer
Residential | Res ¦ Heat Recovery Ventilator | 2028 | Economic | MW | Before Competition Groups | 3.4999 | 0 | 0 | 1316.9264 | 0.0026576 | 30 | Residential_2028_Economic_MW_Before Competition Groups_30 | Heat Recovery Ventilator | 0.2658% | 0 | 3.4999 | Residential_2028_Economic_MW_Before Competition Groups_Heat Recovery Ventilator
Residential | Res ¦ LED Tube Re-Lamp | 2028 | Economic | MW | Before Competition Groups | 3.4007 | 0 | 0 | 1316.9264 | 0.0025823 | 31 | Residential_2028_Economic_MW_Before Competition Groups_31 | LED Tube Re-Lamp | 0.2582% | 0 | 3.4007 | Residential_2028_Economic_MW_Before Competition Groups_LED Tube Re-Lamp
Residential | Res ¦ Outside Air Economizer | 2028 | Economic | MW | Before Competition Groups | 3.1417 | 0 | 0 | 1316.9264 | 0.0023856 | 32 | Residential_2028_Economic_MW_Before Competition Groups_32 | Outside Air Economizer | 0.2386% | 0 | 3.1417 | Residential_2028_Economic_MW_Before Competition Groups_Outside Air Economizer
Residential | Res ¦ Demand Control Ventilation | 2028 | Economic | MW | Before Competition Groups | 2.1621 | 0 | 0 | 1316.9264 | 0.0016418 | 33 | Residential_2028_Economic_MW_Before Competition Groups_33 | Demand Control Ventilation | 0.1642% | 0 | 2.1621 | Residential_2028_Economic_MW_Before Competition Groups_Demand Control Ventilation
Residential | Res ¦ Furnace Whistle | 2028 | Economic | MW | Before Competition Groups | 2.0777 | 0 | 0 | 1316.9264 | 0.0015777 | 34 | Residential_2028_Economic_MW_Before Competition Groups_34 | Furnace Whistle | 0.1578% | 0 | 2.0777 | Residential_2028_Economic_MW_Before Competition Groups_Furnace Whistle
Residential | Res ¦ CO Sensors for parking garage exhaust fans | 2028 | Economic | MW | Before Competition Groups | 1.9822 | 0 | 0 | 1316.9264 | 0.0015051 | 35 | Residential_2028_Economic_MW_Before Competition Groups_35 | CO Sensors for parking garage exhaust fans | 0.1505% | 0 | 1.9822 | Residential_2028_Economic_MW_Before Competition Groups_CO Sensors for parking garage exhaust fans
Residential | Res ¦ ENERGY STAR LED LAMPS (REFLECTOR LAMPs/MR16/PAR 16) | 2028 | Economic | MW | Before Competition Groups | 1.912 | 0 | 0 | 1316.9264 | 0.0014519 | 36 | Residential_2028_Economic_MW_Before Competition Groups_36 | ENERGY STAR LED LAMPS (REFLECTOR LAMPs/MR16/PAR 16) | 0.1452% | 0 | 1.912 | Residential_2028_Economic_MW_Before Competition Groups_ENERGY STAR LED LAMPS (REFLECTOR LAMPs/MR16/PAR 16)
Residential | Res ¦ Comprehensive Draft Proofing | 2028 | Economic | MW | Before Competition Groups | 1.7655 | 0 | 0 | 1316.9264 | 0.0013406 | 37 | Residential_2028_Economic_MW_Before Competition Groups_37 | Comprehensive Draft Proofing | 0.1341% | 0 | 1.7655 | Residential_2028_Economic_MW_Before Competition Groups_Comprehensive Draft Proofing
Residential | Res ¦ Variable Frequency Drive (VFD) | 2028 | Economic | MW | Before Competition Groups | 1.7124 | 0 | 0 | 1316.9264 | 0.0013003 | 38 | Residential_2028_Economic_MW_Before Competition Groups_38 | Variable Frequency Drive (VFD) | 0.13% | 0 | 1.7124 | Residential_2028_Economic_MW_Before Competition Groups_Variable Frequency Drive (VFD)
Residential | Res ¦ Tankless Water Heater | 2028 | Economic | MW | Before Competition Groups | 1.4856 | 0 | 0 | 1316.9264 | 0.001128 | 39 | Residential_2028_Economic_MW_Before Competition Groups_39 | Tankless Water Heater | 0.1128% | 0 | 1.4856 | Residential_2028_Economic_MW_Before Competition Groups_Tankless Water Heater
Residential | Res ¦ Condensing Make Up Air Unit | 2028 | Economic | MW | Before Competition Groups | 1.4182 | 0 | 0 | 1316.9264 | 0.0010769 | 40 | Residential_2028_Economic_MW_Before Competition Groups_40 | Condensing Make Up Air Unit | 0.1077% | 0 | 1.4182 | Residential_2028_Economic_MW_Before Competition Groups_Condensing Make Up Air Unit
Residential | Res ¦ Water Heater Temperature Setback | 2028 | Economic | MW | Before Competition Groups | 1.083 | 0 | 0 | 1316.9264 | 0.00082238 | 41 | Residential_2028_Economic_MW_Before Competition Groups_41 | Water Heater Temperature Setback | 0.08224% | 0 | 1.083 | Residential_2028_Economic_MW_Before Competition Groups_Water Heater Temperature Setback
Residential | Res ¦ LED Parking Lot Fixture | 2028 | Economic | MW | Before Competition Groups | 0.8649 | 0 | 0 | 1316.9264 | 0.00065676 | 42 | Residential_2028_Economic_MW_Before Competition Groups_42 | LED Parking Lot Fixture | 0.06568% | 0 | 0.8649 | Residential_2028_Economic_MW_Before Competition Groups_LED Parking Lot Fixture
Residential | Res ¦ VFD on Pumps | 2028 | Economic | MW | Before Competition Groups | 0.52659 | 0 | 0 | 1316.9264 | 0.00039986 | 43 | Residential_2028_Economic_MW_Before Competition Groups_43 | VFD on Pumps | 0.03999% | 0 | 0.52659 | Residential_2028_Economic_MW_Before Competition Groups_VFD on Pumps
Residential | Res ¦ ENERGY STAR LED Lamps (General Service Lamps) | 2028 | Economic | MW | Before Competition Groups | 0.44141 | 0 | 0 | 1316.9264 | 0.00033518 | 44 | Residential_2028_Economic_MW_Before Competition Groups_44 | ENERGY STAR LED Lamps (General Service Lamps) | 0.03352% | 0 | 0.44141 | Residential_2028_Economic_MW_Before Competition Groups_ENERGY STAR LED Lamps (General Service Lamps)
Residential | Res ¦ LED Exterior Area Lights - LED Fixture (200W) | 2028 | Economic | MW | Before Competition Groups | 0.40168 | 0 | 0 | 1316.9264 | 0.00030501 | 45 | Residential_2028_Economic_MW_Before Competition Groups_45 | LED Exterior Area Lights - LED Fixture (200W) | 0.0305% | 0 | 0.40168 | Residential_2028_Economic_MW_Before Competition Groups_LED Exterior Area Lights - LED Fixture (200W)
Residential | Res ¦ ECM MOTORS FOR HVAC APPLICATION (FAN-POWERED VAV BOX) | 2028 | Economic | MW | Before Competition Groups | 0.32934 | 0 | 0 | 1316.9264 | 0.00025008 | 46 | Residential_2028_Economic_MW_Before Competition Groups_46 | ECM MOTORS FOR HVAC APPLICATION (FAN-POWERED VAV BOX) | 0.02501% | 0 | 0.32934 | Residential_2028_Economic_MW_Before Competition Groups_ECM MOTORS FOR HVAC APPLICATION (FAN-POWERED VAV BOX)
Residential | Res ¦ Beverage Vending Machine Controls | 2028 | Economic | MW | Before Competition Groups | 0.23528 | 0 | 0 | 1316.9264 | 0.00017865 | 47 | Residential_2028_Economic_MW_Before Competition Groups_47 | Beverage Vending Machine Controls | 0.01787% | 0 | 0.23528 | Residential_2028_Economic_MW_Before Competition Groups_Beverage Vending Machine Controls
Residential | Res ¦ Wall Insulation | 2028 | Economic | MW | Before Competition Groups | 0.22532 | 0 | 0 | 1316.9264 | 0.0001711 | 48 | Residential_2028_Economic_MW_Before Competition Groups_48 | Wall Insulation | 0.01711% | 0 | 0.22532 | Residential_2028_Economic_MW_Before Competition Groups_Wall Insulation
Residential | Res ¦ Chilled Water Optimization | 2028 | Economic | MW | Before Competition Groups | 0.19832 | 0 | 0 | 1316.9264 | 0.0001506 | 49 | Residential_2028_Economic_MW_Before Competition Groups_49 | Chilled Water Optimization | 0.01506% | 0 | 0.19832 | Residential_2028_Economic_MW_Before Competition Groups_Chilled Water Optimization
Residential | Res ¦ LED High Bay Fixture | 2028 | Economic | MW | Before Competition Groups | 0.024253 | 0 | 0 | 1316.9264 | 1.8417e-05 | 50 | Residential_2028_Economic_MW_Before Competition Groups_50 | LED High Bay Fixture | 0.001842% | 0 | 0.024253 | Residential_2028_Economic_MW_Before Competition Groups_LED High Bay Fixture
Residential | Res ¦ Wall Insulation MF | 2028 | Economic | MW | Before Competition Groups | 0.013656 | 0 | 0 | 1316.9264 | 1.0369e-05 | 51 | Residential_2028_Economic_MW_Before Competition Groups_51 | Wall Insulation MF | 0.001037% | 0 | 0.013656 | Residential_2028_Economic_MW_Before Competition Groups_Wall Insulation MF
Residential | Res ¦ LED Downlight | 2028 | Economic | MW | Before Competition Groups | 0 | 0 | 0 | 1316.9264 | 0 | 52 | Residential_2028_Economic_MW_Before Competition Groups_52 | LED Downlight | 0% | 0 | 0 | Residential_2028_Economic_MW_Before Competition Groups_LED Downlight
Residential | Res ¦ Smart Burners | 2028 | Economic | MW | Before Competition Groups | 0 | 0 | 0 | 1316.9264 | 0 | 53 | Residential_2028_Economic_MW_Before Competition Groups_53 | Smart Burners | 0% | 0 | 0 | Residential_2028_Economic_MW_Before Competition Groups_Smart Burners
Residential | Res ¦ Smart Power Bar | 2028 | Economic | MW | Before Competition Groups | 0 | 0 | 0 | 1316.9264 | 0 | 54 | Residential_2028_Economic_MW_Before Competition Groups_54 | Smart Power Bar | 0% | 0 | 0 | Residential_2028_Economic_MW_Before Competition Groups_Smart Power Bar
Residential | Res ¦ Ductless Mini-Split Heat Pump | 2028 | SC A | MW | Before Competition Groups | 54.2992 | 0 | 0 | 288.4494 | 0.18825 | 1 | Residential_2028_SC A_MW_Before Competition Groups_1 | Ductless Mini-Split Heat Pump | 18.82% | 0 | 54.2992 | Residential_2028_SC A_MW_Before Competition Groups_Ductless Mini-Split Heat Pump
Residential | Res ¦ Building Recommissioning, Operations and Maintenance (O&M) Improvements | 2028 | SC A | MW | Before Competition Groups | 33.2389 | 0 | 0 | 288.4494 | 0.11523 | 2 | Residential_2028_SC A_MW_Before Competition Groups_2 | Building Recommissioning, Operations and Maintenance (O&M) Improvements | 11.52% | 0 | 33.2389 | Residential_2028_SC A_MW_Before Competition Groups_Building Recommissioning, Operations and Maintenance (O&M) Improvements
Residential | Res ¦ Energy Star Clothes Washer | 2028 | SC A | MW | Before Competition Groups | 31.5872 | 0 | 0 | 288.4494 | 0.10951 | 3 | Residential_2028_SC A_MW_Before Competition Groups_3 | Energy Star Clothes Washer | 10.95% | 0 | 31.5872 | Residential_2028_SC A_MW_Before Competition Groups_Energy Star Clothes Washer
Residential | Res ¦ Energy Star LED Specialty Bulbs | 2028 | SC A | MW | Before Competition Groups | 26.0857 | 0 | 0 | 288.4494 | 0.090434 | 4 | Residential_2028_SC A_MW_Before Competition Groups_4 | Energy Star LED Specialty Bulbs | 9.043% | 0 | 26.0857 | Residential_2028_SC A_MW_Before Competition Groups_Energy Star LED Specialty Bulbs
Residential | Res ¦ Adaptive Thermostat | 2028 | SC A | MW | Before Competition Groups | 20.0963 | 0 | 0 | 288.4494 | 0.06967 | 5 | Residential_2028_SC A_MW_Before Competition Groups_5 | Adaptive Thermostat | 6.967% | 0 | 20.0963 | Residential_2028_SC A_MW_Before Competition Groups_Adaptive Thermostat
Residential | Res ¦ Variable Speed Pool Pump Motor | 2028 | SC A | MW | Before Competition Groups | 16.6253 | 0 | 0 | 288.4494 | 0.057637 | 6 | Residential_2028_SC A_MW_Before Competition Groups_6 | Variable Speed Pool Pump Motor | 5.764% | 0 | 16.6253 | Residential_2028_SC A_MW_Before Competition Groups_Variable Speed Pool Pump Motor
Residential | Res ¦ Basement Wall Insulation | 2028 | SC A | MW | Before Competition Groups | 13.0923 | 0 | 0 | 288.4494 | 0.045389 | 7 | Residential_2028_SC A_MW_Before Competition Groups_7 | Basement Wall Insulation | 4.539% | 0 | 13.0923 | Residential_2028_SC A_MW_Before Competition Groups_Basement Wall Insulation
Residential | Res ¦ Energy Star Air Source Heat Pump | 2028 | SC A | MW | Before Competition Groups | 11.8029 | 0 | 0 | 288.4494 | 0.040918 | 8 | Residential_2028_SC A_MW_Before Competition Groups_8 | Energy Star Air Source Heat Pump | 4.092% | 0 | 11.8029 | Residential_2028_SC A_MW_Before Competition Groups_Energy Star Air Source Heat Pump
Residential | Res ¦ Energy Star A Line, PAR, MR Lamps | 2028 | SC A | MW | Before Competition Groups | 10.6353 | 0 | 0 | 288.4494 | 0.036871 | 9 | Residential_2028_SC A_MW_Before Competition Groups_9 | Energy Star A Line, PAR, MR Lamps | 3.687% | 0 | 10.6353 | Residential_2028_SC A_MW_Before Competition Groups_Energy Star A Line, PAR, MR Lamps
Residential | Res ¦ Energy Star Room Air Conditioner | 2028 | SC A | MW | Before Competition Groups | 9.0074 | 0 | 0 | 288.4494 | 0.031227 | 10 | Residential_2028_SC A_MW_Before Competition Groups_10 | Energy Star Room Air Conditioner | 3.123% | 0 | 9.0074 | Residential_2028_SC A_MW_Before Competition Groups_Energy Star Room Air Conditioner
Residential | Res ¦ High Efficiency Chiller (avg of water and air cooled) | 2028 | SC A | MW | Before Competition Groups | 6.7041 | 0 | 0 | 288.4494 | 0.023242 | 11 | Residential_2028_SC A_MW_Before Competition Groups_11 | High Efficiency Chiller (avg of water and air cooled) | 2.324% | 0 | 6.7041 | Residential_2028_SC A_MW_Before Competition Groups_High Efficiency Chiller (avg of water and air cooled)
Residential | Res ¦ Energy Star LED Bulbs General Purpose LEDs | 2028 | SC A | MW | Before Competition Groups | 6.5551 | 0 | 0 | 288.4494 | 0.022725 | 12 | Residential_2028_SC A_MW_Before Competition Groups_12 | Energy Star LED Bulbs General Purpose LEDs | 2.273% | 0 | 6.5551 | Residential_2028_SC A_MW_Before Competition Groups_Energy Star LED Bulbs General Purpose LEDs
Residential | Res ¦ Energy Star Clothes Dryer | 2028 | SC A | MW | Before Competition Groups | 5.1264 | 0 | 0 | 288.4494 | 0.017772 | 13 | Residential_2028_SC A_MW_Before Competition Groups_13 | Energy Star Clothes Dryer | 1.777% | 0 | 5.1264 | Residential_2028_SC A_MW_Before Competition Groups_Energy Star Clothes Dryer
Residential | Res ¦ Energy Star Torchiere | 2028 | SC A | MW | Before Competition Groups | 4.3854 | 0 | 0 | 288.4494 | 0.015203 | 14 | Residential_2028_SC A_MW_Before Competition Groups_14 | Energy Star Torchiere | 1.52% | 0 | 4.3854 | Residential_2028_SC A_MW_Before Competition Groups_Energy Star Torchiere
Residential | Res ¦ Occupancy Sensors MF | 2028 | SC A | MW | Before Competition Groups | 4.3032 | 0 | 0 | 288.4494 | 0.014918 | 15 | Residential_2028_SC A_MW_Before Competition Groups_15 | Occupancy Sensors MF | 1.492% | 0 | 4.3032 | Residential_2028_SC A_MW_Before Competition Groups_Occupancy Sensors MF
Residential | Res ¦ Attic Insulation | 2028 | SC A | MW | Before Competition Groups | 4.2992 | 0 | 0 | 288.4494 | 0.014905 | 16 | Residential_2028_SC A_MW_Before Competition Groups_16 | Attic Insulation | 1.49% | 0 | 4.2992 | Residential_2028_SC A_MW_Before Competition Groups_Attic Insulation
Residential | Res ¦ Home Energy Reports | 2028 | SC A | MW | Before Competition Groups | 3.781 | 0 | 0 | 288.4494 | 0.013108 | 17 | Residential_2028_SC A_MW_Before Competition Groups_17 | Home Energy Reports | 1.311% | 0 | 3.781 | Residential_2028_SC A_MW_Before Competition Groups_Home Energy Reports
Residential | Res ¦ Advanced BAS/Controllers | 2028 | SC A | MW | Before Competition Groups | 3.149 | 0 | 0 | 288.4494 | 0.010917 | 18 | Residential_2028_SC A_MW_Before Competition Groups_18 | Advanced BAS/Controllers | 1.092% | 0 | 3.149 | Residential_2028_SC A_MW_Before Competition Groups_Advanced BAS/Controllers
Residential | Res ¦ LED Tube Re-Lamp | 2028 | SC A | MW | Before Competition Groups | 2.9091 | 0 | 0 | 288.4494 | 0.010085 | 19 | Residential_2028_SC A_MW_Before Competition Groups_19 | LED Tube Re-Lamp | 1.009% | 0 | 2.9091 | Residential_2028_SC A_MW_Before Competition Groups_LED Tube Re-Lamp
Residential | Res ¦ Refrigerator Recycling | 2028 | SC A | MW | Before Competition Groups | 2.708 | 0 | 0 | 288.4494 | 0.009388 | 20 | Residential_2028_SC A_MW_Before Competition Groups_20 | Refrigerator Recycling | 0.9388% | 0 | 2.708 | Residential_2028_SC A_MW_Before Competition Groups_Refrigerator Recycling
Residential | Res ¦ Minimize Hot and Warm Clothes Wash | 2028 | SC A | MW | Before Competition Groups | 2.0333 | 0 | 0 | 288.4494 | 0.0070491 | 21 | Residential_2028_SC A_MW_Before Competition Groups_21 | Minimize Hot and Warm Clothes Wash | 0.7049% | 0 | 2.0333 | Residential_2028_SC A_MW_Before Competition Groups_Minimize Hot and Warm Clothes Wash
Residential | Res ¦ Energy Star Light Fixture | 2028 | SC A | MW | Before Competition Groups | 1.8183 | 0 | 0 | 288.4494 | 0.0063037 | 22 | Residential_2028_SC A_MW_Before Competition Groups_22 | Energy Star Light Fixture | 0.6304% | 0 | 1.8183 | Residential_2028_SC A_MW_Before Competition Groups_Energy Star Light Fixture
Residential | Res ¦ ENERGY STAR LED LAMPS (REFLECTOR LAMPs/MR16/PAR 16) | 2028 | SC A | MW | Before Competition Groups | 1.811 | 0 | 0 | 288.4494 | 0.0062785 | 23 | Residential_2028_SC A_MW_Before Competition Groups_23 | ENERGY STAR LED LAMPS (REFLECTOR LAMPs/MR16/PAR 16) | 0.6278% | 0 | 1.811 | Residential_2028_SC A_MW_Before Competition Groups_ENERGY STAR LED LAMPS (REFLECTOR LAMPs/MR16/PAR 16)
Residential | Res ¦ Energy Star Freezer | 2028 | SC A | MW | Before Competition Groups | 1.7527 | 0 | 0 | 288.4494 | 0.0060763 | 24 | Residential_2028_SC A_MW_Before Competition Groups_24 | Energy Star Freezer | 0.6076% | 0 | 1.7527 | Residential_2028_SC A_MW_Before Competition Groups_Energy Star Freezer
Residential | Res ¦ Outside Air Economizer | 2028 | SC A | MW | Before Competition Groups | 1.7163 | 0 | 0 | 288.4494 | 0.0059501 | 25 | Residential_2028_SC A_MW_Before Competition Groups_25 | Outside Air Economizer | 0.595% | 0 | 1.7163 | Residential_2028_SC A_MW_Before Competition Groups_Outside Air Economizer
Residential | Res ¦ Air Sealing | 2028 | SC A | MW | Before Competition Groups | 1.5588 | 0 | 0 | 288.4494 | 0.0054042 | 26 | Residential_2028_SC A_MW_Before Competition Groups_26 | Air Sealing | 0.5404% | 0 | 1.5588 | Residential_2028_SC A_MW_Before Competition Groups_Air Sealing
Residential | Res ¦ Furnace Whistle | 2028 | SC A | MW | Before Competition Groups | 0.82179 | 0 | 0 | 288.4494 | 0.002849 | 27 | Residential_2028_SC A_MW_Before Competition Groups_27 | Furnace Whistle | 0.2849% | 0 | 0.82179 | Residential_2028_SC A_MW_Before Competition Groups_Furnace Whistle
Residential | Res ¦ LED Parking Lot Fixture | 2028 | SC A | MW | Before Competition Groups | 0.72575 | 0 | 0 | 288.4494 | 0.002516 | 28 | Residential_2028_SC A_MW_Before Competition Groups_28 | LED Parking Lot Fixture | 0.2516% | 0 | 0.72575 | Residential_2028_SC A_MW_Before Competition Groups_LED Parking Lot Fixture
Residential | Res ¦ Variable Frequency Drive (VFD) | 2028 | SC A | MW | Before Competition Groups | 0.67731 | 0 | 0 | 288.4494 | 0.0023481 | 29 | Residential_2028_SC A_MW_Before Competition Groups_29 | Variable Frequency Drive (VFD) | 0.2348% | 0 | 0.67731 | Residential_2028_SC A_MW_Before Competition Groups_Variable Frequency Drive (VFD)
Residential | Res ¦ Comprehensive Draft Proofing | 2028 | SC A | MW | Before Competition Groups | 0.66309 | 0 | 0 | 288.4494 | 0.0022988 | 30 | Residential_2028_SC A_MW_Before Competition Groups_30 | Comprehensive Draft Proofing | 0.2299% | 0 | 0.66309 | Residential_2028_SC A_MW_Before Competition Groups_Comprehensive Draft Proofing
Residential | Res ¦ CO Sensors for parking garage exhaust fans | 2028 | SC A | MW | Before Competition Groups | 0.53002 | 0 | 0 | 288.4494 | 0.0018375 | 31 | Residential_2028_SC A_MW_Before Competition Groups_31 | CO Sensors for parking garage exhaust fans | 0.1837% | 0 | 0.53002 | Residential_2028_SC A_MW_Before Competition Groups_CO Sensors for parking garage exhaust fans
Residential | Res ¦ Energy Star Dehumidifier | 2028 | SC A | MW | Before Competition Groups | 0.48117 | 0 | 0 | 288.4494 | 0.0016681 | 32 | Residential_2028_SC A_MW_Before Competition Groups_32 | Energy Star Dehumidifier | 0.1668% | 0 | 0.48117 | Residential_2028_SC A_MW_Before Competition Groups_Energy Star Dehumidifier
Residential | Res ¦ Demand Control Ventilation | 2028 | SC A | MW | Before Competition Groups | 0.448 | 0 | 0 | 288.4494 | 0.0015531 | 33 | Residential_2028_SC A_MW_Before Competition Groups_33 | Demand Control Ventilation | 0.1553% | 0 | 0.448 | Residential_2028_SC A_MW_Before Competition Groups_Demand Control Ventilation
Residential | Res ¦ Water Heater Temperature Setback | 2028 | SC A | MW | Before Competition Groups | 0.4253 | 0 | 0 | 288.4494 | 0.0014744 | 34 | Residential_2028_SC A_MW_Before Competition Groups_34 | Water Heater Temperature Setback | 0.1474% | 0 | 0.4253 | Residential_2028_SC A_MW_Before Competition Groups_Water Heater Temperature Setback
Residential | Res ¦ ENERGY STAR LED Lamps (General Service Lamps) | 2028 | SC A | MW | Before Competition Groups | 0.40841 | 0 | 0 | 288.4494 | 0.0014159 | 35 | Residential_2028_SC A_MW_Before Competition Groups_35 | ENERGY STAR LED Lamps (General Service Lamps) | 0.1416% | 0 | 0.40841 | Residential_2028_SC A_MW_Before Competition Groups_ENERGY STAR LED Lamps (General Service Lamps)
Residential | Res ¦ LED Exterior Area Lights - LED Fixture (200W) | 2028 | SC A | MW | Before Competition Groups | 0.35869 | 0 | 0 | 288.4494 | 0.0012435 | 36 | Residential_2028_SC A_MW_Before Competition Groups_36 | LED Exterior Area Lights - LED Fixture (200W) | 0.1243% | 0 | 0.35869 | Residential_2028_SC A_MW_Before Competition Groups_LED Exterior Area Lights - LED Fixture (200W)
Residential | Res ¦ Floor Insulation | 2028 | SC A | MW | Before Competition Groups | 0.31098 | 0 | 0 | 288.4494 | 0.0010781 | 37 | Residential_2028_SC A_MW_Before Competition Groups_37 | Floor Insulation | 0.1078% | 0 | 0.31098 | Residential_2028_SC A_MW_Before Competition Groups_Floor Insulation
Residential | Res ¦ Clothes Drying Racks | 2028 | SC A | MW | Before Competition Groups | 0.30944 | 0 | 0 | 288.4494 | 0.0010728 | 38 | Residential_2028_SC A_MW_Before Competition Groups_38 | Clothes Drying Racks | 0.1073% | 0 | 0.30944 | Residential_2028_SC A_MW_Before Competition Groups_Clothes Drying Racks
Residential | Res ¦ VFD on Pumps | 2028 | SC A | MW | Before Competition Groups | 0.19346 | 0 | 0 | 288.4494 | 0.00067068 | 39 | Residential_2028_SC A_MW_Before Competition Groups_39 | VFD on Pumps | 0.06707% | 0 | 0.19346 | Residential_2028_SC A_MW_Before Competition Groups_VFD on Pumps
Residential | Res ¦ Condensing Make Up Air Unit | 2028 | SC A | MW | Before Competition Groups | 0.1883 | 0 | 0 | 288.4494 | 0.00065281 | 40 | Residential_2028_SC A_MW_Before Competition Groups_40 | Condensing Make Up Air Unit | 0.06528% | 0 | 0.1883 | Residential_2028_SC A_MW_Before Competition Groups_Condensing Make Up Air Unit
Residential | Res ¦ Tankless Water Heater | 2028 | SC A | MW | Before Competition Groups | 0.18297 | 0 | 0 | 288.4494 | 0.00063431 | 41 | Residential_2028_SC A_MW_Before Competition Groups_41 | Tankless Water Heater | 0.06343% | 0 | 0.18297 | Residential_2028_SC A_MW_Before Competition Groups_Tankless Water Heater
Residential | Res ¦ Duct Insulation | 2028 | SC A | MW | Before Competition Groups | 0.18292 | 0 | 0 | 288.4494 | 0.00063414 | 42 | Residential_2028_SC A_MW_Before Competition Groups_42 | Duct Insulation | 0.06341% | 0 | 0.18292 | Residential_2028_SC A_MW_Before Competition Groups_Duct Insulation
Residential | Res ¦ ECM MOTORS FOR HVAC APPLICATION (FAN-POWERED VAV BOX) | 2028 | SC A | MW | Before Competition Groups | 0.11256 | 0 | 0 | 288.4494 | 0.00039022 | 43 | Residential_2028_SC A_MW_Before Competition Groups_43 | ECM MOTORS FOR HVAC APPLICATION (FAN-POWERED VAV BOX) | 0.03902% | 0 | 0.11256 | Residential_2028_SC A_MW_Before Competition Groups_ECM MOTORS FOR HVAC APPLICATION (FAN-POWERED VAV BOX)
Residential | Res ¦ Duct Insulation MF | 2028 | SC A | MW | Before Competition Groups | 0.10799 | 0 | 0 | 288.4494 | 0.00037438 | 44 | Residential_2028_SC A_MW_Before Competition Groups_44 | Duct Insulation MF | 0.03744% | 0 | 0.10799 | Residential_2028_SC A_MW_Before Competition Groups_Duct Insulation MF
Residential | Res ¦ Heat Recovery Ventilator | 2028 | SC A | MW | Before Competition Groups | 0.086608 | 0 | 0 | 288.4494 | 0.00030025 | 45 | Residential_2028_SC A_MW_Before Competition Groups_45 | Heat Recovery Ventilator | 0.03003% | 0 | 0.086608 | Residential_2028_SC A_MW_Before Competition Groups_Heat Recovery Ventilator
Residential | Res ¦ Chilled Water Optimization | 2028 | SC A | MW | Before Competition Groups | 0.076621 | 0 | 0 | 288.4494 | 0.00026563 | 46 | Residential_2028_SC A_MW_Before Competition Groups_46 | Chilled Water Optimization | 0.02656% | 0 | 0.076621 | Residential_2028_SC A_MW_Before Competition Groups_Chilled Water Optimization
Residential | Res ¦ Beverage Vending Machine Controls | 2028 | SC A | MW | Before Competition Groups | 0.062891 | 0 | 0 | 288.4494 | 0.00021803 | 47 | Residential_2028_SC A_MW_Before Competition Groups_47 | Beverage Vending Machine Controls | 0.0218% | 0 | 0.062891 | Residential_2028_SC A_MW_Before Competition Groups_Beverage Vending Machine Controls
Residential | Res ¦ LED High Bay Fixture | 2028 | SC A | MW | Before Competition Groups | 0.0098983 | 0 | 0 | 288.4494 | 3.4316e-05 | 48 | Residential_2028_SC A_MW_Before Competition Groups_48 | LED High Bay Fixture | 0.003432% | 0 | 0.0098983 | Residential_2028_SC A_MW_Before Competition Groups_LED High Bay Fixture
Residential | Res ¦ Wall Insulation MF | 2028 | SC A | MW | Before Competition Groups | 0.0021807 | 0 | 0 | 288.4494 | 7.5601e-06 | 49 | Residential_2028_SC A_MW_Before Competition Groups_49 | Wall Insulation MF | 0.000756% | 0 | 0.0021807 | Residential_2028_SC A_MW_Before Competition Groups_Wall Insulation MF
Residential | Res ¦ Wall Insulation | 2028 | SC A | MW | Before Competition Groups | 0.0015317 | 0 | 0 | 288.4494 | 5.3101e-06 | 50 | Residential_2028_SC A_MW_Before Competition Groups_50 | Wall Insulation | 0.000531% | 0 | 0.0015317 | Residential_2028_SC A_MW_Before Competition Groups_Wall Insulation
Residential | Res ¦ Freezer Recycling | 2028 | SC A | MW | Before Competition Groups | 0.00021691 | 0 | 0 | 288.4494 | 7.5199e-07 | 51 | Residential_2028_SC A_MW_Before Competition Groups_51 | Freezer Recycling | 7.52e-05% | 0 | 0.00021691 | Residential_2028_SC A_MW_Before Competition Groups_Freezer Recycling
Residential | Res ¦ LED Downlight | 2028 | SC A | MW | Before Competition Groups | 0 | 0 | 0 | 288.4494 | 0 | 52 | Residential_2028_SC A_MW_Before Competition Groups_52 | LED Downlight | 0% | 0 | 0 | Residential_2028_SC A_MW_Before Competition Groups_LED Downlight
Residential | Res ¦ Smart Burners | 2028 | SC A | MW | Before Competition Groups | 0 | 0 | 0 | 288.4494 | 0 | 53 | Residential_2028_SC A_MW_Before Competition Groups_53 | Smart Burners | 0% | 0 | 0 | Residential_2028_SC A_MW_Before Competition Groups_Smart Burners
Residential | Res ¦ Smart Power Bar | 2028 | SC A | MW | Before Competition Groups | 0 | 0 | 0 | 288.4494 | 0 | 54 | Residential_2028_SC A_MW_Before Competition Groups_54 | Smart Power Bar | 0% | 0 | 0 | Residential_2028_SC A_MW_Before Competition Groups_Smart Power Bar
Residential | Res ¦ Ductless Mini-Split Heat Pump | 2028 | SC B | MW | Before Competition Groups | 71.5424 | 0 | 0 | 513.3942 | 0.13935 | 1 | Residential_2028_SC B_MW_Before Competition Groups_1 | Ductless Mini-Split Heat Pump | 13.94% | 0 | 71.5424 | Residential_2028_SC B_MW_Before Competition Groups_Ductless Mini-Split Heat Pump
Residential | Res ¦ Building Recommissioning, Operations and Maintenance (O&M) Improvements | 2028 | SC B | MW | Before Competition Groups | 70.4552 | 0 | 0 | 513.3942 | 0.13723 | 2 | Residential_2028_SC B_MW_Before Competition Groups_2 | Building Recommissioning, Operations and Maintenance (O&M) Improvements | 13.72% | 0 | 70.4552 | Residential_2028_SC B_MW_Before Competition Groups_Building Recommissioning, Operations and Maintenance (O&M) Improvements
Residential | Res ¦ Energy Star Clothes Washer | 2028 | SC B | MW | Before Competition Groups | 51.2621 | 0 | 0 | 513.3942 | 0.099849 | 3 | Residential_2028_SC B_MW_Before Competition Groups_3 | Energy Star Clothes Washer | 9.985% | 0 | 51.2621 | Residential_2028_SC B_MW_Before Competition Groups_Energy Star Clothes Washer
Residential | Res ¦ Variable Speed Pool Pump Motor | 2028 | SC B | MW | Before Competition Groups | 50.3225 | 0 | 0 | 513.3942 | 0.098019 | 4 | Residential_2028_SC B_MW_Before Competition Groups_4 | Variable Speed Pool Pump Motor | 9.802% | 0 | 50.3225 | Residential_2028_SC B_MW_Before Competition Groups_Variable Speed Pool Pump Motor
Residential | Res ¦ Adaptive Thermostat | 2028 | SC B | MW | Before Competition Groups | 47.7524 | 0 | 0 | 513.3942 | 0.093013 | 5 | Residential_2028_SC B_MW_Before Competition Groups_5 | Adaptive Thermostat | 9.301% | 0 | 47.7524 | Residential_2028_SC B_MW_Before Competition Groups_Adaptive Thermostat
Residential | Res ¦ Energy Star Air Source Heat Pump | 2028 | SC B | MW | Before Competition Groups | 19.132 | 0 | 0 | 513.3942 | 0.037266 | 6 | Residential_2028_SC B_MW_Before Competition Groups_6 | Energy Star Air Source Heat Pump | 3.727% | 0 | 19.132 | Residential_2028_SC B_MW_Before Competition Groups_Energy Star Air Source Heat Pump
Residential | Res ¦ Energy Star Room Air Conditioner | 2028 | SC B | MW | Before Competition Groups | 18.0598 | 0 | 0 | 513.3942 | 0.035177 | 7 | Residential_2028_SC B_MW_Before Competition Groups_7 | Energy Star Room Air Conditioner | 3.518% | 0 | 18.0598 | Residential_2028_SC B_MW_Before Competition Groups_Energy Star Room Air Conditioner
Residential | Res ¦ Energy Star LED Bulbs General Purpose LEDs | 2028 | SC B | MW | Before Competition Groups | 15.8772 | 0 | 0 | 513.3942 | 0.030926 | 8 | Residential_2028_SC B_MW_Before Competition Groups_8 | Energy Star LED Bulbs General Purpose LEDs | 3.093% | 0 | 15.8772 | Residential_2028_SC B_MW_Before Competition Groups_Energy Star LED Bulbs General Purpose LEDs
Residential | Res ¦ Energy Star A Line, PAR, MR Lamps | 2028 | SC B | MW | Before Competition Groups | 15.6421 | 0 | 0 | 513.3942 | 0.030468 | 9 | Residential_2028_SC B_MW_Before Competition Groups_9 | Energy Star A Line, PAR, MR Lamps | 3.047% | 0 | 15.6421 | Residential_2028_SC B_MW_Before Competition Groups_Energy Star A Line, PAR, MR Lamps
Residential | Res ¦ Energy Star LED Specialty Bulbs | 2028 | SC B | MW | Before Competition Groups | 14.3977 | 0 | 0 | 513.3942 | 0.028044 | 10 | Residential_2028_SC B_MW_Before Competition Groups_10 | Energy Star LED Specialty Bulbs | 2.804% | 0 | 14.3977 | Residential_2028_SC B_MW_Before Competition Groups_Energy Star LED Specialty Bulbs
Residential | Res ¦ Basement Wall Insulation | 2028 | SC B | MW | Before Competition Groups | 13.3004 | 0 | 0 | 513.3942 | 0.025907 | 11 | Residential_2028_SC B_MW_Before Competition Groups_11 | Basement Wall Insulation | 2.591% | 0 | 13.3004 | Residential_2028_SC B_MW_Before Competition Groups_Basement Wall Insulation
Residential | Res ¦ Advanced BAS/Controllers | 2028 | SC B | MW | Before Competition Groups | 10.311 | 0 | 0 | 513.3942 | 0.020084 | 12 | Residential_2028_SC B_MW_Before Competition Groups_12 | Advanced BAS/Controllers | 2.008% | 0 | 10.311 | Residential_2028_SC B_MW_Before Competition Groups_Advanced BAS/Controllers
Residential | Res ¦ Attic Insulation | 2028 | SC B | MW | Before Competition Groups | 10.2585 | 0 | 0 | 513.3942 | 0.019982 | 13 | Residential_2028_SC B_MW_Before Competition Groups_13 | Attic Insulation | 1.998% | 0 | 10.2585 | Residential_2028_SC B_MW_Before Competition Groups_Attic Insulation
Residential | Res ¦ Clothes Drying Racks | 2028 | SC B | MW | Before Competition Groups | 9.5392 | 0 | 0 | 513.3942 | 0.018581 | 14 | Residential_2028_SC B_MW_Before Competition Groups_14 | Clothes Drying Racks | 1.858% | 0 | 9.5392 | Residential_2028_SC B_MW_Before Competition Groups_Clothes Drying Racks
Residential | Res ¦ Energy Star Clothes Dryer | 2028 | SC B | MW | Before Competition Groups | 9.457 | 0 | 0 | 513.3942 | 0.018421 | 15 | Residential_2028_SC B_MW_Before Competition Groups_15 | Energy Star Clothes Dryer | 1.842% | 0 | 9.457 | Residential_2028_SC B_MW_Before Competition Groups_Energy Star Clothes Dryer
Residential | Res ¦ Occupancy Sensors MF | 2028 | SC B | MW | Before Competition Groups | 9.3177 | 0 | 0 | 513.3942 | 0.018149 | 16 | Residential_2028_SC B_MW_Before Competition Groups_16 | Occupancy Sensors MF | 1.815% | 0 | 9.3177 | Residential_2028_SC B_MW_Before Competition Groups_Occupancy Sensors MF
Residential | Res ¦ Refrigerator Recycling | 2028 | SC B | MW | Before Competition Groups | 8.0862 | 0 | 0 | 513.3942 | 0.01575 | 17 | Residential_2028_SC B_MW_Before Competition Groups_17 | Refrigerator Recycling | 1.575% | 0 | 8.0862 | Residential_2028_SC B_MW_Before Competition Groups_Refrigerator Recycling
Residential | Res ¦ Freezer Recycling | 2028 | SC B | MW | Before Competition Groups | 7.5191 | 0 | 0 | 513.3942 | 0.014646 | 18 | Residential_2028_SC B_MW_Before Competition Groups_18 | Freezer Recycling | 1.465% | 0 | 7.5191 | Residential_2028_SC B_MW_Before Competition Groups_Freezer Recycling
Residential | Res ¦ High Efficiency Chiller (avg of water and air cooled) | 2028 | SC B | MW | Before Competition Groups | 6.9107 | 0 | 0 | 513.3942 | 0.013461 | 19 | Residential_2028_SC B_MW_Before Competition Groups_19 | High Efficiency Chiller (avg of water and air cooled) | 1.346% | 0 | 6.9107 | Residential_2028_SC B_MW_Before Competition Groups_High Efficiency Chiller (avg of water and air cooled)
Residential | Res ¦ Energy Star Torchiere | 2028 | SC B | MW | Before Competition Groups | 6.6698 | 0 | 0 | 513.3942 | 0.012992 | 20 | Residential_2028_SC B_MW_Before Competition Groups_20 | Energy Star Torchiere | 1.299% | 0 | 6.6698 | Residential_2028_SC B_MW_Before Competition Groups_Energy Star Torchiere
Residential | Res ¦ Energy Star Dehumidifier | 2028 | SC B | MW | Before Competition Groups | 5.077 | 0 | 0 | 513.3942 | 0.009889 | 21 | Residential_2028_SC B_MW_Before Competition Groups_21 | Energy Star Dehumidifier | 0.9889% | 0 | 5.077 | Residential_2028_SC B_MW_Before Competition Groups_Energy Star Dehumidifier
Residential | Res ¦ Energy Star Freezer | 2028 | SC B | MW | Before Competition Groups | 3.9991 | 0 | 0 | 513.3942 | 0.0077895 | 22 | Residential_2028_SC B_MW_Before Competition Groups_22 | Energy Star Freezer | 0.779% | 0 | 3.9991 | Residential_2028_SC B_MW_Before Competition Groups_Energy Star Freezer
Residential | Res ¦ Home Energy Reports | 2028 | SC B | MW | Before Competition Groups | 3.781 | 0 | 0 | 513.3942 | 0.0073647 | 23 | Residential_2028_SC B_MW_Before Competition Groups_23 | Home Energy Reports | 0.7365% | 0 | 3.781 | Residential_2028_SC B_MW_Before Competition Groups_Home Energy Reports
Residential | Res ¦ LED Tube Re-Lamp | 2028 | SC B | MW | Before Competition Groups | 2.9091 | 0 | 0 | 513.3942 | 0.0056665 | 24 | Residential_2028_SC B_MW_Before Competition Groups_24 | LED Tube Re-Lamp | 0.5666% | 0 | 2.9091 | Residential_2028_SC B_MW_Before Competition Groups_LED Tube Re-Lamp
Residential | Res ¦ Air Sealing | 2028 | SC B | MW | Before Competition Groups | 2.8289 | 0 | 0 | 513.3942 | 0.0055103 | 25 | Residential_2028_SC B_MW_Before Competition Groups_25 | Air Sealing | 0.551% | 0 | 2.8289 | Residential_2028_SC B_MW_Before Competition Groups_Air Sealing
Residential | Res ¦ Outside Air Economizer | 2028 | SC B | MW | Before Competition Groups | 2.7387 | 0 | 0 | 513.3942 | 0.0053344 | 26 | Residential_2028_SC B_MW_Before Competition Groups_26 | Outside Air Economizer | 0.5334% | 0 | 2.7387 | Residential_2028_SC B_MW_Before Competition Groups_Outside Air Economizer
Residential | Res ¦ Floor Insulation | 2028 | SC B | MW | Before Competition Groups | 2.6875 | 0 | 0 | 513.3942 | 0.0052348 | 27 | Residential_2028_SC B_MW_Before Competition Groups_27 | Floor Insulation | 0.5235% | 0 | 2.6875 | Residential_2028_SC B_MW_Before Competition Groups_Floor Insulation
Residential | Res ¦ Energy Star Light Fixture | 2028 | SC B | MW | Before Competition Groups | 2.6133 | 0 | 0 | 513.3942 | 0.0050903 | 28 | Residential_2028_SC B_MW_Before Competition Groups_28 | Energy Star Light Fixture | 0.509% | 0 | 2.6133 | Residential_2028_SC B_MW_Before Competition Groups_Energy Star Light Fixture
Residential | Res ¦ Duct Insulation | 2028 | SC B | MW | Before Competition Groups | 2.3971 | 0 | 0 | 513.3942 | 0.0046692 | 29 | Residential_2028_SC B_MW_Before Competition Groups_29 | Duct Insulation | 0.4669% | 0 | 2.3971 | Residential_2028_SC B_MW_Before Competition Groups_Duct Insulation
Residential | Res ¦ Minimize Hot and Warm Clothes Wash | 2028 | SC B | MW | Before Competition Groups | 2.0333 | 0 | 0 | 513.3942 | 0.0039605 | 30 | Residential_2028_SC B_MW_Before Competition Groups_30 | Minimize Hot and Warm Clothes Wash | 0.3961% | 0 | 2.0333 | Residential_2028_SC B_MW_Before Competition Groups_Minimize Hot and Warm Clothes Wash
Residential | Res ¦ Demand Control Ventilation | 2028 | SC B | MW | Before Competition Groups | 1.812 | 0 | 0 | 513.3942 | 0.0035295 | 31 | Residential_2028_SC B_MW_Before Competition Groups_31 | Demand Control Ventilation | 0.353% | 0 | 1.812 | Residential_2028_SC B_MW_Before Competition Groups_Demand Control Ventilation
Residential | Res ¦ ENERGY STAR LED LAMPS (REFLECTOR LAMPs/MR16/PAR 16) | 2028 | SC B | MW | Before Competition Groups | 1.811 | 0 | 0 | 513.3942 | 0.0035275 | 32 | Residential_2028_SC B_MW_Before Competition Groups_32 | ENERGY STAR LED LAMPS (REFLECTOR LAMPs/MR16/PAR 16) | 0.3528% | 0 | 1.811 | Residential_2028_SC B_MW_Before Competition Groups_ENERGY STAR LED LAMPS (REFLECTOR LAMPs/MR16/PAR 16)
Residential | Res ¦ Furnace Whistle | 2028 | SC B | MW | Before Competition Groups | 1.7415 | 0 | 0 | 513.3942 | 0.0033922 | 33 | Residential_2028_SC B_MW_Before Competition Groups_33 | Furnace Whistle | 0.3392% | 0 | 1.7415 | Residential_2028_SC B_MW_Before Competition Groups_Furnace Whistle
Residential | Res ¦ Comprehensive Draft Proofing | 2028 | SC B | MW | Before Competition Groups | 1.4799 | 0 | 0 | 513.3942 | 0.0028825 | 34 | Residential_2028_SC B_MW_Before Competition Groups_34 | Comprehensive Draft Proofing | 0.2883% | 0 | 1.4799 | Residential_2028_SC B_MW_Before Competition Groups_Comprehensive Draft Proofing
Residential | Res ¦ Variable Frequency Drive (VFD) | 2028 | SC B | MW | Before Competition Groups | 1.4353 | 0 | 0 | 513.3942 | 0.0027957 | 35 | Residential_2028_SC B_MW_Before Competition Groups_35 | Variable Frequency Drive (VFD) | 0.2796% | 0 | 1.4353 | Residential_2028_SC B_MW_Before Competition Groups_Variable Frequency Drive (VFD)
Residential | Res ¦ CO Sensors for parking garage exhaust fans | 2028 | SC B | MW | Before Competition Groups | 1.4307 | 0 | 0 | 513.3942 | 0.0027868 | 36 | Residential_2028_SC B_MW_Before Competition Groups_36 | CO Sensors for parking garage exhaust fans | 0.2787% | 0 | 1.4307 | Residential_2028_SC B_MW_Before Competition Groups_CO Sensors for parking garage exhaust fans
Residential | Res ¦ Duct Insulation MF | 2028 | SC B | MW | Before Competition Groups | 1.0364 | 0 | 0 | 513.3942 | 0.0020187 | 37 | Residential_2028_SC B_MW_Before Competition Groups_37 | Duct Insulation MF | 0.2019% | 0 | 1.0364 | Residential_2028_SC B_MW_Before Competition Groups_Duct Insulation MF
Residential | Res ¦ Heat Recovery Ventilator | 2028 | SC B | MW | Before Competition Groups | 1.0242 | 0 | 0 | 513.3942 | 0.001995 | 38 | Residential_2028_SC B_MW_Before Competition Groups_38 | Heat Recovery Ventilator | 0.1995% | 0 | 1.0242 | Residential_2028_SC B_MW_Before Competition Groups_Heat Recovery Ventilator
Residential | Res ¦ Water Heater Temperature Setback | 2028 | SC B | MW | Before Competition Groups | 0.90779 | 0 | 0 | 513.3942 | 0.0017682 | 39 | Residential_2028_SC B_MW_Before Competition Groups_39 | Water Heater Temperature Setback | 0.1768% | 0 | 0.90779 | Residential_2028_SC B_MW_Before Competition Groups_Water Heater Temperature Setback
Residential | Res ¦ LED Parking Lot Fixture | 2028 | SC B | MW | Before Competition Groups | 0.80474 | 0 | 0 | 513.3942 | 0.0015675 | 40 | Residential_2028_SC B_MW_Before Competition Groups_40 | LED Parking Lot Fixture | 0.1567% | 0 | 0.80474 | Residential_2028_SC B_MW_Before Competition Groups_LED Parking Lot Fixture
Residential | Res ¦ Condensing Make Up Air Unit | 2028 | SC B | MW | Before Competition Groups | 0.74272 | 0 | 0 | 513.3942 | 0.0014467 | 41 | Residential_2028_SC B_MW_Before Competition Groups_41 | Condensing Make Up Air Unit | 0.1447% | 0 | 0.74272 | Residential_2028_SC B_MW_Before Competition Groups_Condensing Make Up Air Unit
Residential | Res ¦ Tankless Water Heater | 2028 | SC B | MW | Before Competition Groups | 0.53176 | 0 | 0 | 513.3942 | 0.0010358 | 42 | Residential_2028_SC B_MW_Before Competition Groups_42 | Tankless Water Heater | 0.1036% | 0 | 0.53176 | Residential_2028_SC B_MW_Before Competition Groups_Tankless Water Heater
Residential | Res ¦ VFD on Pumps | 2028 | SC B | MW | Before Competition Groups | 0.44137 | 0 | 0 | 513.3942 | 0.00085971 | 43 | Residential_2028_SC B_MW_Before Competition Groups_43 | VFD on Pumps | 0.08597% | 0 | 0.44137 | Residential_2028_SC B_MW_Before Competition Groups_VFD on Pumps
Residential | Res ¦ ENERGY STAR LED Lamps (General Service Lamps) | 2028 | SC B | MW | Before Competition Groups | 0.40841 | 0 | 0 | 513.3942 | 0.00079551 | 44 | Residential_2028_SC B_MW_Before Competition Groups_44 | ENERGY STAR LED Lamps (General Service Lamps) | 0.07955% | 0 | 0.40841 | Residential_2028_SC B_MW_Before Competition Groups_ENERGY STAR LED Lamps (General Service Lamps)
Residential | Res ¦ LED Exterior Area Lights - LED Fixture (200W) | 2028 | SC B | MW | Before Competition Groups | 0.35869 | 0 | 0 | 513.3942 | 0.00069866 | 45 | Residential_2028_SC B_MW_Before Competition Groups_45 | LED Exterior Area Lights - LED Fixture (200W) | 0.06987% | 0 | 0.35869 | Residential_2028_SC B_MW_Before Competition Groups_LED Exterior Area Lights - LED Fixture (200W)
Residential | Res ¦ ECM MOTORS FOR HVAC APPLICATION (FAN-POWERED VAV BOX) | 2028 | SC B | MW | Before Competition Groups | 0.2322 | 0 | 0 | 513.3942 | 0.00045227 | 46 | Residential_2028_SC B_MW_Before Competition Groups_46 | ECM MOTORS FOR HVAC APPLICATION (FAN-POWERED VAV BOX) | 0.04523% | 0 | 0.2322 | Residential_2028_SC B_MW_Before Competition Groups_ECM MOTORS FOR HVAC APPLICATION (FAN-POWERED VAV BOX)
Residential | Res ¦ Beverage Vending Machine Controls | 2028 | SC B | MW | Before Competition Groups | 0.14832 | 0 | 0 | 513.3942 | 0.0002889 | 47 | Residential_2028_SC B_MW_Before Competition Groups_47 | Beverage Vending Machine Controls | 0.02889% | 0 | 0.14832 | Residential_2028_SC B_MW_Before Competition Groups_Beverage Vending Machine Controls
Residential | Res ¦ Chilled Water Optimization | 2028 | SC B | MW | Before Competition Groups | 0.10721 | 0 | 0 | 513.3942 | 0.00020883 | 48 | Residential_2028_SC B_MW_Before Competition Groups_48 | Chilled Water Optimization | 0.02088% | 0 | 0.10721 | Residential_2028_SC B_MW_Before Competition Groups_Chilled Water Optimization
Residential | Res ¦ Wall Insulation | 2028 | SC B | MW | Before Competition Groups | 0.038627 | 0 | 0 | 513.3942 | 7.5239e-05 | 49 | Residential_2028_SC B_MW_Before Competition Groups_49 | Wall Insulation | 0.007524% | 0 | 0.038627 | Residential_2028_SC B_MW_Before Competition Groups_Wall Insulation
Residential | Res ¦ LED High Bay Fixture | 2028 | SC B | MW | Before Competition Groups | 0.02103 | 0 | 0 | 513.3942 | 4.0962e-05 | 50 | Residential_2028_SC B_MW_Before Competition Groups_50 | LED High Bay Fixture | 0.004096% | 0 | 0.02103 | Residential_2028_SC B_MW_Before Competition Groups_LED High Bay Fixture
Residential | Res ¦ Wall Insulation MF | 2028 | SC B | MW | Before Competition Groups | 0.0023429 | 0 | 0 | 513.3942 | 4.5635e-06 | 51 | Residential_2028_SC B_MW_Before Competition Groups_51 | Wall Insulation MF | 0.0004563% | 0 | 0.0023429 | Residential_2028_SC B_MW_Before Competition Groups_Wall Insulation MF
Residential | Res ¦ LED Downlight | 2028 | SC B | MW | Before Competition Groups | 0 | 0 | 0 | 513.3942 | 0 | 52 | Residential_2028_SC B_MW_Before Competition Groups_52 | LED Downlight | 0% | 0 | 0 | Residential_2028_SC B_MW_Before Competition Groups_LED Downlight
Residential | Res ¦ Smart Burners | 2028 | SC B | MW | Before Competition Groups | 0 | 0 | 0 | 513.3942 | 0 | 53 | Residential_2028_SC B_MW_Before Competition Groups_53 | Smart Burners | 0% | 0 | 0 | Residential_2028_SC B_MW_Before Competition Groups_Smart Burners
Residential | Res ¦ Smart Power Bar | 2028 | SC B | MW | Before Competition Groups | 0 | 0 | 0 | 513.3942 | 0 | 54 | Residential_2028_SC B_MW_Before Competition Groups_54 | Smart Power Bar | 0% | 0 | 0 | Residential_2028_SC B_MW_Before Competition Groups_Smart Power Bar
Residential | Res ¦ Ductless Mini-Split Heat Pump | 2028 | SC C | MW | Before Competition Groups | 54.298 | 0 | 0 | 349.3997 | 0.1554 | 1 | Residential_2028_SC C_MW_Before Competition Groups_1 | Ductless Mini-Split Heat Pump | 15.54% | 0 | 54.298 | Residential_2028_SC C_MW_Before Competition Groups_Ductless Mini-Split Heat Pump
Residential | Res ¦ Energy Star Clothes Washer | 2028 | SC C | MW | Before Competition Groups | 45.0585 | 0 | 0 | 349.3997 | 0.12896 | 2 | Residential_2028_SC C_MW_Before Competition Groups_2 | Energy Star Clothes Washer | 12.9% | 0 | 45.0585 | Residential_2028_SC C_MW_Before Competition Groups_Energy Star Clothes Washer
Residential | Res ¦ Building Recommissioning, Operations and Maintenance (O&M) Improvements | 2028 | SC C | MW | Before Competition Groups | 33.2463 | 0 | 0 | 349.3997 | 0.095153 | 3 | Residential_2028_SC C_MW_Before Competition Groups_3 | Building Recommissioning, Operations and Maintenance (O&M) Improvements | 9.515% | 0 | 33.2463 | Residential_2028_SC C_MW_Before Competition Groups_Building Recommissioning, Operations and Maintenance (O&M) Improvements
Residential | Res ¦ Adaptive Thermostat | 2028 | SC C | MW | Before Competition Groups | 33.056 | 0 | 0 | 349.3997 | 0.094608 | 4 | Residential_2028_SC C_MW_Before Competition Groups_4 | Adaptive Thermostat | 9.461% | 0 | 33.056 | Residential_2028_SC C_MW_Before Competition Groups_Adaptive Thermostat
Residential | Res ¦ Energy Star LED Specialty Bulbs | 2028 | SC C | MW | Before Competition Groups | 26.0857 | 0 | 0 | 349.3997 | 0.074659 | 5 | Residential_2028_SC C_MW_Before Competition Groups_5 | Energy Star LED Specialty Bulbs | 7.466% | 0 | 26.0857 | Residential_2028_SC C_MW_Before Competition Groups_Energy Star LED Specialty Bulbs
Residential | Res ¦ Variable Speed Pool Pump Motor | 2028 | SC C | MW | Before Competition Groups | 23.7475 | 0 | 0 | 349.3997 | 0.067967 | 6 | Residential_2028_SC C_MW_Before Competition Groups_6 | Variable Speed Pool Pump Motor | 6.797% | 0 | 23.7475 | Residential_2028_SC C_MW_Before Competition Groups_Variable Speed Pool Pump Motor
Residential | Res ¦ Energy Star Room Air Conditioner | 2028 | SC C | MW | Before Competition Groups | 14.3091 | 0 | 0 | 349.3997 | 0.040953 | 7 | Residential_2028_SC C_MW_Before Competition Groups_7 | Energy Star Room Air Conditioner | 4.095% | 0 | 14.3091 | Residential_2028_SC C_MW_Before Competition Groups_Energy Star Room Air Conditioner
Residential | Res ¦ Basement Wall Insulation | 2028 | SC C | MW | Before Competition Groups | 13.3023 | 0 | 0 | 349.3997 | 0.038072 | 8 | Residential_2028_SC C_MW_Before Competition Groups_8 | Basement Wall Insulation | 3.807% | 0 | 13.3023 | Residential_2028_SC C_MW_Before Competition Groups_Basement Wall Insulation
Residential | Res ¦ Energy Star Air Source Heat Pump | 2028 | SC C | MW | Before Competition Groups | 11.8029 | 0 | 0 | 349.3997 | 0.03378 | 9 | Residential_2028_SC C_MW_Before Competition Groups_9 | Energy Star Air Source Heat Pump | 3.378% | 0 | 11.8029 | Residential_2028_SC C_MW_Before Competition Groups_Energy Star Air Source Heat Pump
Residential | Res ¦ Energy Star A Line, PAR, MR Lamps | 2028 | SC C | MW | Before Competition Groups | 10.6353 | 0 | 0 | 349.3997 | 0.030439 | 10 | Residential_2028_SC C_MW_Before Competition Groups_10 | Energy Star A Line, PAR, MR Lamps | 3.044% | 0 | 10.6353 | Residential_2028_SC C_MW_Before Competition Groups_Energy Star A Line, PAR, MR Lamps
Residential | Res ¦ Attic Insulation | 2028 | SC C | MW | Before Competition Groups | 10.0251 | 0 | 0 | 349.3997 | 0.028692 | 11 | Residential_2028_SC C_MW_Before Competition Groups_11 | Attic Insulation | 2.869% | 0 | 10.0251 | Residential_2028_SC C_MW_Before Competition Groups_Attic Insulation
Residential | Res ¦ Energy Star Clothes Dryer | 2028 | SC C | MW | Before Competition Groups | 9.46 | 0 | 0 | 349.3997 | 0.027075 | 12 | Residential_2028_SC C_MW_Before Competition Groups_12 | Energy Star Clothes Dryer | 2.708% | 0 | 9.46 | Residential_2028_SC C_MW_Before Competition Groups_Energy Star Clothes Dryer
Residential | Res ¦ High Efficiency Chiller (avg of water and air cooled) | 2028 | SC C | MW | Before Competition Groups | 6.7041 | 0 | 0 | 349.3997 | 0.019187 | 13 | Residential_2028_SC C_MW_Before Competition Groups_13 | High Efficiency Chiller (avg of water and air cooled) | 1.919% | 0 | 6.7041 | Residential_2028_SC C_MW_Before Competition Groups_High Efficiency Chiller (avg of water and air cooled)
Residential | Res ¦ Energy Star LED Bulbs General Purpose LEDs | 2028 | SC C | MW | Before Competition Groups | 6.5551 | 0 | 0 | 349.3997 | 0.018761 | 14 | Residential_2028_SC C_MW_Before Competition Groups_14 | Energy Star LED Bulbs General Purpose LEDs | 1.876% | 0 | 6.5551 | Residential_2028_SC C_MW_Before Competition Groups_Energy Star LED Bulbs General Purpose LEDs
Residential | Res ¦ Advanced BAS/Controllers | 2028 | SC C | MW | Before Competition Groups | 4.866 | 0 | 0 | 349.3997 | 0.013927 | 15 | Residential_2028_SC C_MW_Before Competition Groups_15 | Advanced BAS/Controllers | 1.393% | 0 | 4.866 | Residential_2028_SC C_MW_Before Competition Groups_Advanced BAS/Controllers
Residential | Res ¦ Energy Star Torchiere | 2028 | SC C | MW | Before Competition Groups | 4.3854 | 0 | 0 | 349.3997 | 0.012551 | 16 | Residential_2028_SC C_MW_Before Competition Groups_16 | Energy Star Torchiere | 1.255% | 0 | 4.3854 | Residential_2028_SC C_MW_Before Competition Groups_Energy Star Torchiere
Residential | Res ¦ Occupancy Sensors MF | 2028 | SC C | MW | Before Competition Groups | 4.3032 | 0 | 0 | 349.3997 | 0.012316 | 17 | Residential_2028_SC C_MW_Before Competition Groups_17 | Occupancy Sensors MF | 1.232% | 0 | 4.3032 | Residential_2028_SC C_MW_Before Competition Groups_Occupancy Sensors MF
Residential | Res ¦ Refrigerator Recycling | 2028 | SC C | MW | Before Competition Groups | 3.8159 | 0 | 0 | 349.3997 | 0.010921 | 18 | Residential_2028_SC C_MW_Before Competition Groups_18 | Refrigerator Recycling | 1.092% | 0 | 3.8159 | Residential_2028_SC C_MW_Before Competition Groups_Refrigerator Recycling
Residential | Res ¦ Home Energy Reports | 2028 | SC C | MW | Before Competition Groups | 3.781 | 0 | 0 | 349.3997 | 0.010821 | 19 | Residential_2028_SC C_MW_Before Competition Groups_19 | Home Energy Reports | 1.082% | 0 | 3.781 | Residential_2028_SC C_MW_Before Competition Groups_Home Energy Reports
Residential | Res ¦ Energy Star Freezer | 2028 | SC C | MW | Before Competition Groups | 3.1099 | 0 | 0 | 349.3997 | 0.0089006 | 20 | Residential_2028_SC C_MW_Before Competition Groups_20 | Energy Star Freezer | 0.8901% | 0 | 3.1099 | Residential_2028_SC C_MW_Before Competition Groups_Energy Star Freezer
Residential | Res ¦ LED Tube Re-Lamp | 2028 | SC C | MW | Before Competition Groups | 2.9091 | 0 | 0 | 349.3997 | 0.0083261 | 21 | Residential_2028_SC C_MW_Before Competition Groups_21 | LED Tube Re-Lamp | 0.8326% | 0 | 2.9091 | Residential_2028_SC C_MW_Before Competition Groups_LED Tube Re-Lamp
Residential | Res ¦ Air Sealing | 2028 | SC C | MW | Before Competition Groups | 2.5876 | 0 | 0 | 349.3997 | 0.0074057 | 22 | Residential_2028_SC C_MW_Before Competition Groups_22 | Air Sealing | 0.7406% | 0 | 2.5876 | Residential_2028_SC C_MW_Before Competition Groups_Air Sealing
Residential | Res ¦ Energy Star Light Fixture | 2028 | SC C | MW | Before Competition Groups | 2.3839 | 0 | 0 | 349.3997 | 0.0068229 | 23 | Residential_2028_SC C_MW_Before Competition Groups_23 | Energy Star Light Fixture | 0.6823% | 0 | 2.3839 | Residential_2028_SC C_MW_Before Competition Groups_Energy Star Light Fixture
Residential | Res ¦ Floor Insulation | 2028 | SC C | MW | Before Competition Groups | 2.1064 | 0 | 0 | 349.3997 | 0.0060286 | 24 | Residential_2028_SC C_MW_Before Competition Groups_24 | Floor Insulation | 0.6029% | 0 | 2.1064 | Residential_2028_SC C_MW_Before Competition Groups_Floor Insulation
Residential | Res ¦ Energy Star Dehumidifier | 2028 | SC C | MW | Before Competition Groups | 2.0809 | 0 | 0 | 349.3997 | 0.0059557 | 25 | Residential_2028_SC C_MW_Before Competition Groups_25 | Energy Star Dehumidifier | 0.5956% | 0 | 2.0809 | Residential_2028_SC C_MW_Before Competition Groups_Energy Star Dehumidifier
Residential | Res ¦ Minimize Hot and Warm Clothes Wash | 2028 | SC C | MW | Before Competition Groups | 2.0333 | 0 | 0 | 349.3997 | 0.0058194 | 26 | Residential_2028_SC C_MW_Before Competition Groups_26 | Minimize Hot and Warm Clothes Wash | 0.5819% | 0 | 2.0333 | Residential_2028_SC C_MW_Before Competition Groups_Minimize Hot and Warm Clothes Wash
Residential | Res ¦ ENERGY STAR LED LAMPS (REFLECTOR LAMPs/MR16/PAR 16) | 2028 | SC C | MW | Before Competition Groups | 1.811 | 0 | 0 | 349.3997 | 0.0051832 | 27 | Residential_2028_SC C_MW_Before Competition Groups_27 | ENERGY STAR LED LAMPS (REFLECTOR LAMPs/MR16/PAR 16) | 0.5183% | 0 | 1.811 | Residential_2028_SC C_MW_Before Competition Groups_ENERGY STAR LED LAMPS (REFLECTOR LAMPs/MR16/PAR 16)
Residential | Res ¦ Outside Air Economizer | 2028 | SC C | MW | Before Competition Groups | 1.7163 | 0 | 0 | 349.3997 | 0.0049122 | 28 | Residential_2028_SC C_MW_Before Competition Groups_28 | Outside Air Economizer | 0.4912% | 0 | 1.7163 | Residential_2028_SC C_MW_Before Competition Groups_Outside Air Economizer
Residential | Res ¦ Duct Insulation MF | 2028 | SC C | MW | Before Competition Groups | 0.94959 | 0 | 0 | 349.3997 | 0.0027178 | 29 | Residential_2028_SC C_MW_Before Competition Groups_29 | Duct Insulation MF | 0.2718% | 0 | 0.94959 | Residential_2028_SC C_MW_Before Competition Groups_Duct Insulation MF
Residential | Res ¦ Demand Control Ventilation | 2028 | SC C | MW | Before Competition Groups | 0.85518 | 0 | 0 | 349.3997 | 0.0024476 | 30 | Residential_2028_SC C_MW_Before Competition Groups_30 | Demand Control Ventilation | 0.2448% | 0 | 0.85518 | Residential_2028_SC C_MW_Before Competition Groups_Demand Control Ventilation
Residential | Res ¦ Furnace Whistle | 2028 | SC C | MW | Before Competition Groups | 0.82179 | 0 | 0 | 349.3997 | 0.002352 | 31 | Residential_2028_SC C_MW_Before Competition Groups_31 | Furnace Whistle | 0.2352% | 0 | 0.82179 | Residential_2028_SC C_MW_Before Competition Groups_Furnace Whistle
Residential | Res ¦ Duct Insulation | 2028 | SC C | MW | Before Competition Groups | 0.73415 | 0 | 0 | 349.3997 | 0.0021012 | 32 | Residential_2028_SC C_MW_Before Competition Groups_32 | Duct Insulation | 0.2101% | 0 | 0.73415 | Residential_2028_SC C_MW_Before Competition Groups_Duct Insulation
Residential | Res ¦ LED Parking Lot Fixture | 2028 | SC C | MW | Before Competition Groups | 0.72575 | 0 | 0 | 349.3997 | 0.0020771 | 33 | Residential_2028_SC C_MW_Before Competition Groups_33 | LED Parking Lot Fixture | 0.2077% | 0 | 0.72575 | Residential_2028_SC C_MW_Before Competition Groups_LED Parking Lot Fixture
Residential | Res ¦ CO Sensors for parking garage exhaust fans | 2028 | SC C | MW | Before Competition Groups | 0.71902 | 0 | 0 | 349.3997 | 0.0020579 | 34 | Residential_2028_SC C_MW_Before Competition Groups_34 | CO Sensors for parking garage exhaust fans | 0.2058% | 0 | 0.71902 | Residential_2028_SC C_MW_Before Competition Groups_CO Sensors for parking garage exhaust fans
Residential | Res ¦ Comprehensive Draft Proofing | 2028 | SC C | MW | Before Competition Groups | 0.69832 | 0 | 0 | 349.3997 | 0.0019986 | 35 | Residential_2028_SC C_MW_Before Competition Groups_35 | Comprehensive Draft Proofing | 0.1999% | 0 | 0.69832 | Residential_2028_SC C_MW_Before Competition Groups_Comprehensive Draft Proofing
Residential | Res ¦ Variable Frequency Drive (VFD) | 2028 | SC C | MW | Before Competition Groups | 0.67731 | 0 | 0 | 349.3997 | 0.0019385 | 36 | Residential_2028_SC C_MW_Before Competition Groups_36 | Variable Frequency Drive (VFD) | 0.1939% | 0 | 0.67731 | Residential_2028_SC C_MW_Before Competition Groups_Variable Frequency Drive (VFD)
Residential | Res ¦ Condensing Make Up Air Unit | 2028 | SC C | MW | Before Competition Groups | 0.52188 | 0 | 0 | 349.3997 | 0.0014937 | 37 | Residential_2028_SC C_MW_Before Competition Groups_37 | Condensing Make Up Air Unit | 0.1494% | 0 | 0.52188 | Residential_2028_SC C_MW_Before Competition Groups_Condensing Make Up Air Unit
Residential | Res ¦ Water Heater Temperature Setback | 2028 | SC C | MW | Before Competition Groups | 0.42837 | 0 | 0 | 349.3997 | 0.001226 | 38 | Residential_2028_SC C_MW_Before Competition Groups_38 | Water Heater Temperature Setback | 0.1226% | 0 | 0.42837 | Residential_2028_SC C_MW_Before Competition Groups_Water Heater Temperature Setback
Residential | Res ¦ ENERGY STAR LED Lamps (General Service Lamps) | 2028 | SC C | MW | Before Competition Groups | 0.40841 | 0 | 0 | 349.3997 | 0.0011689 | 39 | Residential_2028_SC C_MW_Before Competition Groups_39 | ENERGY STAR LED Lamps (General Service Lamps) | 0.1169% | 0 | 0.40841 | Residential_2028_SC C_MW_Before Competition Groups_ENERGY STAR LED Lamps (General Service Lamps)
Residential | Res ¦ LED Exterior Area Lights - LED Fixture (200W) | 2028 | SC C | MW | Before Competition Groups | 0.35869 | 0 | 0 | 349.3997 | 0.0010266 | 40 | Residential_2028_SC C_MW_Before Competition Groups_40 | LED Exterior Area Lights - LED Fixture (200W) | 0.1027% | 0 | 0.35869 | Residential_2028_SC C_MW_Before Competition Groups_LED Exterior Area Lights - LED Fixture (200W)
Residential | Res ¦ Clothes Drying Racks | 2028 | SC C | MW | Before Competition Groups | 0.30944 | 0 | 0 | 349.3997 | 0.00088563 | 41 | Residential_2028_SC C_MW_Before Competition Groups_41 | Clothes Drying Racks | 0.08856% | 0 | 0.30944 | Residential_2028_SC C_MW_Before Competition Groups_Clothes Drying Racks
Residential | Res ¦ Tankless Water Heater | 2028 | SC C | MW | Before Competition Groups | 0.30898 | 0 | 0 | 349.3997 | 0.00088432 | 42 | Residential_2028_SC C_MW_Before Competition Groups_42 | Tankless Water Heater | 0.08843% | 0 | 0.30898 | Residential_2028_SC C_MW_Before Competition Groups_Tankless Water Heater
Residential | Res ¦ Heat Recovery Ventilator | 2028 | SC C | MW | Before Competition Groups | 0.21424 | 0 | 0 | 349.3997 | 0.00061318 | 43 | Residential_2028_SC C_MW_Before Competition Groups_43 | Heat Recovery Ventilator | 0.06132% | 0 | 0.21424 | Residential_2028_SC C_MW_Before Competition Groups_Heat Recovery Ventilator
Residential | Res ¦ VFD on Pumps | 2028 | SC C | MW | Before Competition Groups | 0.20828 | 0 | 0 | 349.3997 | 0.00059611 | 44 | Residential_2028_SC C_MW_Before Competition Groups_44 | VFD on Pumps | 0.05961% | 0 | 0.20828 | Residential_2028_SC C_MW_Before Competition Groups_VFD on Pumps
Residential | Res ¦ ECM MOTORS FOR HVAC APPLICATION (FAN-POWERED VAV BOX) | 2028 | SC C | MW | Before Competition Groups | 0.11283 | 0 | 0 | 349.3997 | 0.00032291 | 45 | Residential_2028_SC C_MW_Before Competition Groups_45 | ECM MOTORS FOR HVAC APPLICATION (FAN-POWERED VAV BOX) | 0.03229% | 0 | 0.11283 | Residential_2028_SC C_MW_Before Competition Groups_ECM MOTORS FOR HVAC APPLICATION (FAN-POWERED VAV BOX)
Residential | Res ¦ Chilled Water Optimization | 2028 | SC C | MW | Before Competition Groups | 0.076621 | 0 | 0 | 349.3997 | 0.00021929 | 46 | Residential_2028_SC C_MW_Before Competition Groups_46 | Chilled Water Optimization | 0.02193% | 0 | 0.076621 | Residential_2028_SC C_MW_Before Competition Groups_Chilled Water Optimization
Residential | Res ¦ Beverage Vending Machine Controls | 2028 | SC C | MW | Before Competition Groups | 0.068898 | 0 | 0 | 349.3997 | 0.00019719 | 47 | Residential_2028_SC C_MW_Before Competition Groups_47 | Beverage Vending Machine Controls | 0.01972% | 0 | 0.068898 | Residential_2028_SC C_MW_Before Competition Groups_Beverage Vending Machine Controls
Residential | Res ¦ LED High Bay Fixture | 2028 | SC C | MW | Before Competition Groups | 0.02103 | 0 | 0 | 349.3997 | 6.0188e-05 | 48 | Residential_2028_SC C_MW_Before Competition Groups_48 | LED High Bay Fixture | 0.006019% | 0 | 0.02103 | Residential_2028_SC C_MW_Before Competition Groups_LED High Bay Fixture
Residential | Res ¦ Wall Insulation | 2028 | SC C | MW | Before Competition Groups | 0.0026416 | 0 | 0 | 349.3997 | 7.5605e-06 | 49 | Residential_2028_SC C_MW_Before Competition Groups_49 | Wall Insulation | 0.000756% | 0 | 0.0026416 | Residential_2028_SC C_MW_Before Competition Groups_Wall Insulation
Residential | Res ¦ Wall Insulation MF | 2028 | SC C | MW | Before Competition Groups | 0.002343 | 0 | 0 | 349.3997 | 6.7058e-06 | 50 | Residential_2028_SC C_MW_Before Competition Groups_50 | Wall Insulation MF | 0.0006706% | 0 | 0.002343 | Residential_2028_SC C_MW_Before Competition Groups_Wall Insulation MF
Residential | Res ¦ Freezer Recycling | 2028 | SC C | MW | Before Competition Groups | 0.00021691 | 0 | 0 | 349.3997 | 6.2081e-07 | 51 | Residential_2028_SC C_MW_Before Competition Groups_51 | Freezer Recycling | 6.208e-05% | 0 | 0.00021691 | Residential_2028_SC C_MW_Before Competition Groups_Freezer Recycling
Residential | Res ¦ LED Downlight | 2028 | SC C | MW | Before Competition Groups | 0 | 0 | 0 | 349.3997 | 0 | 52 | Residential_2028_SC C_MW_Before Competition Groups_52 | LED Downlight | 0% | 0 | 0 | Residential_2028_SC C_MW_Before Competition Groups_LED Downlight
Residential | Res ¦ Smart Burners | 2028 | SC C | MW | Before Competition Groups | 0 | 0 | 0 | 349.3997 | 0 | 53 | Residential_2028_SC C_MW_Before Competition Groups_53 | Smart Burners | 0% | 0 | 0 | Residential_2028_SC C_MW_Before Competition Groups_Smart Burners
Residential | Res ¦ Smart Power Bar | 2028 | SC C | MW | Before Competition Groups | 0 | 0 | 0 | 349.3997 | 0 | 54 | Residential_2028_SC C_MW_Before Competition Groups_54 | Smart Power Bar | 0% | 0 | 0 | Residential_2028_SC C_MW_Before Competition Groups_Smart Power Bar
Residential | Res ¦ Ductless Mini-Split Heat Pump | 2028 | SC D | MW | Before Competition Groups | 54.2992 | 0 | 0 | 289.9079 | 0.1873 | 1 | Residential_2028_SC D_MW_Before Competition Groups_1 | Ductless Mini-Split Heat Pump | 18.73% | 0 | 54.2992 | Residential_2028_SC D_MW_Before Competition Groups_Ductless Mini-Split Heat Pump
Residential | Res ¦ Building Recommissioning, Operations and Maintenance (O&M) Improvements | 2028 | SC D | MW | Before Competition Groups | 33.2463 | 0 | 0 | 289.9079 | 0.11468 | 2 | Residential_2028_SC D_MW_Before Competition Groups_2 | Building Recommissioning, Operations and Maintenance (O&M) Improvements | 11.47% | 0 | 33.2463 | Residential_2028_SC D_MW_Before Competition Groups_Building Recommissioning, Operations and Maintenance (O&M) Improvements
Residential | Res ¦ Energy Star Clothes Washer | 2028 | SC D | MW | Before Competition Groups | 29.0089 | 0 | 0 | 289.9079 | 0.10006 | 3 | Residential_2028_SC D_MW_Before Competition Groups_3 | Energy Star Clothes Washer | 10.01% | 0 | 29.0089 | Residential_2028_SC D_MW_Before Competition Groups_Energy Star Clothes Washer
Residential | Res ¦ Adaptive Thermostat | 2028 | SC D | MW | Before Competition Groups | 19.8133 | 0 | 0 | 289.9079 | 0.068343 | 4 | Residential_2028_SC D_MW_Before Competition Groups_4 | Adaptive Thermostat | 6.834% | 0 | 19.8133 | Residential_2028_SC D_MW_Before Competition Groups_Adaptive Thermostat
Residential | Res ¦ Energy Star LED Bulbs General Purpose LEDs | 2028 | SC D | MW | Before Competition Groups | 16.891 | 0 | 0 | 289.9079 | 0.058263 | 5 | Residential_2028_SC D_MW_Before Competition Groups_5 | Energy Star LED Bulbs General Purpose LEDs | 5.826% | 0 | 16.891 | Residential_2028_SC D_MW_Before Competition Groups_Energy Star LED Bulbs General Purpose LEDs
Residential | Res ¦ Energy Star LED Specialty Bulbs | 2028 | SC D | MW | Before Competition Groups | 16.4646 | 0 | 0 | 289.9079 | 0.056792 | 6 | Residential_2028_SC D_MW_Before Competition Groups_6 | Energy Star LED Specialty Bulbs | 5.679% | 0 | 16.4646 | Residential_2028_SC D_MW_Before Competition Groups_Energy Star LED Specialty Bulbs
Residential | Res ¦ Variable Speed Pool Pump Motor | 2028 | SC D | MW | Before Competition Groups | 15.0509 | 0 | 0 | 289.9079 | 0.051916 | 7 | Residential_2028_SC D_MW_Before Competition Groups_7 | Variable Speed Pool Pump Motor | 5.192% | 0 | 15.0509 | Residential_2028_SC D_MW_Before Competition Groups_Variable Speed Pool Pump Motor
Residential | Res ¦ Energy Star Room Air Conditioner | 2028 | SC D | MW | Before Competition Groups | 14.2443 | 0 | 0 | 289.9079 | 0.049134 | 8 | Residential_2028_SC D_MW_Before Competition Groups_8 | Energy Star Room Air Conditioner | 4.913% | 0 | 14.2443 | Residential_2028_SC D_MW_Before Competition Groups_Energy Star Room Air Conditioner
Residential | Res ¦ Basement Wall Insulation | 2028 | SC D | MW | Before Competition Groups | 12.7972 | 0 | 0 | 289.9079 | 0.044142 | 9 | Residential_2028_SC D_MW_Before Competition Groups_9 | Basement Wall Insulation | 4.414% | 0 | 12.7972 | Residential_2028_SC D_MW_Before Competition Groups_Basement Wall Insulation
Residential | Res ¦ Energy Star Air Source Heat Pump | 2028 | SC D | MW | Before Competition Groups | 11.8029 | 0 | 0 | 289.9079 | 0.040712 | 10 | Residential_2028_SC D_MW_Before Competition Groups_10 | Energy Star Air Source Heat Pump | 4.071% | 0 | 11.8029 | Residential_2028_SC D_MW_Before Competition Groups_Energy Star Air Source Heat Pump
Residential | Res ¦ Energy Star A Line, PAR, MR Lamps | 2028 | SC D | MW | Before Competition Groups | 10.6588 | 0 | 0 | 289.9079 | 0.036766 | 11 | Residential_2028_SC D_MW_Before Competition Groups_11 | Energy Star A Line, PAR, MR Lamps | 3.677% | 0 | 10.6588 | Residential_2028_SC D_MW_Before Competition Groups_Energy Star A Line, PAR, MR Lamps
Residential | Res ¦ High Efficiency Chiller (avg of water and air cooled) | 2028 | SC D | MW | Before Competition Groups | 6.7041 | 0 | 0 | 289.9079 | 0.023125 | 12 | Residential_2028_SC D_MW_Before Competition Groups_12 | High Efficiency Chiller (avg of water and air cooled) | 2.312% | 0 | 6.7041 | Residential_2028_SC D_MW_Before Competition Groups_High Efficiency Chiller (avg of water and air cooled)
Residential | Res ¦ Attic Insulation | 2028 | SC D | MW | Before Competition Groups | 5.5099 | 0 | 0 | 289.9079 | 0.019006 | 13 | Residential_2028_SC D_MW_Before Competition Groups_13 | Attic Insulation | 1.901% | 0 | 5.5099 | Residential_2028_SC D_MW_Before Competition Groups_Attic Insulation
Residential | Res ¦ Advanced BAS/Controllers | 2028 | SC D | MW | Before Competition Groups | 4.866 | 0 | 0 | 289.9079 | 0.016785 | 14 | Residential_2028_SC D_MW_Before Competition Groups_14 | Advanced BAS/Controllers | 1.678% | 0 | 4.866 | Residential_2028_SC D_MW_Before Competition Groups_Advanced BAS/Controllers
Residential | Res ¦ Energy Star Clothes Dryer | 2028 | SC D | MW | Before Competition Groups | 4.8596 | 0 | 0 | 289.9079 | 0.016763 | 15 | Residential_2028_SC D_MW_Before Competition Groups_15 | Energy Star Clothes Dryer | 1.676% | 0 | 4.8596 | Residential_2028_SC D_MW_Before Competition Groups_Energy Star Clothes Dryer
Residential | Res ¦ Occupancy Sensors MF | 2028 | SC D | MW | Before Competition Groups | 4.3032 | 0 | 0 | 289.9079 | 0.014843 | 16 | Residential_2028_SC D_MW_Before Competition Groups_16 | Occupancy Sensors MF | 1.484% | 0 | 4.3032 | Residential_2028_SC D_MW_Before Competition Groups_Occupancy Sensors MF
Residential | Res ¦ Energy Star Torchiere | 2028 | SC D | MW | Before Competition Groups | 3.8889 | 0 | 0 | 289.9079 | 0.013414 | 17 | Residential_2028_SC D_MW_Before Competition Groups_17 | Energy Star Torchiere | 1.341% | 0 | 3.8889 | Residential_2028_SC D_MW_Before Competition Groups_Energy Star Torchiere
Residential | Res ¦ Home Energy Reports | 2028 | SC D | MW | Before Competition Groups | 3.781 | 0 | 0 | 289.9079 | 0.013042 | 18 | Residential_2028_SC D_MW_Before Competition Groups_18 | Home Energy Reports | 1.304% | 0 | 3.781 | Residential_2028_SC D_MW_Before Competition Groups_Home Energy Reports
Residential | Res ¦ LED Tube Re-Lamp | 2028 | SC D | MW | Before Competition Groups | 2.9 | 0 | 0 | 289.9079 | 0.010003 | 19 | Residential_2028_SC D_MW_Before Competition Groups_19 | LED Tube Re-Lamp | 1% | 0 | 2.9 | Residential_2028_SC D_MW_Before Competition Groups_LED Tube Re-Lamp
Residential | Res ¦ Refrigerator Recycling | 2028 | SC D | MW | Before Competition Groups | 2.2483 | 0 | 0 | 289.9079 | 0.0077552 | 20 | Residential_2028_SC D_MW_Before Competition Groups_20 | Refrigerator Recycling | 0.7755% | 0 | 2.2483 | Residential_2028_SC D_MW_Before Competition Groups_Refrigerator Recycling
Residential | Res ¦ Minimize Hot and Warm Clothes Wash | 2028 | SC D | MW | Before Competition Groups | 2.0333 | 0 | 0 | 289.9079 | 0.0070136 | 21 | Residential_2028_SC D_MW_Before Competition Groups_21 | Minimize Hot and Warm Clothes Wash | 0.7014% | 0 | 2.0333 | Residential_2028_SC D_MW_Before Competition Groups_Minimize Hot and Warm Clothes Wash
Residential | Res ¦ ENERGY STAR LED LAMPS (REFLECTOR LAMPs/MR16/PAR 16) | 2028 | SC D | MW | Before Competition Groups | 1.811 | 0 | 0 | 289.9079 | 0.0062469 | 22 | Residential_2028_SC D_MW_Before Competition Groups_22 | ENERGY STAR LED LAMPS (REFLECTOR LAMPs/MR16/PAR 16) | 0.6247% | 0 | 1.811 | Residential_2028_SC D_MW_Before Competition Groups_ENERGY STAR LED LAMPS (REFLECTOR LAMPs/MR16/PAR 16)
Residential | Res ¦ Outside Air Economizer | 2028 | SC D | MW | Before Competition Groups | 1.7163 | 0 | 0 | 289.9079 | 0.0059202 | 23 | Residential_2028_SC D_MW_Before Competition Groups_23 | Outside Air Economizer | 0.592% | 0 | 1.7163 | Residential_2028_SC D_MW_Before Competition Groups_Outside Air Economizer
Residential | Res ¦ Energy Star Freezer | 2028 | SC D | MW | Before Competition Groups | 1.5978 | 0 | 0 | 289.9079 | 0.0055113 | 24 | Residential_2028_SC D_MW_Before Competition Groups_24 | Energy Star Freezer | 0.5511% | 0 | 1.5978 | Residential_2028_SC D_MW_Before Competition Groups_Energy Star Freezer
Residential | Res ¦ Energy Star Light Fixture | 2028 | SC D | MW | Before Competition Groups | 1.425 | 0 | 0 | 289.9079 | 0.0049154 | 25 | Residential_2028_SC D_MW_Before Competition Groups_25 | Energy Star Light Fixture | 0.4915% | 0 | 1.425 | Residential_2028_SC D_MW_Before Competition Groups_Energy Star Light Fixture
Residential | Res ¦ Air Sealing | 2028 | SC D | MW | Before Competition Groups | 1.0222 | 0 | 0 | 289.9079 | 0.0035258 | 26 | Residential_2028_SC D_MW_Before Competition Groups_26 | Air Sealing | 0.3526% | 0 | 1.0222 | Residential_2028_SC D_MW_Before Competition Groups_Air Sealing
Residential | Res ¦ Furnace Whistle | 2028 | SC D | MW | Before Competition Groups | 0.82179 | 0 | 0 | 289.9079 | 0.0028346 | 27 | Residential_2028_SC D_MW_Before Competition Groups_27 | Furnace Whistle | 0.2835% | 0 | 0.82179 | Residential_2028_SC D_MW_Before Competition Groups_Furnace Whistle
Residential | Res ¦ LED Parking Lot Fixture | 2028 | SC D | MW | Before Competition Groups | 0.72575 | 0 | 0 | 289.9079 | 0.0025034 | 28 | Residential_2028_SC D_MW_Before Competition Groups_28 | LED Parking Lot Fixture | 0.2503% | 0 | 0.72575 | Residential_2028_SC D_MW_Before Competition Groups_LED Parking Lot Fixture
Residential | Res ¦ Energy Star Dehumidifier | 2028 | SC D | MW | Before Competition Groups | 0.62792 | 0 | 0 | 289.9079 | 0.0021659 | 29 | Residential_2028_SC D_MW_Before Competition Groups_29 | Energy Star Dehumidifier | 0.2166% | 0 | 0.62792 | Residential_2028_SC D_MW_Before Competition Groups_Energy Star Dehumidifier
Residential | Res ¦ Comprehensive Draft Proofing | 2028 | SC D | MW | Before Competition Groups | 0.6225 | 0 | 0 | 289.9079 | 0.0021472 | 30 | Residential_2028_SC D_MW_Before Competition Groups_30 | Comprehensive Draft Proofing | 0.2147% | 0 | 0.6225 | Residential_2028_SC D_MW_Before Competition Groups_Comprehensive Draft Proofing
Residential | Res ¦ Variable Frequency Drive (VFD) | 2028 | SC D | MW | Before Competition Groups | 0.49993 | 0 | 0 | 289.9079 | 0.0017244 | 31 | Residential_2028_SC D_MW_Before Competition Groups_31 | Variable Frequency Drive (VFD) | 0.1724% | 0 | 0.49993 | Residential_2028_SC D_MW_Before Competition Groups_Variable Frequency Drive (VFD)
Residential | Res ¦ CO Sensors for parking garage exhaust fans | 2028 | SC D | MW | Before Competition Groups | 0.43973 | 0 | 0 | 289.9079 | 0.0015168 | 32 | Residential_2028_SC D_MW_Before Competition Groups_32 | CO Sensors for parking garage exhaust fans | 0.1517% | 0 | 0.43973 | Residential_2028_SC D_MW_Before Competition Groups_CO Sensors for parking garage exhaust fans
Residential | Res ¦ ENERGY STAR LED Lamps (General Service Lamps) | 2028 | SC D | MW | Before Competition Groups | 0.40841 | 0 | 0 | 289.9079 | 0.0014088 | 33 | Residential_2028_SC D_MW_Before Competition Groups_33 | ENERGY STAR LED Lamps (General Service Lamps) | 0.1409% | 0 | 0.40841 | Residential_2028_SC D_MW_Before Competition Groups_ENERGY STAR LED Lamps (General Service Lamps)
Residential | Res ¦ Floor Insulation | 2028 | SC D | MW | Before Competition Groups | 0.38323 | 0 | 0 | 289.9079 | 0.0013219 | 34 | Residential_2028_SC D_MW_Before Competition Groups_34 | Floor Insulation | 0.1322% | 0 | 0.38323 | Residential_2028_SC D_MW_Before Competition Groups_Floor Insulation
Residential | Res ¦ Water Heater Temperature Setback | 2028 | SC D | MW | Before Competition Groups | 0.38309 | 0 | 0 | 289.9079 | 0.0013214 | 35 | Residential_2028_SC D_MW_Before Competition Groups_35 | Water Heater Temperature Setback | 0.1321% | 0 | 0.38309 | Residential_2028_SC D_MW_Before Competition Groups_Water Heater Temperature Setback
Residential | Res ¦ Demand Control Ventilation | 2028 | SC D | MW | Before Competition Groups | 0.32948 | 0 | 0 | 289.9079 | 0.0011365 | 36 | Residential_2028_SC D_MW_Before Competition Groups_36 | Demand Control Ventilation | 0.1137% | 0 | 0.32948 | Residential_2028_SC D_MW_Before Competition Groups_Demand Control Ventilation
Residential | Res ¦ LED Exterior Area Lights - LED Fixture (200W) | 2028 | SC D | MW | Before Competition Groups | 0.31587 | 0 | 0 | 289.9079 | 0.0010895 | 37 | Residential_2028_SC D_MW_Before Competition Groups_37 | LED Exterior Area Lights - LED Fixture (200W) | 0.109% | 0 | 0.31587 | Residential_2028_SC D_MW_Before Competition Groups_LED Exterior Area Lights - LED Fixture (200W)
Residential | Res ¦ Clothes Drying Racks | 2028 | SC D | MW | Before Competition Groups | 0.30944 | 0 | 0 | 289.9079 | 0.0010674 | 38 | Residential_2028_SC D_MW_Before Competition Groups_38 | Clothes Drying Racks | 0.1067% | 0 | 0.30944 | Residential_2028_SC D_MW_Before Competition Groups_Clothes Drying Racks
Residential | Res ¦ Duct Insulation | 2028 | SC D | MW | Before Competition Groups | 0.20289 | 0 | 0 | 289.9079 | 0.00069984 | 39 | Residential_2028_SC D_MW_Before Competition Groups_39 | Duct Insulation | 0.06998% | 0 | 0.20289 | Residential_2028_SC D_MW_Before Competition Groups_Duct Insulation
Residential | Res ¦ Condensing Make Up Air Unit | 2028 | SC D | MW | Before Competition Groups | 0.1733 | 0 | 0 | 289.9079 | 0.00059777 | 40 | Residential_2028_SC D_MW_Before Competition Groups_40 | Condensing Make Up Air Unit | 0.05978% | 0 | 0.1733 | Residential_2028_SC D_MW_Before Competition Groups_Condensing Make Up Air Unit
Residential | Res ¦ Tankless Water Heater | 2028 | SC D | MW | Before Competition Groups | 0.16205 | 0 | 0 | 289.9079 | 0.00055896 | 41 | Residential_2028_SC D_MW_Before Competition Groups_41 | Tankless Water Heater | 0.0559% | 0 | 0.16205 | Residential_2028_SC D_MW_Before Competition Groups_Tankless Water Heater
Residential | Res ¦ VFD on Pumps | 2028 | SC D | MW | Before Competition Groups | 0.14078 | 0 | 0 | 289.9079 | 0.00048559 | 42 | Residential_2028_SC D_MW_Before Competition Groups_42 | VFD on Pumps | 0.04856% | 0 | 0.14078 | Residential_2028_SC D_MW_Before Competition Groups_VFD on Pumps
Residential | Res ¦ Duct Insulation MF | 2028 | SC D | MW | Before Competition Groups | 0.11922 | 0 | 0 | 289.9079 | 0.00041124 | 43 | Residential_2028_SC D_MW_Before Competition Groups_43 | Duct Insulation MF | 0.04112% | 0 | 0.11922 | Residential_2028_SC D_MW_Before Competition Groups_Duct Insulation MF
Residential | Res ¦ ECM MOTORS FOR HVAC APPLICATION (FAN-POWERED VAV BOX) | 2028 | SC D | MW | Before Competition Groups | 0.08538 | 0 | 0 | 289.9079 | 0.00029451 | 44 | Residential_2028_SC D_MW_Before Competition Groups_44 | ECM MOTORS FOR HVAC APPLICATION (FAN-POWERED VAV BOX) | 0.02945% | 0 | 0.08538 | Residential_2028_SC D_MW_Before Competition Groups_ECM MOTORS FOR HVAC APPLICATION (FAN-POWERED VAV BOX)
Residential | Res ¦ Chilled Water Optimization | 2028 | SC D | MW | Before Competition Groups | 0.076621 | 0 | 0 | 289.9079 | 0.00026429 | 45 | Residential_2028_SC D_MW_Before Competition Groups_45 | Chilled Water Optimization | 0.02643% | 0 | 0.076621 | Residential_2028_SC D_MW_Before Competition Groups_Chilled Water Optimization
Residential | Res ¦ Heat Recovery Ventilator | 2028 | SC D | MW | Before Competition Groups | 0.073216 | 0 | 0 | 289.9079 | 0.00025255 | 46 | Residential_2028_SC D_MW_Before Competition Groups_46 | Heat Recovery Ventilator | 0.02525% | 0 | 0.073216 | Residential_2028_SC D_MW_Before Competition Groups_Heat Recovery Ventilator
Residential | Res ¦ Beverage Vending Machine Controls | 2028 | SC D | MW | Before Competition Groups | 0.053772 | 0 | 0 | 289.9079 | 0.00018548 | 47 | Residential_2028_SC D_MW_Before Competition Groups_47 | Beverage Vending Machine Controls | 0.01855% | 0 | 0.053772 | Residential_2028_SC D_MW_Before Competition Groups_Beverage Vending Machine Controls
Residential | Res ¦ LED High Bay Fixture | 2028 | SC D | MW | Before Competition Groups | 0.0066526 | 0 | 0 | 289.9079 | 2.2947e-05 | 48 | Residential_2028_SC D_MW_Before Competition Groups_48 | LED High Bay Fixture | 0.002295% | 0 | 0.0066526 | Residential_2028_SC D_MW_Before Competition Groups_LED High Bay Fixture
Residential | Res ¦ Wall Insulation MF | 2028 | SC D | MW | Before Competition Groups | 0.0014941 | 0 | 0 | 289.9079 | 5.1537e-06 | 49 | Residential_2028_SC D_MW_Before Competition Groups_49 | Wall Insulation MF | 0.0005154% | 0 | 0.0014941 | Residential_2028_SC D_MW_Before Competition Groups_Wall Insulation MF
Residential | Res ¦ Wall Insulation | 2028 | SC D | MW | Before Competition Groups | 0.0012826 | 0 | 0 | 289.9079 | 4.4242e-06 | 50 | Residential_2028_SC D_MW_Before Competition Groups_50 | Wall Insulation | 0.0004424% | 0 | 0.0012826 | Residential_2028_SC D_MW_Before Competition Groups_Wall Insulation
Residential | Res ¦ Freezer Recycling | 2028 | SC D | MW | Before Competition Groups | 0.00021691 | 0 | 0 | 289.9079 | 7.482e-07 | 51 | Residential_2028_SC D_MW_Before Competition Groups_51 | Freezer Recycling | 7.482e-05% | 0 | 0.00021691 | Residential_2028_SC D_MW_Before Competition Groups_Freezer Recycling
Residential | Res ¦ LED Downlight | 2028 | SC D | MW | Before Competition Groups | 0 | 0 | 0 | 289.9079 | 0 | 52 | Residential_2028_SC D_MW_Before Competition Groups_52 | LED Downlight | 0% | 0 | 0 | Residential_2028_SC D_MW_Before Competition Groups_LED Downlight
Residential | Res ¦ Smart Burners | 2028 | SC D | MW | Before Competition Groups | 0 | 0 | 0 | 289.9079 | 0 | 53 | Residential_2028_SC D_MW_Before Competition Groups_53 | Smart Burners | 0% | 0 | 0 | Residential_2028_SC D_MW_Before Competition Groups_Smart Burners
Residential | Res ¦ Smart Power Bar | 2028 | SC D | MW | Before Competition Groups | 0 | 0 | 0 | 289.9079 | 0 | 54 | Residential_2028_SC D_MW_Before Competition Groups_54 | Smart Power Bar | 0% | 0 | 0 | Residential_2028_SC D_MW_Before Competition Groups_Smart Power Bar
Residential | Res ¦ Energy Star Central Air Conditioner | 2028 | Technical | MW | Before Competition Groups | 241.6856 | 0 | 0 | 2629.881 | 0.0919 | 1 | Residential_2028_Technical_MW_Before Competition Groups_1 | Energy Star Central Air Conditioner | 9.19% | 0 | 241.6856 | Residential_2028_Technical_MW_Before Competition Groups_Energy Star Central Air Conditioner
Residential | Res ¦ Adaptive Thermostat | 2028 | Technical | MW | Before Competition Groups | 194.6491 | 0 | 0 | 2629.881 | 0.074014 | 2 | Residential_2028_Technical_MW_Before Competition Groups_2 | Adaptive Thermostat | 7.401% | 0 | 194.6491 | Residential_2028_Technical_MW_Before Competition Groups_Adaptive Thermostat
Residential | Res ¦ Ductless Mini-Split Air Conditioner | 2028 | Technical | MW | Before Competition Groups | 143.9789 | 0 | 0 | 2629.881 | 0.054747 | 3 | Residential_2028_Technical_MW_Before Competition Groups_3 | Ductless Mini-Split Air Conditioner | 5.475% | 0 | 143.9789 | Residential_2028_Technical_MW_Before Competition Groups_Ductless Mini-Split Air Conditioner
Residential | Res ¦ Energy Star Ground Source Heat Pump | 2028 | Technical | MW | Before Competition Groups | 142.0146 | 0 | 0 | 2629.881 | 0.054 | 4 | Residential_2028_Technical_MW_Before Competition Groups_4 | Energy Star Ground Source Heat Pump | 5.4% | 0 | 142.0146 | Residential_2028_Technical_MW_Before Competition Groups_Energy Star Ground Source Heat Pump
Residential | Res ¦ Ductless Mini-Split Heat Pump | 2028 | Technical | MW | Before Competition Groups | 140.7585 | 0 | 0 | 2629.881 | 0.053523 | 5 | Residential_2028_Technical_MW_Before Competition Groups_5 | Ductless Mini-Split Heat Pump | 5.352% | 0 | 140.7585 | Residential_2028_Technical_MW_Before Competition Groups_Ductless Mini-Split Heat Pump
Residential | Res ¦ Energy Star A Line, PAR, MR Lamps | 2028 | Technical | MW | Before Competition Groups | 98.2329 | 0 | 0 | 2629.881 | 0.037353 | 6 | Residential_2028_Technical_MW_Before Competition Groups_6 | Energy Star A Line, PAR, MR Lamps | 3.735% | 0 | 98.2329 | Residential_2028_Technical_MW_Before Competition Groups_Energy Star A Line, PAR, MR Lamps
Residential | Res ¦ Energy Star LED Bulbs General Purpose LEDs | 2028 | Technical | MW | Before Competition Groups | 97.0724 | 0 | 0 | 2629.881 | 0.036911 | 7 | Residential_2028_Technical_MW_Before Competition Groups_7 | Energy Star LED Bulbs General Purpose LEDs | 3.691% | 0 | 97.0724 | Residential_2028_Technical_MW_Before Competition Groups_Energy Star LED Bulbs General Purpose LEDs
Residential | Res ¦ Smart Burners | 2028 | Technical | MW | Before Competition Groups | 93.9883 | 0 | 0 | 2629.881 | 0.035739 | 8 | Residential_2028_Technical_MW_Before Competition Groups_8 | Smart Burners | 3.574% | 0 | 93.9883 | Residential_2028_Technical_MW_Before Competition Groups_Smart Burners
Residential | Res ¦ Energy Star LED Specialty Bulbs | 2028 | Technical | MW | Before Competition Groups | 88.7957 | 0 | 0 | 2629.881 | 0.033764 | 9 | Residential_2028_Technical_MW_Before Competition Groups_9 | Energy Star LED Specialty Bulbs | 3.376% | 0 | 88.7957 | Residential_2028_Technical_MW_Before Competition Groups_Energy Star LED Specialty Bulbs
Residential | Res ¦ Building Recommissioning, Operations and Maintenance (O&M) Improvements | 2028 | Technical | MW | Before Competition Groups | 84.0551 | 0 | 0 | 2629.881 | 0.031962 | 10 | Residential_2028_Technical_MW_Before Competition Groups_10 | Building Recommissioning, Operations and Maintenance (O&M) Improvements | 3.196% | 0 | 84.0551 | Residential_2028_Technical_MW_Before Competition Groups_Building Recommissioning, Operations and Maintenance (O&M) Improvements
Residential | Res ¦ Energy Star Air Source Heat Pump | 2028 | Technical | MW | Before Competition Groups | 80.4884 | 0 | 0 | 2629.881 | 0.030605 | 11 | Residential_2028_Technical_MW_Before Competition Groups_11 | Energy Star Air Source Heat Pump | 3.061% | 0 | 80.4884 | Residential_2028_Technical_MW_Before Competition Groups_Energy Star Air Source Heat Pump
Residential | Res ¦ Energy Star Refrigerator | 2028 | Technical | MW | Before Competition Groups | 80.4116 | 0 | 0 | 2629.881 | 0.030576 | 12 | Residential_2028_Technical_MW_Before Competition Groups_12 | Energy Star Refrigerator | 3.058% | 0 | 80.4116 | Residential_2028_Technical_MW_Before Competition Groups_Energy Star Refrigerator
Residential | Res ¦ Basement Wall Insulation | 2028 | Technical | MW | Before Competition Groups | 77.5288 | 0 | 0 | 2629.881 | 0.02948 | 13 | Residential_2028_Technical_MW_Before Competition Groups_13 | Basement Wall Insulation | 2.948% | 0 | 77.5288 | Residential_2028_Technical_MW_Before Competition Groups_Basement Wall Insulation
Residential | Res ¦ Heat Pump Clothes Dryer | 2028 | Technical | MW | Before Competition Groups | 72.7796 | 0 | 0 | 2629.881 | 0.027674 | 14 | Residential_2028_Technical_MW_Before Competition Groups_14 | Heat Pump Clothes Dryer | 2.767% | 0 | 72.7796 | Residential_2028_Technical_MW_Before Competition Groups_Heat Pump Clothes Dryer
Residential | Res ¦ Energy Star Clothes Washer | 2028 | Technical | MW | Before Competition Groups | 68.2111 | 0 | 0 | 2629.881 | 0.025937 | 15 | Residential_2028_Technical_MW_Before Competition Groups_15 | Energy Star Clothes Washer | 2.594% | 0 | 68.2111 | Residential_2028_Technical_MW_Before Competition Groups_Energy Star Clothes Washer
Residential | Res ¦ Basement or Crawlspace Insulation | 2028 | Technical | MW | Before Competition Groups | 64.3821 | 0 | 0 | 2629.881 | 0.024481 | 16 | Residential_2028_Technical_MW_Before Competition Groups_16 | Basement or Crawlspace Insulation | 2.448% | 0 | 64.3821 | Residential_2028_Technical_MW_Before Competition Groups_Basement or Crawlspace Insulation
Residential | Res ¦ Smart Power Bar | 2028 | Technical | MW | Before Competition Groups | 62.3305 | 0 | 0 | 2629.881 | 0.023701 | 17 | Residential_2028_Technical_MW_Before Competition Groups_17 | Smart Power Bar | 2.37% | 0 | 62.3305 | Residential_2028_Technical_MW_Before Competition Groups_Smart Power Bar
Residential | Res ¦ Networked/ Connected - Indoor LED Lamp | 2028 | Technical | MW | Before Competition Groups | 60.6888 | 0 | 0 | 2629.881 | 0.023077 | 18 | Residential_2028_Technical_MW_Before Competition Groups_18 | Networked/ Connected - Indoor LED Lamp | 2.308% | 0 | 60.6888 | Residential_2028_Technical_MW_Before Competition Groups_Networked/ Connected - Indoor LED Lamp
Residential | Res ¦ Variable Speed Pool Pump Motor | 2028 | Technical | MW | Before Competition Groups | 60.0397 | 0 | 0 | 2629.881 | 0.02283 | 19 | Residential_2028_Technical_MW_Before Competition Groups_19 | Variable Speed Pool Pump Motor | 2.283% | 0 | 60.0397 | Residential_2028_Technical_MW_Before Competition Groups_Variable Speed Pool Pump Motor
Residential | Res ¦ Attic Insulation | 2028 | Technical | MW | Before Competition Groups | 59.8085 | 0 | 0 | 2629.881 | 0.022742 | 20 | Residential_2028_Technical_MW_Before Competition Groups_20 | Attic Insulation | 2.274% | 0 | 59.8085 | Residential_2028_Technical_MW_Before Competition Groups_Attic Insulation
Residential | Res ¦ Induction Cooking Stove Top | 2028 | Technical | MW | Before Competition Groups | 57.8968 | 0 | 0 | 2629.881 | 0.022015 | 21 | Residential_2028_Technical_MW_Before Competition Groups_21 | Induction Cooking Stove Top | 2.201% | 0 | 57.8968 | Residential_2028_Technical_MW_Before Competition Groups_Induction Cooking Stove Top
Residential | Res ¦ Energy Star Room Air Conditioner | 2028 | Technical | MW | Before Competition Groups | 55.6814 | 0 | 0 | 2629.881 | 0.021173 | 22 | Residential_2028_Technical_MW_Before Competition Groups_22 | Energy Star Room Air Conditioner | 2.117% | 0 | 55.6814 | Residential_2028_Technical_MW_Before Competition Groups_Energy Star Room Air Conditioner
Residential | Res ¦ Wall Insulation | 2028 | Technical | MW | Before Competition Groups | 46.7287 | 0 | 0 | 2629.881 | 0.017768 | 23 | Residential_2028_Technical_MW_Before Competition Groups_23 | Wall Insulation | 1.777% | 0 | 46.7287 | Residential_2028_Technical_MW_Before Competition Groups_Wall Insulation
Residential | Res ¦ Energy Star Clothes Dryer | 2028 | Technical | MW | Before Competition Groups | 41.5694 | 0 | 0 | 2629.881 | 0.015807 | 24 | Residential_2028_Technical_MW_Before Competition Groups_24 | Energy Star Clothes Dryer | 1.581% | 0 | 41.5694 | Residential_2028_Technical_MW_Before Competition Groups_Energy Star Clothes Dryer
Residential | Res ¦ Lighting Motion Sensors, Timers, Dimmers | 2028 | Technical | MW | Before Competition Groups | 30.0021 | 0 | 0 | 2629.881 | 0.011408 | 25 | Residential_2028_Technical_MW_Before Competition Groups_25 | Lighting Motion Sensors, Timers, Dimmers | 1.141% | 0 | 30.0021 | Residential_2028_Technical_MW_Before Competition Groups_Lighting Motion Sensors, Timers, Dimmers
Residential | Res ¦ Variable Refrigerant Flow Heat Pump | 2028 | Technical | MW | Before Competition Groups | 28.0499 | 0 | 0 | 2629.881 | 0.010666 | 26 | Residential_2028_Technical_MW_Before Competition Groups_26 | Variable Refrigerant Flow Heat Pump | 1.067% | 0 | 28.0499 | Residential_2028_Technical_MW_Before Competition Groups_Variable Refrigerant Flow Heat Pump
Residential | Res ¦ Ceiling Insulation | 2028 | Technical | MW | Before Competition Groups | 23.4238 | 0 | 0 | 2629.881 | 0.0089068 | 27 | Residential_2028_Technical_MW_Before Competition Groups_27 | Ceiling Insulation | 0.8907% | 0 | 23.4238 | Residential_2028_Technical_MW_Before Competition Groups_Ceiling Insulation
Residential | Res ¦ Air Source Heat Pump | 2028 | Technical | MW | Before Competition Groups | 20.694 | 0 | 0 | 2629.881 | 0.0078688 | 28 | Residential_2028_Technical_MW_Before Competition Groups_28 | Air Source Heat Pump | 0.7869% | 0 | 20.694 | Residential_2028_Technical_MW_Before Competition Groups_Air Source Heat Pump
Residential | Res ¦ Duct Insulation | 2028 | Technical | MW | Before Competition Groups | 19.2562 | 0 | 0 | 2629.881 | 0.0073221 | 29 | Residential_2028_Technical_MW_Before Competition Groups_29 | Duct Insulation | 0.7322% | 0 | 19.2562 | Residential_2028_Technical_MW_Before Competition Groups_Duct Insulation
Residential | Res ¦ Home Energy Reports | 2028 | Technical | MW | Before Competition Groups | 17.8112 | 0 | 0 | 2629.881 | 0.0067726 | 30 | Residential_2028_Technical_MW_Before Competition Groups_30 | Home Energy Reports | 0.6773% | 0 | 17.8112 | Residential_2028_Technical_MW_Before Competition Groups_Home Energy Reports
Residential | Res ¦ Energy Star Light Fixture | 2028 | Technical | MW | Before Competition Groups | 17.5607 | 0 | 0 | 2629.881 | 0.0066774 | 31 | Residential_2028_Technical_MW_Before Competition Groups_31 | Energy Star Light Fixture | 0.6677% | 0 | 17.5607 | Residential_2028_Technical_MW_Before Competition Groups_Energy Star Light Fixture
Residential | Res ¦ Air Sealing | 2028 | Technical | MW | Before Competition Groups | 16.4913 | 0 | 0 | 2629.881 | 0.0062707 | 32 | Residential_2028_Technical_MW_Before Competition Groups_32 | Air Sealing | 0.6271% | 0 | 16.4913 | Residential_2028_Technical_MW_Before Competition Groups_Air Sealing
Residential | Res ¦ Central Air Conditioner Maintenance | 2028 | Technical | MW | Before Competition Groups | 15.675 | 0 | 0 | 2629.881 | 0.0059603 | 33 | Residential_2028_Technical_MW_Before Competition Groups_33 | Central Air Conditioner Maintenance | 0.596% | 0 | 15.675 | Residential_2028_Technical_MW_Before Competition Groups_Central Air Conditioner Maintenance
Residential | Res ¦ Floor Insulation | 2028 | Technical | MW | Before Competition Groups | 15.6749 | 0 | 0 | 2629.881 | 0.0059603 | 34 | Residential_2028_Technical_MW_Before Competition Groups_34 | Floor Insulation | 0.596% | 0 | 15.6749 | Residential_2028_Technical_MW_Before Competition Groups_Floor Insulation
Residential | Res ¦ Dehumidifier Recycling | 2028 | Technical | MW | Before Competition Groups | 14.4587 | 0 | 0 | 2629.881 | 0.0054978 | 35 | Residential_2028_Technical_MW_Before Competition Groups_35 | Dehumidifier Recycling | 0.5498% | 0 | 14.4587 | Residential_2028_Technical_MW_Before Competition Groups_Dehumidifier Recycling
Residential | Res ¦ Energy Star Torchiere | 2028 | Technical | MW | Before Competition Groups | 12.977 | 0 | 0 | 2629.881 | 0.0049345 | 36 | Residential_2028_Technical_MW_Before Competition Groups_36 | Energy Star Torchiere | 0.4934% | 0 | 12.977 | Residential_2028_Technical_MW_Before Competition Groups_Energy Star Torchiere
Residential | Res ¦ Advanced BAS/Controllers | 2028 | Technical | MW | Before Competition Groups | 12.3025 | 0 | 0 | 2629.881 | 0.004678 | 37 | Residential_2028_Technical_MW_Before Competition Groups_37 | Advanced BAS/Controllers | 0.4678% | 0 | 12.3025 | Residential_2028_Technical_MW_Before Competition Groups_Advanced BAS/Controllers
Residential | Res ¦ Clothes Drying Racks | 2028 | Technical | MW | Before Competition Groups | 11.3846 | 0 | 0 | 2629.881 | 0.004329 | 38 | Residential_2028_Technical_MW_Before Competition Groups_38 | Clothes Drying Racks | 0.4329% | 0 | 11.3846 | Residential_2028_Technical_MW_Before Competition Groups_Clothes Drying Racks
Residential | Res ¦ Refrigerator Recycling | 2028 | Technical | MW | Before Competition Groups | 9.6477 | 0 | 0 | 2629.881 | 0.0036685 | 39 | Residential_2028_Technical_MW_Before Competition Groups_39 | Refrigerator Recycling | 0.3668% | 0 | 9.6477 | Residential_2028_Technical_MW_Before Competition Groups_Refrigerator Recycling
Residential | Res ¦ Occupancy Sensors MF | 2028 | Technical | MW | Before Competition Groups | 9.6104 | 0 | 0 | 2629.881 | 0.0036543 | 40 | Residential_2028_Technical_MW_Before Competition Groups_40 | Occupancy Sensors MF | 0.3654% | 0 | 9.6104 | Residential_2028_Technical_MW_Before Competition Groups_Occupancy Sensors MF
Residential | Res ¦ Freezer Recycling | 2028 | Technical | MW | Before Competition Groups | 8.9876 | 0 | 0 | 2629.881 | 0.0034175 | 41 | Residential_2028_Technical_MW_Before Competition Groups_41 | Freezer Recycling | 0.3418% | 0 | 8.9876 | Residential_2028_Technical_MW_Before Competition Groups_Freezer Recycling
Residential | Res ¦ Energy Star Dehumidifier | 2028 | Technical | MW | Before Competition Groups | 8.4954 | 0 | 0 | 2629.881 | 0.0032303 | 42 | Residential_2028_Technical_MW_Before Competition Groups_42 | Energy Star Dehumidifier | 0.323% | 0 | 8.4954 | Residential_2028_Technical_MW_Before Competition Groups_Energy Star Dehumidifier
Residential | Res ¦ Duct Insulation MF | 2028 | Technical | MW | Before Competition Groups | 8.495 | 0 | 0 | 2629.881 | 0.0032302 | 43 | Residential_2028_Technical_MW_Before Competition Groups_43 | Duct Insulation MF | 0.323% | 0 | 8.495 | Residential_2028_Technical_MW_Before Competition Groups_Duct Insulation MF
Residential | Res ¦ Energy Star Freezer | 2028 | Technical | MW | Before Competition Groups | 8.082 | 0 | 0 | 2629.881 | 0.0030731 | 44 | Residential_2028_Technical_MW_Before Competition Groups_44 | Energy Star Freezer | 0.3073% | 0 | 8.082 | Residential_2028_Technical_MW_Before Competition Groups_Energy Star Freezer
Residential | Res ¦ High Efficiency Chiller (avg of water and air cooled) | 2028 | Technical | MW | Before Competition Groups | 7.7773 | 0 | 0 | 2629.881 | 0.0029573 | 45 | Residential_2028_Technical_MW_Before Competition Groups_45 | High Efficiency Chiller (avg of water and air cooled) | 0.2957% | 0 | 7.7773 | Residential_2028_Technical_MW_Before Competition Groups_High Efficiency Chiller (avg of water and air cooled)
Residential | Res ¦ Energy Star Windows | 2028 | Technical | MW | Before Competition Groups | 6.6713 | 0 | 0 | 2629.881 | 0.0025367 | 46 | Residential_2028_Technical_MW_Before Competition Groups_46 | Energy Star Windows | 0.2537% | 0 | 6.6713 | Residential_2028_Technical_MW_Before Competition Groups_Energy Star Windows
Residential | Res ¦ Furnace with ECM | 2028 | Technical | MW | Before Competition Groups | 6.3176 | 0 | 0 | 2629.881 | 0.0024023 | 47 | Residential_2028_Technical_MW_Before Competition Groups_47 | Furnace with ECM | 0.2402% | 0 | 6.3176 | Residential_2028_Technical_MW_Before Competition Groups_Furnace with ECM
Residential | Res ¦ INTEGRAL LED TROFFERS | 2028 | Technical | MW | Before Competition Groups | 5.2581 | 0 | 0 | 2629.881 | 0.0019994 | 48 | Residential_2028_Technical_MW_Before Competition Groups_48 | INTEGRAL LED TROFFERS | 0.1999% | 0 | 5.2581 | Residential_2028_Technical_MW_Before Competition Groups_INTEGRAL LED TROFFERS
Residential | Res ¦ Minimize Hot and Warm Clothes Wash | 2028 | Technical | MW | Before Competition Groups | 4.7687 | 0 | 0 | 2629.881 | 0.0018133 | 49 | Residential_2028_Technical_MW_Before Competition Groups_49 | Minimize Hot and Warm Clothes Wash | 0.1813% | 0 | 4.7687 | Residential_2028_Technical_MW_Before Competition Groups_Minimize Hot and Warm Clothes Wash
Residential | Res ¦ Networked/ Connected - Indoor LED Luminaire | 2028 | Technical | MW | Before Competition Groups | 4.7428 | 0 | 0 | 2629.881 | 0.0018034 | 50 | Residential_2028_Technical_MW_Before Competition Groups_50 | Networked/ Connected - Indoor LED Luminaire | 0.1803% | 0 | 4.7428 | Residential_2028_Technical_MW_Before Competition Groups_Networked/ Connected - Indoor LED Luminaire
Residential | Res ¦ Heat Pump Water Heater | 2028 | Technical | MW | Before Competition Groups | 4.504 | 0 | 0 | 2629.881 | 0.0017126 | 51 | Residential_2028_Technical_MW_Before Competition Groups_51 | Heat Pump Water Heater | 0.1713% | 0 | 4.504 | Residential_2028_Technical_MW_Before Competition Groups_Heat Pump Water Heater
Residential | Res ¦ Central Lighting Control System | 2028 | Technical | MW | Before Competition Groups | 4.226 | 0 | 0 | 2629.881 | 0.0016069 | 52 | Residential_2028_Technical_MW_Before Competition Groups_52 | Central Lighting Control System | 0.1607% | 0 | 4.226 | Residential_2028_Technical_MW_Before Competition Groups_Central Lighting Control System
Residential | Res ¦ LED Downlight | 2028 | Technical | MW | Before Competition Groups | 4.1565 | 0 | 0 | 2629.881 | 0.0015805 | 53 | Residential_2028_Technical_MW_Before Competition Groups_53 | LED Downlight | 0.1581% | 0 | 4.1565 | Residential_2028_Technical_MW_Before Competition Groups_LED Downlight
Residential | Res ¦ Passive Attic Ventilation | 2028 | Technical | MW | Before Competition Groups | 4.0791 | 0 | 0 | 2629.881 | 0.001551 | 54 | Residential_2028_Technical_MW_Before Competition Groups_54 | Passive Attic Ventilation | 0.1551% | 0 | 4.0791 | Residential_2028_Technical_MW_Before Competition Groups_Passive Attic Ventilation
Residential | Res ¦ Tankless Water Heater | 2028 | Technical | MW | Before Competition Groups | 4.0673 | 0 | 0 | 2629.881 | 0.0015466 | 55 | Residential_2028_Technical_MW_Before Competition Groups_55 | Tankless Water Heater | 0.1547% | 0 | 4.0673 | Residential_2028_Technical_MW_Before Competition Groups_Tankless Water Heater
Residential | Res ¦ Heat Recovery Ventilator | 2028 | Technical | MW | Before Competition Groups | 3.608 | 0 | 0 | 2629.881 | 0.0013719 | 56 | Residential_2028_Technical_MW_Before Competition Groups_56 | Heat Recovery Ventilator | 0.1372% | 0 | 3.608 | Residential_2028_Technical_MW_Before Competition Groups_Heat Recovery Ventilator
Residential | Res ¦ Energy Star Ceiling Fan/Lighting | 2028 | Technical | MW | Before Competition Groups | 3.5077 | 0 | 0 | 2629.881 | 0.0013338 | 57 | Residential_2028_Technical_MW_Before Competition Groups_57 | Energy Star Ceiling Fan/Lighting | 0.1334% | 0 | 3.5077 | Residential_2028_Technical_MW_Before Competition Groups_Energy Star Ceiling Fan/Lighting
Residential | Res ¦ LED Tube Re-Lamp | 2028 | Technical | MW | Before Competition Groups | 3.4007 | 0 | 0 | 2629.881 | 0.0012931 | 58 | Residential_2028_Technical_MW_Before Competition Groups_58 | LED Tube Re-Lamp | 0.1293% | 0 | 3.4007 | Residential_2028_Technical_MW_Before Competition Groups_LED Tube Re-Lamp
Residential | Res ¦ Outside Air Economizer | 2028 | Technical | MW | Before Competition Groups | 3.1417 | 0 | 0 | 2629.881 | 0.0011946 | 59 | Residential_2028_Technical_MW_Before Competition Groups_59 | Outside Air Economizer | 0.1195% | 0 | 3.1417 | Residential_2028_Technical_MW_Before Competition Groups_Outside Air Economizer
Residential | Res ¦ Early Hot Water Heater Replacement | 2028 | Technical | MW | Before Competition Groups | 3.0948 | 0 | 0 | 2629.881 | 0.0011768 | 60 | Residential_2028_Technical_MW_Before Competition Groups_60 | Early Hot Water Heater Replacement | 0.1177% | 0 | 3.0948 | Residential_2028_Technical_MW_Before Competition Groups_Early Hot Water Heater Replacement
Residential | Res ¦ Air Source Heat Pump Maintenance | 2028 | Technical | MW | Before Competition Groups | 2.7419 | 0 | 0 | 2629.881 | 0.0010426 | 61 | Residential_2028_Technical_MW_Before Competition Groups_61 | Air Source Heat Pump Maintenance | 0.1043% | 0 | 2.7419 | Residential_2028_Technical_MW_Before Competition Groups_Air Source Heat Pump Maintenance
Residential | Res ¦ Solar Water Heating System | 2028 | Technical | MW | Before Competition Groups | 2.2183 | 0 | 0 | 2629.881 | 0.00084349 | 62 | Residential_2028_Technical_MW_Before Competition Groups_62 | Solar Water Heating System | 0.08435% | 0 | 2.2183 | Residential_2028_Technical_MW_Before Competition Groups_Solar Water Heating System
Residential | Res ¦ Demand Control Ventilation | 2028 | Technical | MW | Before Competition Groups | 2.1621 | 0 | 0 | 2629.881 | 0.00082214 | 63 | Residential_2028_Technical_MW_Before Competition Groups_63 | Demand Control Ventilation | 0.08221% | 0 | 2.1621 | Residential_2028_Technical_MW_Before Competition Groups_Demand Control Ventilation
Residential | Res ¦ Energy Star Dishwasher | 2028 | Technical | MW | Before Competition Groups | 2.1515 | 0 | 0 | 2629.881 | 0.00081811 | 64 | Residential_2028_Technical_MW_Before Competition Groups_64 | Energy Star Dishwasher | 0.08181% | 0 | 2.1515 | Residential_2028_Technical_MW_Before Competition Groups_Energy Star Dishwasher
Residential | Res ¦ Drain Water Heat Recovery | 2028 | Technical | MW | Before Competition Groups | 2.0786 | 0 | 0 | 2629.881 | 0.00079039 | 65 | Residential_2028_Technical_MW_Before Competition Groups_65 | Drain Water Heat Recovery | 0.07904% | 0 | 2.0786 | Residential_2028_Technical_MW_Before Competition Groups_Drain Water Heat Recovery
Residential | Res ¦ Furnace Whistle | 2028 | Technical | MW | Before Competition Groups | 2.0777 | 0 | 0 | 2629.881 | 0.00079003 | 66 | Residential_2028_Technical_MW_Before Competition Groups_66 | Furnace Whistle | 0.079% | 0 | 2.0777 | Residential_2028_Technical_MW_Before Competition Groups_Furnace Whistle
Residential | Res ¦ CO Sensors for parking garage exhaust fans | 2028 | Technical | MW | Before Competition Groups | 1.9822 | 0 | 0 | 2629.881 | 0.00075371 | 67 | Residential_2028_Technical_MW_Before Competition Groups_67 | CO Sensors for parking garage exhaust fans | 0.07537% | 0 | 1.9822 | Residential_2028_Technical_MW_Before Competition Groups_CO Sensors for parking garage exhaust fans
Residential | Res ¦ High Efficiency Storage Water Heater | 2028 | Technical | MW | Before Competition Groups | 1.968 | 0 | 0 | 2629.881 | 0.00074831 | 68 | Residential_2028_Technical_MW_Before Competition Groups_68 | High Efficiency Storage Water Heater | 0.07483% | 0 | 1.968 | Residential_2028_Technical_MW_Before Competition Groups_High Efficiency Storage Water Heater
Residential | Res ¦ ENERGY STAR LED LAMPS (REFLECTOR LAMPs/MR16/PAR 16) | 2028 | Technical | MW | Before Competition Groups | 1.912 | 0 | 0 | 2629.881 | 0.00072705 | 69 | Residential_2028_Technical_MW_Before Competition Groups_69 | ENERGY STAR LED LAMPS (REFLECTOR LAMPs/MR16/PAR 16) | 0.0727% | 0 | 1.912 | Residential_2028_Technical_MW_Before Competition Groups_ENERGY STAR LED LAMPS (REFLECTOR LAMPs/MR16/PAR 16)
Residential | Res ¦ Window Film | 2028 | Technical | MW | Before Competition Groups | 1.9119 | 0 | 0 | 2629.881 | 0.00072699 | 70 | Residential_2028_Technical_MW_Before Competition Groups_70 | Window Film | 0.0727% | 0 | 1.9119 | Residential_2028_Technical_MW_Before Competition Groups_Window Film
Residential | Res ¦ Comprehensive Draft Proofing | 2028 | Technical | MW | Before Competition Groups | 1.7655 | 0 | 0 | 2629.881 | 0.00067133 | 71 | Residential_2028_Technical_MW_Before Competition Groups_71 | Comprehensive Draft Proofing | 0.06713% | 0 | 1.7655 | Residential_2028_Technical_MW_Before Competition Groups_Comprehensive Draft Proofing
Residential | Res ¦ Variable Frequency Drive (VFD) | 2028 | Technical | MW | Before Competition Groups | 1.7124 | 0 | 0 | 2629.881 | 0.00065114 | 72 | Residential_2028_Technical_MW_Before Competition Groups_72 | Variable Frequency Drive (VFD) | 0.06511% | 0 | 1.7124 | Residential_2028_Technical_MW_Before Competition Groups_Variable Frequency Drive (VFD)
Residential | Res ¦ Condensing Make Up Air Unit | 2028 | Technical | MW | Before Competition Groups | 1.4182 | 0 | 0 | 2629.881 | 0.00053926 | 73 | Residential_2028_Technical_MW_Before Competition Groups_73 | Condensing Make Up Air Unit | 0.05393% | 0 | 1.4182 | Residential_2028_Technical_MW_Before Competition Groups_Condensing Make Up Air Unit
Residential | Res ¦ DHW Recirculation Systems | 2028 | Technical | MW | Before Competition Groups | 1.3445 | 0 | 0 | 2629.881 | 0.00051123 | 74 | Residential_2028_Technical_MW_Before Competition Groups_74 | DHW Recirculation Systems | 0.05112% | 0 | 1.3445 | Residential_2028_Technical_MW_Before Competition Groups_DHW Recirculation Systems
Residential | Res ¦ Solar Powered Attic Fan | 2028 | Technical | MW | Before Competition Groups | 1.1425 | 0 | 0 | 2629.881 | 0.00043444 | 75 | Residential_2028_Technical_MW_Before Competition Groups_75 | Solar Powered Attic Fan | 0.04344% | 0 | 1.1425 | Residential_2028_Technical_MW_Before Competition Groups_Solar Powered Attic Fan
Residential | Res ¦ Water Heater Temperature Setback | 2028 | Technical | MW | Before Competition Groups | 1.083 | 0 | 0 | 2629.881 | 0.00041181 | 76 | Residential_2028_Technical_MW_Before Competition Groups_76 | Water Heater Temperature Setback | 0.04118% | 0 | 1.083 | Residential_2028_Technical_MW_Before Competition Groups_Water Heater Temperature Setback
Residential | Res ¦ LED Parking Lot Fixture | 2028 | Technical | MW | Before Competition Groups | 0.8649 | 0 | 0 | 2629.881 | 0.00032888 | 77 | Residential_2028_Technical_MW_Before Competition Groups_77 | LED Parking Lot Fixture | 0.03289% | 0 | 0.8649 | Residential_2028_Technical_MW_Before Competition Groups_LED Parking Lot Fixture
Residential | Res ¦ HVAC Optimization | 2028 | Technical | MW | Before Competition Groups | 0.79166 | 0 | 0 | 2629.881 | 0.00030102 | 78 | Residential_2028_Technical_MW_Before Competition Groups_78 | HVAC Optimization | 0.0301% | 0 | 0.79166 | Residential_2028_Technical_MW_Before Competition Groups_HVAC Optimization
Residential | Res ¦ VFD on Pumps | 2028 | Technical | MW | Before Competition Groups | 0.52659 | 0 | 0 | 2629.881 | 0.00020023 | 79 | Residential_2028_Technical_MW_Before Competition Groups_79 | VFD on Pumps | 0.02002% | 0 | 0.52659 | Residential_2028_Technical_MW_Before Competition Groups_VFD on Pumps
Residential | Res ¦ ENERGY STAR LED Lamps (General Service Lamps) | 2028 | Technical | MW | Before Competition Groups | 0.44141 | 0 | 0 | 2629.881 | 0.00016784 | 80 | Residential_2028_Technical_MW_Before Competition Groups_80 | ENERGY STAR LED Lamps (General Service Lamps) | 0.01678% | 0 | 0.44141 | Residential_2028_Technical_MW_Before Competition Groups_ENERGY STAR LED Lamps (General Service Lamps)
Residential | Res ¦ LED Exterior Area Lights - LED Fixture (200W) | 2028 | Technical | MW | Before Competition Groups | 0.40168 | 0 | 0 | 2629.881 | 0.00015274 | 81 | Residential_2028_Technical_MW_Before Competition Groups_81 | LED Exterior Area Lights - LED Fixture (200W) | 0.01527% | 0 | 0.40168 | Residential_2028_Technical_MW_Before Competition Groups_LED Exterior Area Lights - LED Fixture (200W)
Residential | Res ¦ ECM MOTORS FOR HVAC APPLICATION (FAN-POWERED VAV BOX) | 2028 | Technical | MW | Before Competition Groups | 0.32934 | 0 | 0 | 2629.881 | 0.00012523 | 82 | Residential_2028_Technical_MW_Before Competition Groups_82 | ECM MOTORS FOR HVAC APPLICATION (FAN-POWERED VAV BOX) | 0.01252% | 0 | 0.32934 | Residential_2028_Technical_MW_Before Competition Groups_ECM MOTORS FOR HVAC APPLICATION (FAN-POWERED VAV BOX)
Residential | Res ¦ Beverage Vending Machine Controls | 2028 | Technical | MW | Before Competition Groups | 0.23528 | 0 | 0 | 2629.881 | 8.9462e-05 | 83 | Residential_2028_Technical_MW_Before Competition Groups_83 | Beverage Vending Machine Controls | 0.008946% | 0 | 0.23528 | Residential_2028_Technical_MW_Before Competition Groups_Beverage Vending Machine Controls
Residential | Res ¦ Chilled Water Optimization | 2028 | Technical | MW | Before Competition Groups | 0.19832 | 0 | 0 | 2629.881 | 7.5412e-05 | 84 | Residential_2028_Technical_MW_Before Competition Groups_84 | Chilled Water Optimization | 0.007541% | 0 | 0.19832 | Residential_2028_Technical_MW_Before Competition Groups_Chilled Water Optimization
Residential | Res ¦ Wall Insulation MF | 2028 | Technical | MW | Before Competition Groups | 0.17062 | 0 | 0 | 2629.881 | 6.4876e-05 | 85 | Residential_2028_Technical_MW_Before Competition Groups_85 | Wall Insulation MF | 0.006488% | 0 | 0.17062 | Residential_2028_Technical_MW_Before Competition Groups_Wall Insulation MF
Residential | Res ¦ LED Recessed Downlights | 2028 | Technical | MW | Before Competition Groups | 0.028382 | 0 | 0 | 2629.881 | 1.0792e-05 | 86 | Residential_2028_Technical_MW_Before Competition Groups_86 | LED Recessed Downlights | 0.001079% | 0 | 0.028382 | Residential_2028_Technical_MW_Before Competition Groups_LED Recessed Downlights
Residential | Res ¦ LED High Bay Fixture | 2028 | Technical | MW | Before Competition Groups | 0.024253 | 0 | 0 | 2629.881 | 9.2223e-06 | 87 | Residential_2028_Technical_MW_Before Competition Groups_87 | LED High Bay Fixture | 0.0009222% | 0 | 0.024253 | Residential_2028_Technical_MW_Before Competition Groups_LED High Bay Fixture
Residential | Res ¦ Radiant Barrier | 2028 | Technical | MW | Before Competition Groups | 0.013172 | 0 | 0 | 2629.881 | 5.0084e-06 | 88 | Residential_2028_Technical_MW_Before Competition Groups_88 | Radiant Barrier | 0.0005008% | 0 | 0.013172 | Residential_2028_Technical_MW_Before Competition Groups_Radiant Barrier
Residential | Res ¦ Solar Water Preheat (Pools/DHW) | 2028 | Technical | MW | Before Competition Groups | 0.0071487 | 0 | 0 | 2629.881 | 2.7183e-06 | 89 | Residential_2028_Technical_MW_Before Competition Groups_89 | Solar Water Preheat (Pools/DHW) | 0.0002718% | 0 | 0.0071487 | Residential_2028_Technical_MW_Before Competition Groups_Solar Water Preheat (Pools/DHW)
Residential | Res ¦ Photocell Controls (Outdoor) | 2028 | Technical | MW | Before Competition Groups | 5.6853e-05 | 0 | 0 | 2629.881 | 2.1618e-08 | 90 | Residential_2028_Technical_MW_Before Competition Groups_90 | Photocell Controls (Outdoor) | 2.162e-06% | 0 | 5.6853e-05 | Residential_2028_Technical_MW_Before Competition Groups_Photocell Controls (Outdoor)
Residential | Res ¦ Adaptive Thermostat | 2029 | Economic | MW | Before Competition Groups | 195.7998 | 0 | 0 | 1349.0681 | 0.14514 | 1 | Residential_2029_Economic_MW_Before Competition Groups_1 | Adaptive Thermostat | 14.51% | 0 | 195.7998 | Residential_2029_Economic_MW_Before Competition Groups_Adaptive Thermostat
Residential | Res ¦ Ductless Mini-Split Heat Pump | 2029 | Economic | MW | Before Competition Groups | 151.9227 | 0 | 0 | 1349.0681 | 0.11261 | 2 | Residential_2029_Economic_MW_Before Competition Groups_2 | Ductless Mini-Split Heat Pump | 11.26% | 0 | 151.9227 | Residential_2029_Economic_MW_Before Competition Groups_Ductless Mini-Split Heat Pump
Residential | Res ¦ Energy Star A Line, PAR, MR Lamps | 2029 | Economic | MW | Before Competition Groups | 100.218 | 0 | 0 | 1349.0681 | 0.074287 | 3 | Residential_2029_Economic_MW_Before Competition Groups_3 | Energy Star A Line, PAR, MR Lamps | 7.429% | 0 | 100.218 | Residential_2029_Economic_MW_Before Competition Groups_Energy Star A Line, PAR, MR Lamps
Residential | Res ¦ Energy Star LED Bulbs General Purpose LEDs | 2029 | Economic | MW | Before Competition Groups | 98.9394 | 0 | 0 | 1349.0681 | 0.073339 | 4 | Residential_2029_Economic_MW_Before Competition Groups_4 | Energy Star LED Bulbs General Purpose LEDs | 7.334% | 0 | 98.9394 | Residential_2029_Economic_MW_Before Competition Groups_Energy Star LED Bulbs General Purpose LEDs
Residential | Res ¦ Energy Star LED Specialty Bulbs | 2029 | Economic | MW | Before Competition Groups | 90.4723 | 0 | 0 | 1349.0681 | 0.067063 | 5 | Residential_2029_Economic_MW_Before Competition Groups_5 | Energy Star LED Specialty Bulbs | 6.706% | 0 | 90.4723 | Residential_2029_Economic_MW_Before Competition Groups_Energy Star LED Specialty Bulbs
Residential | Res ¦ Energy Star Air Source Heat Pump | 2029 | Economic | MW | Before Competition Groups | 86.8544 | 0 | 0 | 1349.0681 | 0.064381 | 6 | Residential_2029_Economic_MW_Before Competition Groups_6 | Energy Star Air Source Heat Pump | 6.438% | 0 | 86.8544 | Residential_2029_Economic_MW_Before Competition Groups_Energy Star Air Source Heat Pump
Residential | Res ¦ Building Recommissioning, Operations and Maintenance (O&M) Improvements | 2029 | Economic | MW | Before Competition Groups | 82.727 | 0 | 0 | 1349.0681 | 0.061322 | 7 | Residential_2029_Economic_MW_Before Competition Groups_7 | Building Recommissioning, Operations and Maintenance (O&M) Improvements | 6.132% | 0 | 82.727 | Residential_2029_Economic_MW_Before Competition Groups_Building Recommissioning, Operations and Maintenance (O&M) Improvements
Residential | Res ¦ Basement Wall Insulation | 2029 | Economic | MW | Before Competition Groups | 76.3038 | 0 | 0 | 1349.0681 | 0.05656 | 8 | Residential_2029_Economic_MW_Before Competition Groups_8 | Basement Wall Insulation | 5.656% | 0 | 76.3038 | Residential_2029_Economic_MW_Before Competition Groups_Basement Wall Insulation
Residential | Res ¦ Energy Star Clothes Washer | 2029 | Economic | MW | Before Competition Groups | 72.8094 | 0 | 0 | 1349.0681 | 0.05397 | 9 | Residential_2029_Economic_MW_Before Competition Groups_9 | Energy Star Clothes Washer | 5.397% | 0 | 72.8094 | Residential_2029_Economic_MW_Before Competition Groups_Energy Star Clothes Washer
Residential | Res ¦ Variable Speed Pool Pump Motor | 2029 | Economic | MW | Before Competition Groups | 59.0911 | 0 | 0 | 1349.0681 | 0.043801 | 10 | Residential_2029_Economic_MW_Before Competition Groups_10 | Variable Speed Pool Pump Motor | 4.38% | 0 | 59.0911 | Residential_2029_Economic_MW_Before Competition Groups_Variable Speed Pool Pump Motor
Residential | Res ¦ Energy Star Room Air Conditioner | 2029 | Economic | MW | Before Competition Groups | 59.0073 | 0 | 0 | 1349.0681 | 0.043739 | 11 | Residential_2029_Economic_MW_Before Competition Groups_11 | Energy Star Room Air Conditioner | 4.374% | 0 | 59.0073 | Residential_2029_Economic_MW_Before Competition Groups_Energy Star Room Air Conditioner
Residential | Res ¦ Attic Insulation | 2029 | Economic | MW | Before Competition Groups | 58.8635 | 0 | 0 | 1349.0681 | 0.043633 | 12 | Residential_2029_Economic_MW_Before Competition Groups_12 | Attic Insulation | 4.363% | 0 | 58.8635 | Residential_2029_Economic_MW_Before Competition Groups_Attic Insulation
Residential | Res ¦ Energy Star Clothes Dryer | 2029 | Economic | MW | Before Competition Groups | 27.162 | 0 | 0 | 1349.0681 | 0.020134 | 13 | Residential_2029_Economic_MW_Before Competition Groups_13 | Energy Star Clothes Dryer | 2.013% | 0 | 27.162 | Residential_2029_Economic_MW_Before Competition Groups_Energy Star Clothes Dryer
Residential | Res ¦ Air Sealing | 2029 | Economic | MW | Before Competition Groups | 16.2307 | 0 | 0 | 1349.0681 | 0.012031 | 14 | Residential_2029_Economic_MW_Before Competition Groups_14 | Air Sealing | 1.203% | 0 | 16.2307 | Residential_2029_Economic_MW_Before Competition Groups_Air Sealing
Residential | Res ¦ Duct Insulation | 2029 | Economic | MW | Before Competition Groups | 15.7666 | 0 | 0 | 1349.0681 | 0.011687 | 15 | Residential_2029_Economic_MW_Before Competition Groups_15 | Duct Insulation | 1.169% | 0 | 15.7666 | Residential_2029_Economic_MW_Before Competition Groups_Duct Insulation
Residential | Res ¦ Floor Insulation | 2029 | Economic | MW | Before Competition Groups | 15.4273 | 0 | 0 | 1349.0681 | 0.011435 | 16 | Residential_2029_Economic_MW_Before Competition Groups_16 | Floor Insulation | 1.144% | 0 | 15.4273 | Residential_2029_Economic_MW_Before Competition Groups_Floor Insulation
Residential | Res ¦ Energy Star Torchiere | 2029 | Economic | MW | Before Competition Groups | 13.5851 | 0 | 0 | 1349.0681 | 0.01007 | 17 | Residential_2029_Economic_MW_Before Competition Groups_17 | Energy Star Torchiere | 1.007% | 0 | 13.5851 | Residential_2029_Economic_MW_Before Competition Groups_Energy Star Torchiere
Residential | Res ¦ Advanced BAS/Controllers | 2029 | Economic | MW | Before Competition Groups | 12.1081 | 0 | 0 | 1349.0681 | 0.0089751 | 18 | Residential_2029_Economic_MW_Before Competition Groups_18 | Advanced BAS/Controllers | 0.8975% | 0 | 12.1081 | Residential_2029_Economic_MW_Before Competition Groups_Advanced BAS/Controllers
Residential | Res ¦ Clothes Drying Racks | 2029 | Economic | MW | Before Competition Groups | 11.2047 | 0 | 0 | 1349.0681 | 0.0083055 | 19 | Residential_2029_Economic_MW_Before Competition Groups_19 | Clothes Drying Racks | 0.8306% | 0 | 11.2047 | Residential_2029_Economic_MW_Before Competition Groups_Clothes Drying Racks
Residential | Res ¦ Refrigerator Recycling | 2029 | Economic | MW | Before Competition Groups | 9.4953 | 0 | 0 | 1349.0681 | 0.0070384 | 20 | Residential_2029_Economic_MW_Before Competition Groups_20 | Refrigerator Recycling | 0.7038% | 0 | 9.4953 | Residential_2029_Economic_MW_Before Competition Groups_Refrigerator Recycling
Residential | Res ¦ Home Energy Reports | 2029 | Economic | MW | Before Competition Groups | 9.2957 | 0 | 0 | 1349.0681 | 0.0068905 | 21 | Residential_2029_Economic_MW_Before Competition Groups_21 | Home Energy Reports | 0.689% | 0 | 9.2957 | Residential_2029_Economic_MW_Before Competition Groups_Home Energy Reports
Residential | Res ¦ Occupancy Sensors MF | 2029 | Economic | MW | Before Competition Groups | 9.2143 | 0 | 0 | 1349.0681 | 0.0068301 | 22 | Residential_2029_Economic_MW_Before Competition Groups_22 | Occupancy Sensors MF | 0.683% | 0 | 9.2143 | Residential_2029_Economic_MW_Before Competition Groups_Occupancy Sensors MF
Residential | Res ¦ Freezer Recycling | 2029 | Economic | MW | Before Competition Groups | 8.8456 | 0 | 0 | 1349.0681 | 0.0065569 | 23 | Residential_2029_Economic_MW_Before Competition Groups_23 | Freezer Recycling | 0.6557% | 0 | 8.8456 | Residential_2029_Economic_MW_Before Competition Groups_Freezer Recycling
Residential | Res ¦ High Efficiency Chiller (avg of water and air cooled) | 2029 | Economic | MW | Before Competition Groups | 8.4263 | 0 | 0 | 1349.0681 | 0.006246 | 24 | Residential_2029_Economic_MW_Before Competition Groups_24 | High Efficiency Chiller (avg of water and air cooled) | 0.6246% | 0 | 8.4263 | Residential_2029_Economic_MW_Before Competition Groups_High Efficiency Chiller (avg of water and air cooled)
Residential | Res ¦ Energy Star Dehumidifier | 2029 | Economic | MW | Before Competition Groups | 8.3612 | 0 | 0 | 1349.0681 | 0.0061977 | 25 | Residential_2029_Economic_MW_Before Competition Groups_25 | Energy Star Dehumidifier | 0.6198% | 0 | 8.3612 | Residential_2029_Economic_MW_Before Competition Groups_Energy Star Dehumidifier
Residential | Res ¦ Duct Insulation MF | 2029 | Economic | MW | Before Competition Groups | 5.9497 | 0 | 0 | 1349.0681 | 0.0044103 | 26 | Residential_2029_Economic_MW_Before Competition Groups_26 | Duct Insulation MF | 0.441% | 0 | 5.9497 | Residential_2029_Economic_MW_Before Competition Groups_Duct Insulation MF
Residential | Res ¦ Energy Star Light Fixture | 2029 | Economic | MW | Before Competition Groups | 5.9266 | 0 | 0 | 1349.0681 | 0.0043931 | 27 | Residential_2029_Economic_MW_Before Competition Groups_27 | Energy Star Light Fixture | 0.4393% | 0 | 5.9266 | Residential_2029_Economic_MW_Before Competition Groups_Energy Star Light Fixture
Residential | Res ¦ Minimize Hot and Warm Clothes Wash | 2029 | Economic | MW | Before Competition Groups | 4.6934 | 0 | 0 | 1349.0681 | 0.003479 | 28 | Residential_2029_Economic_MW_Before Competition Groups_28 | Minimize Hot and Warm Clothes Wash | 0.3479% | 0 | 4.6934 | Residential_2029_Economic_MW_Before Competition Groups_Minimize Hot and Warm Clothes Wash
Residential | Res ¦ Energy Star Freezer | 2029 | Economic | MW | Before Competition Groups | 4.6802 | 0 | 0 | 1349.0681 | 0.0034692 | 29 | Residential_2029_Economic_MW_Before Competition Groups_29 | Energy Star Freezer | 0.3469% | 0 | 4.6802 | Residential_2029_Economic_MW_Before Competition Groups_Energy Star Freezer
Residential | Res ¦ Heat Recovery Ventilator | 2029 | Economic | MW | Before Competition Groups | 3.8131 | 0 | 0 | 1349.0681 | 0.0028265 | 30 | Residential_2029_Economic_MW_Before Competition Groups_30 | Heat Recovery Ventilator | 0.2826% | 0 | 3.8131 | Residential_2029_Economic_MW_Before Competition Groups_Heat Recovery Ventilator
Residential | Res ¦ LED Tube Re-Lamp | 2029 | Economic | MW | Before Competition Groups | 3.5491 | 0 | 0 | 1349.0681 | 0.0026308 | 31 | Residential_2029_Economic_MW_Before Competition Groups_31 | LED Tube Re-Lamp | 0.2631% | 0 | 3.5491 | Residential_2029_Economic_MW_Before Competition Groups_LED Tube Re-Lamp
Residential | Res ¦ Outside Air Economizer | 2029 | Economic | MW | Before Competition Groups | 3.182 | 0 | 0 | 1349.0681 | 0.0023587 | 32 | Residential_2029_Economic_MW_Before Competition Groups_32 | Outside Air Economizer | 0.2359% | 0 | 3.182 | Residential_2029_Economic_MW_Before Competition Groups_Outside Air Economizer
Residential | Res ¦ Demand Control Ventilation | 2029 | Economic | MW | Before Competition Groups | 2.128 | 0 | 0 | 1349.0681 | 0.0015774 | 33 | Residential_2029_Economic_MW_Before Competition Groups_33 | Demand Control Ventilation | 0.1577% | 0 | 2.128 | Residential_2029_Economic_MW_Before Competition Groups_Demand Control Ventilation
Residential | Res ¦ Furnace Whistle | 2029 | Economic | MW | Before Competition Groups | 2.0449 | 0 | 0 | 1349.0681 | 0.0015158 | 34 | Residential_2029_Economic_MW_Before Competition Groups_34 | Furnace Whistle | 0.1516% | 0 | 2.0449 | Residential_2029_Economic_MW_Before Competition Groups_Furnace Whistle
Residential | Res ¦ CO Sensors for parking garage exhaust fans | 2029 | Economic | MW | Before Competition Groups | 2.0076 | 0 | 0 | 1349.0681 | 0.0014881 | 35 | Residential_2029_Economic_MW_Before Competition Groups_35 | CO Sensors for parking garage exhaust fans | 0.1488% | 0 | 2.0076 | Residential_2029_Economic_MW_Before Competition Groups_CO Sensors for parking garage exhaust fans
Residential | Res ¦ ENERGY STAR LED LAMPS (REFLECTOR LAMPs/MR16/PAR 16) | 2029 | Economic | MW | Before Competition Groups | 1.9068 | 0 | 0 | 1349.0681 | 0.0014134 | 36 | Residential_2029_Economic_MW_Before Competition Groups_36 | ENERGY STAR LED LAMPS (REFLECTOR LAMPs/MR16/PAR 16) | 0.1413% | 0 | 1.9068 | Residential_2029_Economic_MW_Before Competition Groups_ENERGY STAR LED LAMPS (REFLECTOR LAMPs/MR16/PAR 16)
Residential | Res ¦ Tankless Water Heater | 2029 | Economic | MW | Before Competition Groups | 1.7568 | 0 | 0 | 1349.0681 | 0.0013022 | 37 | Residential_2029_Economic_MW_Before Competition Groups_37 | Tankless Water Heater | 0.1302% | 0 | 1.7568 | Residential_2029_Economic_MW_Before Competition Groups_Tankless Water Heater
Residential | Res ¦ Comprehensive Draft Proofing | 2029 | Economic | MW | Before Competition Groups | 1.7376 | 0 | 0 | 1349.0681 | 0.001288 | 38 | Residential_2029_Economic_MW_Before Competition Groups_38 | Comprehensive Draft Proofing | 0.1288% | 0 | 1.7376 | Residential_2029_Economic_MW_Before Competition Groups_Comprehensive Draft Proofing
Residential | Res ¦ Variable Frequency Drive (VFD) | 2029 | Economic | MW | Before Competition Groups | 1.6854 | 0 | 0 | 1349.0681 | 0.0012493 | 39 | Residential_2029_Economic_MW_Before Competition Groups_39 | Variable Frequency Drive (VFD) | 0.1249% | 0 | 1.6854 | Residential_2029_Economic_MW_Before Competition Groups_Variable Frequency Drive (VFD)
Residential | Res ¦ Condensing Make Up Air Unit | 2029 | Economic | MW | Before Competition Groups | 1.5325 | 0 | 0 | 1349.0681 | 0.001136 | 40 | Residential_2029_Economic_MW_Before Competition Groups_40 | Condensing Make Up Air Unit | 0.1136% | 0 | 1.5325 | Residential_2029_Economic_MW_Before Competition Groups_Condensing Make Up Air Unit
Residential | Res ¦ Water Heater Temperature Setback | 2029 | Economic | MW | Before Competition Groups | 1.0659 | 0 | 0 | 1349.0681 | 0.00079011 | 41 | Residential_2029_Economic_MW_Before Competition Groups_41 | Water Heater Temperature Setback | 0.07901% | 0 | 1.0659 | Residential_2029_Economic_MW_Before Competition Groups_Water Heater Temperature Setback
Residential | Res ¦ LED Parking Lot Fixture | 2029 | Economic | MW | Before Competition Groups | 0.86712 | 0 | 0 | 1349.0681 | 0.00064275 | 42 | Residential_2029_Economic_MW_Before Competition Groups_42 | LED Parking Lot Fixture | 0.06428% | 0 | 0.86712 | Residential_2029_Economic_MW_Before Competition Groups_LED Parking Lot Fixture
Residential | Res ¦ VFD on Pumps | 2029 | Economic | MW | Before Competition Groups | 0.51827 | 0 | 0 | 1349.0681 | 0.00038417 | 43 | Residential_2029_Economic_MW_Before Competition Groups_43 | VFD on Pumps | 0.03842% | 0 | 0.51827 | Residential_2029_Economic_MW_Before Competition Groups_VFD on Pumps
Residential | Res ¦ ENERGY STAR LED Lamps (General Service Lamps) | 2029 | Economic | MW | Before Competition Groups | 0.44211 | 0 | 0 | 1349.0681 | 0.00032772 | 44 | Residential_2029_Economic_MW_Before Competition Groups_44 | ENERGY STAR LED Lamps (General Service Lamps) | 0.03277% | 0 | 0.44211 | Residential_2029_Economic_MW_Before Competition Groups_ENERGY STAR LED Lamps (General Service Lamps)
Residential | Res ¦ LED Exterior Area Lights - LED Fixture (200W) | 2029 | Economic | MW | Before Competition Groups | 0.40383 | 0 | 0 | 1349.0681 | 0.00029934 | 45 | Residential_2029_Economic_MW_Before Competition Groups_45 | LED Exterior Area Lights - LED Fixture (200W) | 0.02993% | 0 | 0.40383 | Residential_2029_Economic_MW_Before Competition Groups_LED Exterior Area Lights - LED Fixture (200W)
Residential | Res ¦ ECM MOTORS FOR HVAC APPLICATION (FAN-POWERED VAV BOX) | 2029 | Economic | MW | Before Competition Groups | 0.33353 | 0 | 0 | 1349.0681 | 0.00024723 | 46 | Residential_2029_Economic_MW_Before Competition Groups_46 | ECM MOTORS FOR HVAC APPLICATION (FAN-POWERED VAV BOX) | 0.02472% | 0 | 0.33353 | Residential_2029_Economic_MW_Before Competition Groups_ECM MOTORS FOR HVAC APPLICATION (FAN-POWERED VAV BOX)
Residential | Res ¦ Beverage Vending Machine Controls | 2029 | Economic | MW | Before Competition Groups | 0.23943 | 0 | 0 | 1349.0681 | 0.00017748 | 47 | Residential_2029_Economic_MW_Before Competition Groups_47 | Beverage Vending Machine Controls | 0.01775% | 0 | 0.23943 | Residential_2029_Economic_MW_Before Competition Groups_Beverage Vending Machine Controls
Residential | Res ¦ Wall Insulation | 2029 | Economic | MW | Before Competition Groups | 0.22176 | 0 | 0 | 1349.0681 | 0.00016438 | 48 | Residential_2029_Economic_MW_Before Competition Groups_48 | Wall Insulation | 0.01644% | 0 | 0.22176 | Residential_2029_Economic_MW_Before Competition Groups_Wall Insulation
Residential | Res ¦ Chilled Water Optimization | 2029 | Economic | MW | Before Competition Groups | 0.21412 | 0 | 0 | 1349.0681 | 0.00015872 | 49 | Residential_2029_Economic_MW_Before Competition Groups_49 | Chilled Water Optimization | 0.01587% | 0 | 0.21412 | Residential_2029_Economic_MW_Before Competition Groups_Chilled Water Optimization
Residential | Res ¦ LED High Bay Fixture | 2029 | Economic | MW | Before Competition Groups | 0.023254 | 0 | 0 | 1349.0681 | 1.7237e-05 | 50 | Residential_2029_Economic_MW_Before Competition Groups_50 | LED High Bay Fixture | 0.001724% | 0 | 0.023254 | Residential_2029_Economic_MW_Before Competition Groups_LED High Bay Fixture
Residential | Res ¦ Wall Insulation MF | 2029 | Economic | MW | Before Competition Groups | 0.01344 | 0 | 0 | 1349.0681 | 9.9624e-06 | 51 | Residential_2029_Economic_MW_Before Competition Groups_51 | Wall Insulation MF | 0.0009962% | 0 | 0.01344 | Residential_2029_Economic_MW_Before Competition Groups_Wall Insulation MF
Residential | Res ¦ LED Downlight | 2029 | Economic | MW | Before Competition Groups | 0 | 0 | 0 | 1349.0681 | 0 | 52 | Residential_2029_Economic_MW_Before Competition Groups_52 | LED Downlight | 0% | 0 | 0 | Residential_2029_Economic_MW_Before Competition Groups_LED Downlight
Residential | Res ¦ Smart Burners | 2029 | Economic | MW | Before Competition Groups | 0 | 0 | 0 | 1349.0681 | 0 | 53 | Residential_2029_Economic_MW_Before Competition Groups_53 | Smart Burners | 0% | 0 | 0 | Residential_2029_Economic_MW_Before Competition Groups_Smart Burners
Residential | Res ¦ Smart Power Bar | 2029 | Economic | MW | Before Competition Groups | 0 | 0 | 0 | 1349.0681 | 0 | 54 | Residential_2029_Economic_MW_Before Competition Groups_54 | Smart Power Bar | 0% | 0 | 0 | Residential_2029_Economic_MW_Before Competition Groups_Smart Power Bar
Residential | Res ¦ Ductless Mini-Split Heat Pump | 2029 | SC A | MW | Before Competition Groups | 62.3836 | 0 | 0 | 324.8662 | 0.19203 | 1 | Residential_2029_SC A_MW_Before Competition Groups_1 | Ductless Mini-Split Heat Pump | 19.2% | 0 | 62.3836 | Residential_2029_SC A_MW_Before Competition Groups_Ductless Mini-Split Heat Pump
Residential | Res ¦ Building Recommissioning, Operations and Maintenance (O&M) Improvements | 2029 | SC A | MW | Before Competition Groups | 37.7691 | 0 | 0 | 324.8662 | 0.11626 | 2 | Residential_2029_SC A_MW_Before Competition Groups_2 | Building Recommissioning, Operations and Maintenance (O&M) Improvements | 11.63% | 0 | 37.7691 | Residential_2029_SC A_MW_Before Competition Groups_Building Recommissioning, Operations and Maintenance (O&M) Improvements
Residential | Res ¦ Energy Star Clothes Washer | 2029 | SC A | MW | Before Competition Groups | 35.0944 | 0 | 0 | 324.8662 | 0.10803 | 3 | Residential_2029_SC A_MW_Before Competition Groups_3 | Energy Star Clothes Washer | 10.8% | 0 | 35.0944 | Residential_2029_SC A_MW_Before Competition Groups_Energy Star Clothes Washer
Residential | Res ¦ Energy Star LED Specialty Bulbs | 2029 | SC A | MW | Before Competition Groups | 26.9921 | 0 | 0 | 324.8662 | 0.083087 | 4 | Residential_2029_SC A_MW_Before Competition Groups_4 | Energy Star LED Specialty Bulbs | 8.309% | 0 | 26.9921 | Residential_2029_SC A_MW_Before Competition Groups_Energy Star LED Specialty Bulbs
Residential | Res ¦ Adaptive Thermostat | 2029 | SC A | MW | Before Competition Groups | 22.6015 | 0 | 0 | 324.8662 | 0.069572 | 5 | Residential_2029_SC A_MW_Before Competition Groups_5 | Adaptive Thermostat | 6.957% | 0 | 22.6015 | Residential_2029_SC A_MW_Before Competition Groups_Adaptive Thermostat
Residential | Res ¦ Variable Speed Pool Pump Motor | 2029 | SC A | MW | Before Competition Groups | 18.9858 | 0 | 0 | 324.8662 | 0.058442 | 6 | Residential_2029_SC A_MW_Before Competition Groups_6 | Variable Speed Pool Pump Motor | 5.844% | 0 | 18.9858 | Residential_2029_SC A_MW_Before Competition Groups_Variable Speed Pool Pump Motor
Residential | Res ¦ Basement Wall Insulation | 2029 | SC A | MW | Before Competition Groups | 14.9756 | 0 | 0 | 324.8662 | 0.046098 | 7 | Residential_2029_SC A_MW_Before Competition Groups_7 | Basement Wall Insulation | 4.61% | 0 | 14.9756 | Residential_2029_SC A_MW_Before Competition Groups_Basement Wall Insulation
Residential | Res ¦ Energy Star Air Source Heat Pump | 2029 | SC A | MW | Before Competition Groups | 14.1654 | 0 | 0 | 324.8662 | 0.043604 | 8 | Residential_2029_SC A_MW_Before Competition Groups_8 | Energy Star Air Source Heat Pump | 4.36% | 0 | 14.1654 | Residential_2029_SC A_MW_Before Competition Groups_Energy Star Air Source Heat Pump
Residential | Res ¦ Energy Star A Line, PAR, MR Lamps | 2029 | SC A | MW | Before Competition Groups | 11.2909 | 0 | 0 | 324.8662 | 0.034756 | 9 | Residential_2029_SC A_MW_Before Competition Groups_9 | Energy Star A Line, PAR, MR Lamps | 3.476% | 0 | 11.2909 | Residential_2029_SC A_MW_Before Competition Groups_Energy Star A Line, PAR, MR Lamps
Residential | Res ¦ Energy Star Room Air Conditioner | 2029 | SC A | MW | Before Competition Groups | 10.4214 | 0 | 0 | 324.8662 | 0.032079 | 10 | Residential_2029_SC A_MW_Before Competition Groups_10 | Energy Star Room Air Conditioner | 3.208% | 0 | 10.4214 | Residential_2029_SC A_MW_Before Competition Groups_Energy Star Room Air Conditioner
Residential | Res ¦ Energy Star LED Bulbs General Purpose LEDs | 2029 | SC A | MW | Before Competition Groups | 7.5644 | 0 | 0 | 324.8662 | 0.023285 | 11 | Residential_2029_SC A_MW_Before Competition Groups_11 | Energy Star LED Bulbs General Purpose LEDs | 2.328% | 0 | 7.5644 | Residential_2029_SC A_MW_Before Competition Groups_Energy Star LED Bulbs General Purpose LEDs
Residential | Res ¦ High Efficiency Chiller (avg of water and air cooled) | 2029 | SC A | MW | Before Competition Groups | 7.3087 | 0 | 0 | 324.8662 | 0.022497 | 12 | Residential_2029_SC A_MW_Before Competition Groups_12 | High Efficiency Chiller (avg of water and air cooled) | 2.25% | 0 | 7.3087 | Residential_2029_SC A_MW_Before Competition Groups_High Efficiency Chiller (avg of water and air cooled)
Residential | Res ¦ Energy Star Clothes Dryer | 2029 | SC A | MW | Before Competition Groups | 5.915 | 0 | 0 | 324.8662 | 0.018207 | 13 | Residential_2029_SC A_MW_Before Competition Groups_13 | Energy Star Clothes Dryer | 1.821% | 0 | 5.915 | Residential_2029_SC A_MW_Before Competition Groups_Energy Star Clothes Dryer
Residential | Res ¦ Energy Star Torchiere | 2029 | SC A | MW | Before Competition Groups | 5.013 | 0 | 0 | 324.8662 | 0.015431 | 14 | Residential_2029_SC A_MW_Before Competition Groups_14 | Energy Star Torchiere | 1.543% | 0 | 5.013 | Residential_2029_SC A_MW_Before Competition Groups_Energy Star Torchiere
Residential | Res ¦ Attic Insulation | 2029 | SC A | MW | Before Competition Groups | 4.8493 | 0 | 0 | 324.8662 | 0.014927 | 15 | Residential_2029_SC A_MW_Before Competition Groups_15 | Attic Insulation | 1.493% | 0 | 4.8493 | Residential_2029_SC A_MW_Before Competition Groups_Attic Insulation
Residential | Res ¦ Occupancy Sensors MF | 2029 | SC A | MW | Before Competition Groups | 4.8098 | 0 | 0 | 324.8662 | 0.014806 | 16 | Residential_2029_SC A_MW_Before Competition Groups_16 | Occupancy Sensors MF | 1.481% | 0 | 4.8098 | Residential_2029_SC A_MW_Before Competition Groups_Occupancy Sensors MF
Residential | Res ¦ Home Energy Reports | 2029 | SC A | MW | Before Competition Groups | 4.804 | 0 | 0 | 324.8662 | 0.014788 | 17 | Residential_2029_SC A_MW_Before Competition Groups_17 | Home Energy Reports | 1.479% | 0 | 4.804 | Residential_2029_SC A_MW_Before Competition Groups_Home Energy Reports
Residential | Res ¦ Advanced BAS/Controllers | 2029 | SC A | MW | Before Competition Groups | 3.5857 | 0 | 0 | 324.8662 | 0.011037 | 18 | Residential_2029_SC A_MW_Before Competition Groups_18 | Advanced BAS/Controllers | 1.104% | 0 | 3.5857 | Residential_2029_SC A_MW_Before Competition Groups_Advanced BAS/Controllers
Residential | Res ¦ Refrigerator Recycling | 2029 | SC A | MW | Before Competition Groups | 3.0854 | 0 | 0 | 324.8662 | 0.0094973 | 19 | Residential_2029_SC A_MW_Before Competition Groups_19 | Refrigerator Recycling | 0.9497% | 0 | 3.0854 | Residential_2029_SC A_MW_Before Competition Groups_Refrigerator Recycling
Residential | Res ¦ LED Tube Re-Lamp | 2029 | SC A | MW | Before Competition Groups | 3.0467 | 0 | 0 | 324.8662 | 0.0093782 | 20 | Residential_2029_SC A_MW_Before Competition Groups_20 | LED Tube Re-Lamp | 0.9378% | 0 | 3.0467 | Residential_2029_SC A_MW_Before Competition Groups_LED Tube Re-Lamp
Residential | Res ¦ Minimize Hot and Warm Clothes Wash | 2029 | SC A | MW | Before Competition Groups | 2.2366 | 0 | 0 | 324.8662 | 0.0068848 | 21 | Residential_2029_SC A_MW_Before Competition Groups_21 | Minimize Hot and Warm Clothes Wash | 0.6885% | 0 | 2.2366 | Residential_2029_SC A_MW_Before Competition Groups_Minimize Hot and Warm Clothes Wash
Residential | Res ¦ Energy Star Freezer | 2029 | SC A | MW | Before Competition Groups | 2.0989 | 0 | 0 | 324.8662 | 0.0064609 | 22 | Residential_2029_SC A_MW_Before Competition Groups_22 | Energy Star Freezer | 0.6461% | 0 | 2.0989 | Residential_2029_SC A_MW_Before Competition Groups_Energy Star Freezer
Residential | Res ¦ Energy Star Light Fixture | 2029 | SC A | MW | Before Competition Groups | 2.0141 | 0 | 0 | 324.8662 | 0.0061997 | 23 | Residential_2029_SC A_MW_Before Competition Groups_23 | Energy Star Light Fixture | 0.62% | 0 | 2.0141 | Residential_2029_SC A_MW_Before Competition Groups_Energy Star Light Fixture
Residential | Res ¦ Outside Air Economizer | 2029 | SC A | MW | Before Competition Groups | 1.9159 | 0 | 0 | 324.8662 | 0.0058974 | 24 | Residential_2029_SC A_MW_Before Competition Groups_24 | Outside Air Economizer | 0.5897% | 0 | 1.9159 | Residential_2029_SC A_MW_Before Competition Groups_Outside Air Economizer
Residential | Res ¦ ENERGY STAR LED LAMPS (REFLECTOR LAMPs/MR16/PAR 16) | 2029 | SC A | MW | Before Competition Groups | 1.8695 | 0 | 0 | 324.8662 | 0.0057546 | 25 | Residential_2029_SC A_MW_Before Competition Groups_25 | ENERGY STAR LED LAMPS (REFLECTOR LAMPs/MR16/PAR 16) | 0.5755% | 0 | 1.8695 | Residential_2029_SC A_MW_Before Competition Groups_ENERGY STAR LED LAMPS (REFLECTOR LAMPs/MR16/PAR 16)
Residential | Res ¦ Air Sealing | 2029 | SC A | MW | Before Competition Groups | 1.7668 | 0 | 0 | 324.8662 | 0.0054387 | 26 | Residential_2029_SC A_MW_Before Competition Groups_26 | Air Sealing | 0.5439% | 0 | 1.7668 | Residential_2029_SC A_MW_Before Competition Groups_Air Sealing
Residential | Res ¦ Furnace Whistle | 2029 | SC A | MW | Before Competition Groups | 0.93423 | 0 | 0 | 324.8662 | 0.0028757 | 27 | Residential_2029_SC A_MW_Before Competition Groups_27 | Furnace Whistle | 0.2876% | 0 | 0.93423 | Residential_2029_SC A_MW_Before Competition Groups_Furnace Whistle
Residential | Res ¦ Variable Frequency Drive (VFD) | 2029 | SC A | MW | Before Competition Groups | 0.76999 | 0 | 0 | 324.8662 | 0.0023702 | 28 | Residential_2029_SC A_MW_Before Competition Groups_28 | Variable Frequency Drive (VFD) | 0.237% | 0 | 0.76999 | Residential_2029_SC A_MW_Before Competition Groups_Variable Frequency Drive (VFD)
Residential | Res ¦ LED Parking Lot Fixture | 2029 | SC A | MW | Before Competition Groups | 0.76178 | 0 | 0 | 324.8662 | 0.0023449 | 29 | Residential_2029_SC A_MW_Before Competition Groups_29 | LED Parking Lot Fixture | 0.2345% | 0 | 0.76178 | Residential_2029_SC A_MW_Before Competition Groups_LED Parking Lot Fixture
Residential | Res ¦ Comprehensive Draft Proofing | 2029 | SC A | MW | Before Competition Groups | 0.75285 | 0 | 0 | 324.8662 | 0.0023174 | 30 | Residential_2029_SC A_MW_Before Competition Groups_30 | Comprehensive Draft Proofing | 0.2317% | 0 | 0.75285 | Residential_2029_SC A_MW_Before Competition Groups_Comprehensive Draft Proofing
Residential | Res ¦ CO Sensors for parking garage exhaust fans | 2029 | SC A | MW | Before Competition Groups | 0.61014 | 0 | 0 | 324.8662 | 0.0018781 | 31 | Residential_2029_SC A_MW_Before Competition Groups_31 | CO Sensors for parking garage exhaust fans | 0.1878% | 0 | 0.61014 | Residential_2029_SC A_MW_Before Competition Groups_CO Sensors for parking garage exhaust fans
Residential | Res ¦ Energy Star Dehumidifier | 2029 | SC A | MW | Before Competition Groups | 0.56419 | 0 | 0 | 324.8662 | 0.0017367 | 32 | Residential_2029_SC A_MW_Before Competition Groups_32 | Energy Star Dehumidifier | 0.1737% | 0 | 0.56419 | Residential_2029_SC A_MW_Before Competition Groups_Energy Star Dehumidifier
Residential | Res ¦ Demand Control Ventilation | 2029 | SC A | MW | Before Competition Groups | 0.50386 | 0 | 0 | 324.8662 | 0.001551 | 33 | Residential_2029_SC A_MW_Before Competition Groups_33 | Demand Control Ventilation | 0.1551% | 0 | 0.50386 | Residential_2029_SC A_MW_Before Competition Groups_Demand Control Ventilation
Residential | Res ¦ Water Heater Temperature Setback | 2029 | SC A | MW | Before Competition Groups | 0.48359 | 0 | 0 | 324.8662 | 0.0014886 | 34 | Residential_2029_SC A_MW_Before Competition Groups_34 | Water Heater Temperature Setback | 0.1489% | 0 | 0.48359 | Residential_2029_SC A_MW_Before Competition Groups_Water Heater Temperature Setback
Residential | Res ¦ ENERGY STAR LED Lamps (General Service Lamps) | 2029 | SC A | MW | Before Competition Groups | 0.41898 | 0 | 0 | 324.8662 | 0.0012897 | 35 | Residential_2029_SC A_MW_Before Competition Groups_35 | ENERGY STAR LED Lamps (General Service Lamps) | 0.129% | 0 | 0.41898 | Residential_2029_SC A_MW_Before Competition Groups_ENERGY STAR LED Lamps (General Service Lamps)
Residential | Res ¦ LED Exterior Area Lights - LED Fixture (200W) | 2029 | SC A | MW | Before Competition Groups | 0.3758 | 0 | 0 | 324.8662 | 0.0011568 | 36 | Residential_2029_SC A_MW_Before Competition Groups_36 | LED Exterior Area Lights - LED Fixture (200W) | 0.1157% | 0 | 0.3758 | Residential_2029_SC A_MW_Before Competition Groups_LED Exterior Area Lights - LED Fixture (200W)
Residential | Res ¦ Clothes Drying Racks | 2029 | SC A | MW | Before Competition Groups | 0.35019 | 0 | 0 | 324.8662 | 0.001078 | 37 | Residential_2029_SC A_MW_Before Competition Groups_37 | Clothes Drying Racks | 0.1078% | 0 | 0.35019 | Residential_2029_SC A_MW_Before Competition Groups_Clothes Drying Racks
Residential | Res ¦ Floor Insulation | 2029 | SC A | MW | Before Competition Groups | 0.34911 | 0 | 0 | 324.8662 | 0.0010746 | 38 | Residential_2029_SC A_MW_Before Competition Groups_38 | Floor Insulation | 0.1075% | 0 | 0.34911 | Residential_2029_SC A_MW_Before Competition Groups_Floor Insulation
Residential | Res ¦ Tankless Water Heater | 2029 | SC A | MW | Before Competition Groups | 0.24564 | 0 | 0 | 324.8662 | 0.00075613 | 39 | Residential_2029_SC A_MW_Before Competition Groups_39 | Tankless Water Heater | 0.07561% | 0 | 0.24564 | Residential_2029_SC A_MW_Before Competition Groups_Tankless Water Heater
Residential | Res ¦ Condensing Make Up Air Unit | 2029 | SC A | MW | Before Competition Groups | 0.22389 | 0 | 0 | 324.8662 | 0.00068918 | 40 | Residential_2029_SC A_MW_Before Competition Groups_40 | Condensing Make Up Air Unit | 0.06892% | 0 | 0.22389 | Residential_2029_SC A_MW_Before Competition Groups_Condensing Make Up Air Unit
Residential | Res ¦ VFD on Pumps | 2029 | SC A | MW | Before Competition Groups | 0.22031 | 0 | 0 | 324.8662 | 0.00067814 | 41 | Residential_2029_SC A_MW_Before Competition Groups_41 | VFD on Pumps | 0.06781% | 0 | 0.22031 | Residential_2029_SC A_MW_Before Competition Groups_VFD on Pumps
Residential | Res ¦ Duct Insulation | 2029 | SC A | MW | Before Competition Groups | 0.20446 | 0 | 0 | 324.8662 | 0.00062937 | 42 | Residential_2029_SC A_MW_Before Competition Groups_42 | Duct Insulation | 0.06294% | 0 | 0.20446 | Residential_2029_SC A_MW_Before Competition Groups_Duct Insulation
Residential | Res ¦ ECM MOTORS FOR HVAC APPLICATION (FAN-POWERED VAV BOX) | 2029 | SC A | MW | Before Competition Groups | 0.12935 | 0 | 0 | 324.8662 | 0.00039818 | 43 | Residential_2029_SC A_MW_Before Competition Groups_43 | ECM MOTORS FOR HVAC APPLICATION (FAN-POWERED VAV BOX) | 0.03982% | 0 | 0.12935 | Residential_2029_SC A_MW_Before Competition Groups_ECM MOTORS FOR HVAC APPLICATION (FAN-POWERED VAV BOX)
Residential | Res ¦ Duct Insulation MF | 2029 | SC A | MW | Before Competition Groups | 0.12067 | 0 | 0 | 324.8662 | 0.00037143 | 44 | Residential_2029_SC A_MW_Before Competition Groups_44 | Duct Insulation MF | 0.03714% | 0 | 0.12067 | Residential_2029_SC A_MW_Before Competition Groups_Duct Insulation MF
Residential | Res ¦ Heat Recovery Ventilator | 2029 | SC A | MW | Before Competition Groups | 0.105 | 0 | 0 | 324.8662 | 0.00032321 | 45 | Residential_2029_SC A_MW_Before Competition Groups_45 | Heat Recovery Ventilator | 0.03232% | 0 | 0.105 | Residential_2029_SC A_MW_Before Competition Groups_Heat Recovery Ventilator
Residential | Res ¦ Chilled Water Optimization | 2029 | SC A | MW | Before Competition Groups | 0.089227 | 0 | 0 | 324.8662 | 0.00027466 | 46 | Residential_2029_SC A_MW_Before Competition Groups_46 | Chilled Water Optimization | 0.02747% | 0 | 0.089227 | Residential_2029_SC A_MW_Before Competition Groups_Chilled Water Optimization
Residential | Res ¦ Beverage Vending Machine Controls | 2029 | SC A | MW | Before Competition Groups | 0.074071 | 0 | 0 | 324.8662 | 0.00022801 | 47 | Residential_2029_SC A_MW_Before Competition Groups_47 | Beverage Vending Machine Controls | 0.0228% | 0 | 0.074071 | Residential_2029_SC A_MW_Before Competition Groups_Beverage Vending Machine Controls
Residential | Res ¦ LED High Bay Fixture | 2029 | SC A | MW | Before Competition Groups | 0.010984 | 0 | 0 | 324.8662 | 3.3812e-05 | 48 | Residential_2029_SC A_MW_Before Competition Groups_48 | LED High Bay Fixture | 0.003381% | 0 | 0.010984 | Residential_2029_SC A_MW_Before Competition Groups_LED High Bay Fixture
Residential | Res ¦ Wall Insulation MF | 2029 | SC A | MW | Before Competition Groups | 0.0024545 | 0 | 0 | 324.8662 | 7.5555e-06 | 49 | Residential_2029_SC A_MW_Before Competition Groups_49 | Wall Insulation MF | 0.0007556% | 0 | 0.0024545 | Residential_2029_SC A_MW_Before Competition Groups_Wall Insulation MF
Residential | Res ¦ Wall Insulation | 2029 | SC A | MW | Before Competition Groups | 0.0016585 | 0 | 0 | 324.8662 | 5.1051e-06 | 50 | Residential_2029_SC A_MW_Before Competition Groups_50 | Wall Insulation | 0.0005105% | 0 | 0.0016585 | Residential_2029_SC A_MW_Before Competition Groups_Wall Insulation
Residential | Res ¦ Freezer Recycling | 2029 | SC A | MW | Before Competition Groups | 0.00028899 | 0 | 0 | 324.8662 | 8.8956e-07 | 51 | Residential_2029_SC A_MW_Before Competition Groups_51 | Freezer Recycling | 8.896e-05% | 0 | 0.00028899 | Residential_2029_SC A_MW_Before Competition Groups_Freezer Recycling
Residential | Res ¦ LED Downlight | 2029 | SC A | MW | Before Competition Groups | 0 | 0 | 0 | 324.8662 | 0 | 52 | Residential_2029_SC A_MW_Before Competition Groups_52 | LED Downlight | 0% | 0 | 0 | Residential_2029_SC A_MW_Before Competition Groups_LED Downlight
Residential | Res ¦ Smart Burners | 2029 | SC A | MW | Before Competition Groups | 0 | 0 | 0 | 324.8662 | 0 | 53 | Residential_2029_SC A_MW_Before Competition Groups_53 | Smart Burners | 0% | 0 | 0 | Residential_2029_SC A_MW_Before Competition Groups_Smart Burners
Residential | Res ¦ Smart Power Bar | 2029 | SC A | MW | Before Competition Groups | 0 | 0 | 0 | 324.8662 | 0 | 54 | Residential_2029_SC A_MW_Before Competition Groups_54 | Smart Power Bar | 0% | 0 | 0 | Residential_2029_SC A_MW_Before Competition Groups_Smart Power Bar
Residential | Res ¦ Ductless Mini-Split Heat Pump | 2029 | SC B | MW | Before Competition Groups | 81.7679 | 0 | 0 | 566.2177 | 0.14441 | 1 | Residential_2029_SC B_MW_Before Competition Groups_1 | Ductless Mini-Split Heat Pump | 14.44% | 0 | 81.7679 | Residential_2029_SC B_MW_Before Competition Groups_Ductless Mini-Split Heat Pump
Residential | Res ¦ Building Recommissioning, Operations and Maintenance (O&M) Improvements | 2029 | SC B | MW | Before Competition Groups | 74.8223 | 0 | 0 | 566.2177 | 0.13214 | 2 | Residential_2029_SC B_MW_Before Competition Groups_2 | Building Recommissioning, Operations and Maintenance (O&M) Improvements | 13.21% | 0 | 74.8223 | Residential_2029_SC B_MW_Before Competition Groups_Building Recommissioning, Operations and Maintenance (O&M) Improvements
Residential | Res ¦ Energy Star Clothes Washer | 2029 | SC B | MW | Before Competition Groups | 56.258 | 0 | 0 | 566.2177 | 0.099358 | 3 | Residential_2029_SC B_MW_Before Competition Groups_3 | Energy Star Clothes Washer | 9.936% | 0 | 56.258 | Residential_2029_SC B_MW_Before Competition Groups_Energy Star Clothes Washer
Residential | Res ¦ Adaptive Thermostat | 2029 | SC B | MW | Before Competition Groups | 54.2061 | 0 | 0 | 566.2177 | 0.095734 | 4 | Residential_2029_SC B_MW_Before Competition Groups_4 | Adaptive Thermostat | 9.573% | 0 | 54.2061 | Residential_2029_SC B_MW_Before Competition Groups_Adaptive Thermostat
Residential | Res ¦ Variable Speed Pool Pump Motor | 2029 | SC B | MW | Before Competition Groups | 53.4423 | 0 | 0 | 566.2177 | 0.094385 | 5 | Residential_2029_SC B_MW_Before Competition Groups_5 | Variable Speed Pool Pump Motor | 9.438% | 0 | 53.4423 | Residential_2029_SC B_MW_Before Competition Groups_Variable Speed Pool Pump Motor
Residential | Res ¦ Energy Star Air Source Heat Pump | 2029 | SC B | MW | Before Competition Groups | 22.804 | 0 | 0 | 566.2177 | 0.040274 | 6 | Residential_2029_SC B_MW_Before Competition Groups_6 | Energy Star Air Source Heat Pump | 4.027% | 0 | 22.804 | Residential_2029_SC B_MW_Before Competition Groups_Energy Star Air Source Heat Pump
Residential | Res ¦ Energy Star Room Air Conditioner | 2029 | SC B | MW | Before Competition Groups | 20.656 | 0 | 0 | 566.2177 | 0.036481 | 7 | Residential_2029_SC B_MW_Before Competition Groups_7 | Energy Star Room Air Conditioner | 3.648% | 0 | 20.656 | Residential_2029_SC B_MW_Before Competition Groups_Energy Star Room Air Conditioner
Residential | Res ¦ Energy Star LED Bulbs General Purpose LEDs | 2029 | SC B | MW | Before Competition Groups | 16.8044 | 0 | 0 | 566.2177 | 0.029678 | 8 | Residential_2029_SC B_MW_Before Competition Groups_8 | Energy Star LED Bulbs General Purpose LEDs | 2.968% | 0 | 16.8044 | Residential_2029_SC B_MW_Before Competition Groups_Energy Star LED Bulbs General Purpose LEDs
Residential | Res ¦ Energy Star A Line, PAR, MR Lamps | 2029 | SC B | MW | Before Competition Groups | 16.5299 | 0 | 0 | 566.2177 | 0.029194 | 9 | Residential_2029_SC B_MW_Before Competition Groups_9 | Energy Star A Line, PAR, MR Lamps | 2.919% | 0 | 16.5299 | Residential_2029_SC B_MW_Before Competition Groups_Energy Star A Line, PAR, MR Lamps
Residential | Res ¦ Basement Wall Insulation | 2029 | SC B | MW | Before Competition Groups | 15.2363 | 0 | 0 | 566.2177 | 0.026909 | 10 | Residential_2029_SC B_MW_Before Competition Groups_10 | Basement Wall Insulation | 2.691% | 0 | 15.2363 | Residential_2029_SC B_MW_Before Competition Groups_Basement Wall Insulation
Residential | Res ¦ Energy Star LED Specialty Bulbs | 2029 | SC B | MW | Before Competition Groups | 15.2304 | 0 | 0 | 566.2177 | 0.026898 | 11 | Residential_2029_SC B_MW_Before Competition Groups_11 | Energy Star LED Specialty Bulbs | 2.69% | 0 | 15.2304 | Residential_2029_SC B_MW_Before Competition Groups_Energy Star LED Specialty Bulbs
Residential | Res ¦ Attic Insulation | 2029 | SC B | MW | Before Competition Groups | 11.7517 | 0 | 0 | 566.2177 | 0.020755 | 12 | Residential_2029_SC B_MW_Before Competition Groups_12 | Attic Insulation | 2.075% | 0 | 11.7517 | Residential_2029_SC B_MW_Before Competition Groups_Attic Insulation
Residential | Res ¦ Advanced BAS/Controllers | 2029 | SC B | MW | Before Competition Groups | 10.9503 | 0 | 0 | 566.2177 | 0.019339 | 13 | Residential_2029_SC B_MW_Before Competition Groups_13 | Advanced BAS/Controllers | 1.934% | 0 | 10.9503 | Residential_2029_SC B_MW_Before Competition Groups_Advanced BAS/Controllers
Residential | Res ¦ Energy Star Clothes Dryer | 2029 | SC B | MW | Before Competition Groups | 10.8156 | 0 | 0 | 566.2177 | 0.019102 | 14 | Residential_2029_SC B_MW_Before Competition Groups_14 | Energy Star Clothes Dryer | 1.91% | 0 | 10.8156 | Residential_2029_SC B_MW_Before Competition Groups_Energy Star Clothes Dryer
Residential | Res ¦ Clothes Drying Racks | 2029 | SC B | MW | Before Competition Groups | 10.1311 | 0 | 0 | 566.2177 | 0.017893 | 15 | Residential_2029_SC B_MW_Before Competition Groups_15 | Clothes Drying Racks | 1.789% | 0 | 10.1311 | Residential_2029_SC B_MW_Before Competition Groups_Clothes Drying Racks
Residential | Res ¦ Occupancy Sensors MF | 2029 | SC B | MW | Before Competition Groups | 9.8041 | 0 | 0 | 566.2177 | 0.017315 | 16 | Residential_2029_SC B_MW_Before Competition Groups_16 | Occupancy Sensors MF | 1.732% | 0 | 9.8041 | Residential_2029_SC B_MW_Before Competition Groups_Occupancy Sensors MF
Residential | Res ¦ Refrigerator Recycling | 2029 | SC B | MW | Before Competition Groups | 8.5875 | 0 | 0 | 566.2177 | 0.015166 | 17 | Residential_2029_SC B_MW_Before Competition Groups_17 | Refrigerator Recycling | 1.517% | 0 | 8.5875 | Residential_2029_SC B_MW_Before Competition Groups_Refrigerator Recycling
Residential | Res ¦ Freezer Recycling | 2029 | SC B | MW | Before Competition Groups | 7.9877 | 0 | 0 | 566.2177 | 0.014107 | 18 | Residential_2029_SC B_MW_Before Competition Groups_18 | Freezer Recycling | 1.411% | 0 | 7.9877 | Residential_2029_SC B_MW_Before Competition Groups_Freezer Recycling
Residential | Res ¦ High Efficiency Chiller (avg of water and air cooled) | 2029 | SC B | MW | Before Competition Groups | 7.5248 | 0 | 0 | 566.2177 | 0.01329 | 19 | Residential_2029_SC B_MW_Before Competition Groups_19 | High Efficiency Chiller (avg of water and air cooled) | 1.329% | 0 | 7.5248 | Residential_2029_SC B_MW_Before Competition Groups_High Efficiency Chiller (avg of water and air cooled)
Residential | Res ¦ Energy Star Torchiere | 2029 | SC B | MW | Before Competition Groups | 7.5104 | 0 | 0 | 566.2177 | 0.013264 | 20 | Residential_2029_SC B_MW_Before Competition Groups_20 | Energy Star Torchiere | 1.326% | 0 | 7.5104 | Residential_2029_SC B_MW_Before Competition Groups_Energy Star Torchiere
Residential | Res ¦ Energy Star Dehumidifier | 2029 | SC B | MW | Before Competition Groups | 5.7619 | 0 | 0 | 566.2177 | 0.010176 | 21 | Residential_2029_SC B_MW_Before Competition Groups_21 | Energy Star Dehumidifier | 1.018% | 0 | 5.7619 | Residential_2029_SC B_MW_Before Competition Groups_Energy Star Dehumidifier
Residential | Res ¦ Home Energy Reports | 2029 | SC B | MW | Before Competition Groups | 4.804 | 0 | 0 | 566.2177 | 0.0084844 | 22 | Residential_2029_SC B_MW_Before Competition Groups_22 | Home Energy Reports | 0.8484% | 0 | 4.804 | Residential_2029_SC B_MW_Before Competition Groups_Home Energy Reports
Residential | Res ¦ Energy Star Freezer | 2029 | SC B | MW | Before Competition Groups | 4.672 | 0 | 0 | 566.2177 | 0.0082512 | 23 | Residential_2029_SC B_MW_Before Competition Groups_23 | Energy Star Freezer | 0.8251% | 0 | 4.672 | Residential_2029_SC B_MW_Before Competition Groups_Energy Star Freezer
Residential | Res ¦ Air Sealing | 2029 | SC B | MW | Before Competition Groups | 3.2407 | 0 | 0 | 566.2177 | 0.0057234 | 24 | Residential_2029_SC B_MW_Before Competition Groups_24 | Air Sealing | 0.5723% | 0 | 3.2407 | Residential_2029_SC B_MW_Before Competition Groups_Air Sealing
Residential | Res ¦ Floor Insulation | 2029 | SC B | MW | Before Competition Groups | 3.0787 | 0 | 0 | 566.2177 | 0.0054372 | 25 | Residential_2029_SC B_MW_Before Competition Groups_25 | Floor Insulation | 0.5437% | 0 | 3.0787 | Residential_2029_SC B_MW_Before Competition Groups_Floor Insulation
Residential | Res ¦ LED Tube Re-Lamp | 2029 | SC B | MW | Before Competition Groups | 3.0467 | 0 | 0 | 566.2177 | 0.0053807 | 26 | Residential_2029_SC B_MW_Before Competition Groups_26 | LED Tube Re-Lamp | 0.5381% | 0 | 3.0467 | Residential_2029_SC B_MW_Before Competition Groups_LED Tube Re-Lamp
Residential | Res ¦ Outside Air Economizer | 2029 | SC B | MW | Before Competition Groups | 2.9339 | 0 | 0 | 566.2177 | 0.0051816 | 27 | Residential_2029_SC B_MW_Before Competition Groups_27 | Outside Air Economizer | 0.5182% | 0 | 2.9339 | Residential_2029_SC B_MW_Before Competition Groups_Outside Air Economizer
Residential | Res ¦ Energy Star Light Fixture | 2029 | SC B | MW | Before Competition Groups | 2.8897 | 0 | 0 | 566.2177 | 0.0051036 | 28 | Residential_2029_SC B_MW_Before Competition Groups_28 | Energy Star Light Fixture | 0.5104% | 0 | 2.8897 | Residential_2029_SC B_MW_Before Competition Groups_Energy Star Light Fixture
Residential | Res ¦ Duct Insulation | 2029 | SC B | MW | Before Competition Groups | 2.7699 | 0 | 0 | 566.2177 | 0.0048919 | 29 | Residential_2029_SC B_MW_Before Competition Groups_29 | Duct Insulation | 0.4892% | 0 | 2.7699 | Residential_2029_SC B_MW_Before Competition Groups_Duct Insulation
Residential | Res ¦ Minimize Hot and Warm Clothes Wash | 2029 | SC B | MW | Before Competition Groups | 2.2366 | 0 | 0 | 566.2177 | 0.0039501 | 30 | Residential_2029_SC B_MW_Before Competition Groups_30 | Minimize Hot and Warm Clothes Wash | 0.395% | 0 | 2.2366 | Residential_2029_SC B_MW_Before Competition Groups_Minimize Hot and Warm Clothes Wash
Residential | Res ¦ Demand Control Ventilation | 2029 | SC B | MW | Before Competition Groups | 1.9244 | 0 | 0 | 566.2177 | 0.0033987 | 31 | Residential_2029_SC B_MW_Before Competition Groups_31 | Demand Control Ventilation | 0.3399% | 0 | 1.9244 | Residential_2029_SC B_MW_Before Competition Groups_Demand Control Ventilation
Residential | Res ¦ ENERGY STAR LED LAMPS (REFLECTOR LAMPs/MR16/PAR 16) | 2029 | SC B | MW | Before Competition Groups | 1.8695 | 0 | 0 | 566.2177 | 0.0033017 | 32 | Residential_2029_SC B_MW_Before Competition Groups_32 | ENERGY STAR LED LAMPS (REFLECTOR LAMPs/MR16/PAR 16) | 0.3302% | 0 | 1.8695 | Residential_2029_SC B_MW_Before Competition Groups_ENERGY STAR LED LAMPS (REFLECTOR LAMPs/MR16/PAR 16)
Residential | Res ¦ Furnace Whistle | 2029 | SC B | MW | Before Competition Groups | 1.8495 | 0 | 0 | 566.2177 | 0.0032664 | 33 | Residential_2029_SC B_MW_Before Competition Groups_33 | Furnace Whistle | 0.3266% | 0 | 1.8495 | Residential_2029_SC B_MW_Before Competition Groups_Furnace Whistle
Residential | Res ¦ Comprehensive Draft Proofing | 2029 | SC B | MW | Before Competition Groups | 1.5716 | 0 | 0 | 566.2177 | 0.0027756 | 34 | Residential_2029_SC B_MW_Before Competition Groups_34 | Comprehensive Draft Proofing | 0.2776% | 0 | 1.5716 | Residential_2029_SC B_MW_Before Competition Groups_Comprehensive Draft Proofing
Residential | Res ¦ CO Sensors for parking garage exhaust fans | 2029 | SC B | MW | Before Competition Groups | 1.5468 | 0 | 0 | 566.2177 | 0.0027318 | 35 | Residential_2029_SC B_MW_Before Competition Groups_35 | CO Sensors for parking garage exhaust fans | 0.2732% | 0 | 1.5468 | Residential_2029_SC B_MW_Before Competition Groups_CO Sensors for parking garage exhaust fans
Residential | Res ¦ Variable Frequency Drive (VFD) | 2029 | SC B | MW | Before Competition Groups | 1.5243 | 0 | 0 | 566.2177 | 0.002692 | 36 | Residential_2029_SC B_MW_Before Competition Groups_36 | Variable Frequency Drive (VFD) | 0.2692% | 0 | 1.5243 | Residential_2029_SC B_MW_Before Competition Groups_Variable Frequency Drive (VFD)
Residential | Res ¦ Heat Recovery Ventilator | 2029 | SC B | MW | Before Competition Groups | 1.2618 | 0 | 0 | 566.2177 | 0.0022285 | 37 | Residential_2029_SC B_MW_Before Competition Groups_37 | Heat Recovery Ventilator | 0.2229% | 0 | 1.2618 | Residential_2029_SC B_MW_Before Competition Groups_Heat Recovery Ventilator
Residential | Res ¦ Duct Insulation MF | 2029 | SC B | MW | Before Competition Groups | 1.1873 | 0 | 0 | 566.2177 | 0.0020968 | 38 | Residential_2029_SC B_MW_Before Competition Groups_38 | Duct Insulation MF | 0.2097% | 0 | 1.1873 | Residential_2029_SC B_MW_Before Competition Groups_Duct Insulation MF
Residential | Res ¦ Water Heater Temperature Setback | 2029 | SC B | MW | Before Competition Groups | 0.96406 | 0 | 0 | 566.2177 | 0.0017026 | 39 | Residential_2029_SC B_MW_Before Competition Groups_39 | Water Heater Temperature Setback | 0.1703% | 0 | 0.96406 | Residential_2029_SC B_MW_Before Competition Groups_Water Heater Temperature Setback
Residential | Res ¦ Condensing Make Up Air Unit | 2029 | SC B | MW | Before Competition Groups | 0.85875 | 0 | 0 | 566.2177 | 0.0015166 | 40 | Residential_2029_SC B_MW_Before Competition Groups_40 | Condensing Make Up Air Unit | 0.1517% | 0 | 0.85875 | Residential_2029_SC B_MW_Before Competition Groups_Condensing Make Up Air Unit
Residential | Res ¦ LED Parking Lot Fixture | 2029 | SC B | MW | Before Competition Groups | 0.83737 | 0 | 0 | 566.2177 | 0.0014789 | 41 | Residential_2029_SC B_MW_Before Competition Groups_41 | LED Parking Lot Fixture | 0.1479% | 0 | 0.83737 | Residential_2029_SC B_MW_Before Competition Groups_LED Parking Lot Fixture
Residential | Res ¦ Tankless Water Heater | 2029 | SC B | MW | Before Competition Groups | 0.69497 | 0 | 0 | 566.2177 | 0.0012274 | 42 | Residential_2029_SC B_MW_Before Competition Groups_42 | Tankless Water Heater | 0.1227% | 0 | 0.69497 | Residential_2029_SC B_MW_Before Competition Groups_Tankless Water Heater
Residential | Res ¦ VFD on Pumps | 2029 | SC B | MW | Before Competition Groups | 0.46873 | 0 | 0 | 566.2177 | 0.00082783 | 43 | Residential_2029_SC B_MW_Before Competition Groups_43 | VFD on Pumps | 0.08278% | 0 | 0.46873 | Residential_2029_SC B_MW_Before Competition Groups_VFD on Pumps
Residential | Res ¦ ENERGY STAR LED Lamps (General Service Lamps) | 2029 | SC B | MW | Before Competition Groups | 0.41898 | 0 | 0 | 566.2177 | 0.00073997 | 44 | Residential_2029_SC B_MW_Before Competition Groups_44 | ENERGY STAR LED Lamps (General Service Lamps) | 0.074% | 0 | 0.41898 | Residential_2029_SC B_MW_Before Competition Groups_ENERGY STAR LED Lamps (General Service Lamps)
Residential | Res ¦ LED Exterior Area Lights - LED Fixture (200W) | 2029 | SC B | MW | Before Competition Groups | 0.3758 | 0 | 0 | 566.2177 | 0.0006637 | 45 | Residential_2029_SC B_MW_Before Competition Groups_45 | LED Exterior Area Lights - LED Fixture (200W) | 0.06637% | 0 | 0.3758 | Residential_2029_SC B_MW_Before Competition Groups_LED Exterior Area Lights - LED Fixture (200W)
Residential | Res ¦ ECM MOTORS FOR HVAC APPLICATION (FAN-POWERED VAV BOX) | 2029 | SC B | MW | Before Competition Groups | 0.25113 | 0 | 0 | 566.2177 | 0.00044353 | 46 | Residential_2029_SC B_MW_Before Competition Groups_46 | ECM MOTORS FOR HVAC APPLICATION (FAN-POWERED VAV BOX) | 0.04435% | 0 | 0.25113 | Residential_2029_SC B_MW_Before Competition Groups_ECM MOTORS FOR HVAC APPLICATION (FAN-POWERED VAV BOX)
Residential | Res ¦ Beverage Vending Machine Controls | 2029 | SC B | MW | Before Competition Groups | 0.16485 | 0 | 0 | 566.2177 | 0.00029115 | 47 | Residential_2029_SC B_MW_Before Competition Groups_47 | Beverage Vending Machine Controls | 0.02911% | 0 | 0.16485 | Residential_2029_SC B_MW_Before Competition Groups_Beverage Vending Machine Controls
Residential | Res ¦ Chilled Water Optimization | 2029 | SC B | MW | Before Competition Groups | 0.12364 | 0 | 0 | 566.2177 | 0.00021836 | 48 | Residential_2029_SC B_MW_Before Competition Groups_48 | Chilled Water Optimization | 0.02184% | 0 | 0.12364 | Residential_2029_SC B_MW_Before Competition Groups_Chilled Water Optimization
Residential | Res ¦ Wall Insulation | 2029 | SC B | MW | Before Competition Groups | 0.044249 | 0 | 0 | 566.2177 | 7.8148e-05 | 49 | Residential_2029_SC B_MW_Before Competition Groups_49 | Wall Insulation | 0.007815% | 0 | 0.044249 | Residential_2029_SC B_MW_Before Competition Groups_Wall Insulation
Residential | Res ¦ LED High Bay Fixture | 2029 | SC B | MW | Before Competition Groups | 0.022493 | 0 | 0 | 566.2177 | 3.9725e-05 | 50 | Residential_2029_SC B_MW_Before Competition Groups_50 | LED High Bay Fixture | 0.003973% | 0 | 0.022493 | Residential_2029_SC B_MW_Before Competition Groups_LED High Bay Fixture
Residential | Res ¦ Wall Insulation MF | 2029 | SC B | MW | Before Competition Groups | 0.0026839 | 0 | 0 | 566.2177 | 4.74e-06 | 51 | Residential_2029_SC B_MW_Before Competition Groups_51 | Wall Insulation MF | 0.000474% | 0 | 0.0026839 | Residential_2029_SC B_MW_Before Competition Groups_Wall Insulation MF
Residential | Res ¦ LED Downlight | 2029 | SC B | MW | Before Competition Groups | 0 | 0 | 0 | 566.2177 | 0 | 52 | Residential_2029_SC B_MW_Before Competition Groups_52 | LED Downlight | 0% | 0 | 0 | Residential_2029_SC B_MW_Before Competition Groups_LED Downlight
Residential | Res ¦ Smart Burners | 2029 | SC B | MW | Before Competition Groups | 0 | 0 | 0 | 566.2177 | 0 | 53 | Residential_2029_SC B_MW_Before Competition Groups_53 | Smart Burners | 0% | 0 | 0 | Residential_2029_SC B_MW_Before Competition Groups_Smart Burners
Residential | Res ¦ Smart Power Bar | 2029 | SC B | MW | Before Competition Groups | 0 | 0 | 0 | 566.2177 | 0 | 54 | Residential_2029_SC B_MW_Before Competition Groups_54 | Smart Power Bar | 0% | 0 | 0 | Residential_2029_SC B_MW_Before Competition Groups_Smart Power Bar
Residential | Res ¦ Ductless Mini-Split Heat Pump | 2029 | SC C | MW | Before Competition Groups | 62.382 | 0 | 0 | 393.8293 | 0.1584 | 1 | Residential_2029_SC C_MW_Before Competition Groups_1 | Ductless Mini-Split Heat Pump | 15.84% | 0 | 62.382 | Residential_2029_SC C_MW_Before Competition Groups_Ductless Mini-Split Heat Pump
Residential | Res ¦ Energy Star Clothes Washer | 2029 | SC C | MW | Before Competition Groups | 49.7483 | 0 | 0 | 393.8293 | 0.12632 | 2 | Residential_2029_SC C_MW_Before Competition Groups_2 | Energy Star Clothes Washer | 12.63% | 0 | 49.7483 | Residential_2029_SC C_MW_Before Competition Groups_Energy Star Clothes Washer
Residential | Res ¦ Building Recommissioning, Operations and Maintenance (O&M) Improvements | 2029 | SC C | MW | Before Competition Groups | 37.7952 | 0 | 0 | 393.8293 | 0.095968 | 3 | Residential_2029_SC C_MW_Before Competition Groups_3 | Building Recommissioning, Operations and Maintenance (O&M) Improvements | 9.597% | 0 | 37.7952 | Residential_2029_SC C_MW_Before Competition Groups_Building Recommissioning, Operations and Maintenance (O&M) Improvements
Residential | Res ¦ Adaptive Thermostat | 2029 | SC C | MW | Before Competition Groups | 37.3724 | 0 | 0 | 393.8293 | 0.094895 | 4 | Residential_2029_SC C_MW_Before Competition Groups_4 | Adaptive Thermostat | 9.489% | 0 | 37.3724 | Residential_2029_SC C_MW_Before Competition Groups_Adaptive Thermostat
Residential | Res ¦ Variable Speed Pool Pump Motor | 2029 | SC C | MW | Before Competition Groups | 26.9967 | 0 | 0 | 393.8293 | 0.068549 | 5 | Residential_2029_SC C_MW_Before Competition Groups_5 | Variable Speed Pool Pump Motor | 6.855% | 0 | 26.9967 | Residential_2029_SC C_MW_Before Competition Groups_Variable Speed Pool Pump Motor
Residential | Res ¦ Energy Star LED Specialty Bulbs | 2029 | SC C | MW | Before Competition Groups | 26.9921 | 0 | 0 | 393.8293 | 0.068538 | 6 | Residential_2029_SC C_MW_Before Competition Groups_6 | Energy Star LED Specialty Bulbs | 6.854% | 0 | 26.9921 | Residential_2029_SC C_MW_Before Competition Groups_Energy Star LED Specialty Bulbs
Residential | Res ¦ Energy Star Room Air Conditioner | 2029 | SC C | MW | Before Competition Groups | 16.4436 | 0 | 0 | 393.8293 | 0.041753 | 7 | Residential_2029_SC C_MW_Before Competition Groups_7 | Energy Star Room Air Conditioner | 4.175% | 0 | 16.4436 | Residential_2029_SC C_MW_Before Competition Groups_Energy Star Room Air Conditioner
Residential | Res ¦ Basement Wall Insulation | 2029 | SC C | MW | Before Competition Groups | 15.2385 | 0 | 0 | 393.8293 | 0.038693 | 8 | Residential_2029_SC C_MW_Before Competition Groups_8 | Basement Wall Insulation | 3.869% | 0 | 15.2385 | Residential_2029_SC C_MW_Before Competition Groups_Basement Wall Insulation
Residential | Res ¦ Energy Star Air Source Heat Pump | 2029 | SC C | MW | Before Competition Groups | 14.1654 | 0 | 0 | 393.8293 | 0.035968 | 9 | Residential_2029_SC C_MW_Before Competition Groups_9 | Energy Star Air Source Heat Pump | 3.597% | 0 | 14.1654 | Residential_2029_SC C_MW_Before Competition Groups_Energy Star Air Source Heat Pump
Residential | Res ¦ Attic Insulation | 2029 | SC C | MW | Before Competition Groups | 11.4797 | 0 | 0 | 393.8293 | 0.029149 | 10 | Residential_2029_SC C_MW_Before Competition Groups_10 | Attic Insulation | 2.915% | 0 | 11.4797 | Residential_2029_SC C_MW_Before Competition Groups_Attic Insulation
Residential | Res ¦ Energy Star A Line, PAR, MR Lamps | 2029 | SC C | MW | Before Competition Groups | 11.2909 | 0 | 0 | 393.8293 | 0.02867 | 11 | Residential_2029_SC C_MW_Before Competition Groups_11 | Energy Star A Line, PAR, MR Lamps | 2.867% | 0 | 11.2909 | Residential_2029_SC C_MW_Before Competition Groups_Energy Star A Line, PAR, MR Lamps
Residential | Res ¦ Energy Star Clothes Dryer | 2029 | SC C | MW | Before Competition Groups | 10.8192 | 0 | 0 | 393.8293 | 0.027472 | 12 | Residential_2029_SC C_MW_Before Competition Groups_12 | Energy Star Clothes Dryer | 2.747% | 0 | 10.8192 | Residential_2029_SC C_MW_Before Competition Groups_Energy Star Clothes Dryer
Residential | Res ¦ Energy Star LED Bulbs General Purpose LEDs | 2029 | SC C | MW | Before Competition Groups | 7.5644 | 0 | 0 | 393.8293 | 0.019207 | 13 | Residential_2029_SC C_MW_Before Competition Groups_13 | Energy Star LED Bulbs General Purpose LEDs | 1.921% | 0 | 7.5644 | Residential_2029_SC C_MW_Before Competition Groups_Energy Star LED Bulbs General Purpose LEDs
Residential | Res ¦ High Efficiency Chiller (avg of water and air cooled) | 2029 | SC C | MW | Before Competition Groups | 7.3087 | 0 | 0 | 393.8293 | 0.018558 | 14 | Residential_2029_SC C_MW_Before Competition Groups_14 | High Efficiency Chiller (avg of water and air cooled) | 1.856% | 0 | 7.3087 | Residential_2029_SC C_MW_Before Competition Groups_High Efficiency Chiller (avg of water and air cooled)
Residential | Res ¦ Advanced BAS/Controllers | 2029 | SC C | MW | Before Competition Groups | 5.5318 | 0 | 0 | 393.8293 | 0.014046 | 15 | Residential_2029_SC C_MW_Before Competition Groups_15 | Advanced BAS/Controllers | 1.405% | 0 | 5.5318 | Residential_2029_SC C_MW_Before Competition Groups_Advanced BAS/Controllers
Residential | Res ¦ Energy Star Torchiere | 2029 | SC C | MW | Before Competition Groups | 5.013 | 0 | 0 | 393.8293 | 0.012729 | 16 | Residential_2029_SC C_MW_Before Competition Groups_16 | Energy Star Torchiere | 1.273% | 0 | 5.013 | Residential_2029_SC C_MW_Before Competition Groups_Energy Star Torchiere
Residential | Res ¦ Occupancy Sensors MF | 2029 | SC C | MW | Before Competition Groups | 4.8098 | 0 | 0 | 393.8293 | 0.012213 | 17 | Residential_2029_SC C_MW_Before Competition Groups_17 | Occupancy Sensors MF | 1.221% | 0 | 4.8098 | Residential_2029_SC C_MW_Before Competition Groups_Occupancy Sensors MF
Residential | Res ¦ Home Energy Reports | 2029 | SC C | MW | Before Competition Groups | 4.804 | 0 | 0 | 393.8293 | 0.012198 | 18 | Residential_2029_SC C_MW_Before Competition Groups_18 | Home Energy Reports | 1.22% | 0 | 4.804 | Residential_2029_SC C_MW_Before Competition Groups_Home Energy Reports
Residential | Res ¦ Refrigerator Recycling | 2029 | SC C | MW | Before Competition Groups | 4.3381 | 0 | 0 | 393.8293 | 0.011015 | 19 | Residential_2029_SC C_MW_Before Competition Groups_19 | Refrigerator Recycling | 1.102% | 0 | 4.3381 | Residential_2029_SC C_MW_Before Competition Groups_Refrigerator Recycling
Residential | Res ¦ Energy Star Freezer | 2029 | SC C | MW | Before Competition Groups | 3.6875 | 0 | 0 | 393.8293 | 0.0093631 | 20 | Residential_2029_SC C_MW_Before Competition Groups_20 | Energy Star Freezer | 0.9363% | 0 | 3.6875 | Residential_2029_SC C_MW_Before Competition Groups_Energy Star Freezer
Residential | Res ¦ LED Tube Re-Lamp | 2029 | SC C | MW | Before Competition Groups | 3.0467 | 0 | 0 | 393.8293 | 0.007736 | 21 | Residential_2029_SC C_MW_Before Competition Groups_21 | LED Tube Re-Lamp | 0.7736% | 0 | 3.0467 | Residential_2029_SC C_MW_Before Competition Groups_LED Tube Re-Lamp
Residential | Res ¦ Air Sealing | 2029 | SC C | MW | Before Competition Groups | 2.9602 | 0 | 0 | 393.8293 | 0.0075165 | 22 | Residential_2029_SC C_MW_Before Competition Groups_22 | Air Sealing | 0.7517% | 0 | 2.9602 | Residential_2029_SC C_MW_Before Competition Groups_Air Sealing
Residential | Res ¦ Energy Star Light Fixture | 2029 | SC C | MW | Before Competition Groups | 2.6465 | 0 | 0 | 393.8293 | 0.0067198 | 23 | Residential_2029_SC C_MW_Before Competition Groups_23 | Energy Star Light Fixture | 0.672% | 0 | 2.6465 | Residential_2029_SC C_MW_Before Competition Groups_Energy Star Light Fixture
Residential | Res ¦ Energy Star Dehumidifier | 2029 | SC C | MW | Before Competition Groups | 2.4909 | 0 | 0 | 393.8293 | 0.0063248 | 24 | Residential_2029_SC C_MW_Before Competition Groups_24 | Energy Star Dehumidifier | 0.6325% | 0 | 2.4909 | Residential_2029_SC C_MW_Before Competition Groups_Energy Star Dehumidifier
Residential | Res ¦ Floor Insulation | 2029 | SC C | MW | Before Competition Groups | 2.4113 | 0 | 0 | 393.8293 | 0.0061226 | 25 | Residential_2029_SC C_MW_Before Competition Groups_25 | Floor Insulation | 0.6123% | 0 | 2.4113 | Residential_2029_SC C_MW_Before Competition Groups_Floor Insulation
Residential | Res ¦ Minimize Hot and Warm Clothes Wash | 2029 | SC C | MW | Before Competition Groups | 2.2366 | 0 | 0 | 393.8293 | 0.0056792 | 26 | Residential_2029_SC C_MW_Before Competition Groups_26 | Minimize Hot and Warm Clothes Wash | 0.5679% | 0 | 2.2366 | Residential_2029_SC C_MW_Before Competition Groups_Minimize Hot and Warm Clothes Wash
Residential | Res ¦ Outside Air Economizer | 2029 | SC C | MW | Before Competition Groups | 1.9159 | 0 | 0 | 393.8293 | 0.0048647 | 27 | Residential_2029_SC C_MW_Before Competition Groups_27 | Outside Air Economizer | 0.4865% | 0 | 1.9159 | Residential_2029_SC C_MW_Before Competition Groups_Outside Air Economizer
Residential | Res ¦ ENERGY STAR LED LAMPS (REFLECTOR LAMPs/MR16/PAR 16) | 2029 | SC C | MW | Before Competition Groups | 1.8695 | 0 | 0 | 393.8293 | 0.0047469 | 28 | Residential_2029_SC C_MW_Before Competition Groups_28 | ENERGY STAR LED LAMPS (REFLECTOR LAMPs/MR16/PAR 16) | 0.4747% | 0 | 1.8695 | Residential_2029_SC C_MW_Before Competition Groups_ENERGY STAR LED LAMPS (REFLECTOR LAMPs/MR16/PAR 16)
Residential | Res ¦ Duct Insulation MF | 2029 | SC C | MW | Before Competition Groups | 1.0868 | 0 | 0 | 393.8293 | 0.0027596 | 29 | Residential_2029_SC C_MW_Before Competition Groups_29 | Duct Insulation MF | 0.276% | 0 | 1.0868 | Residential_2029_SC C_MW_Before Competition Groups_Duct Insulation MF
Residential | Res ¦ Demand Control Ventilation | 2029 | SC C | MW | Before Competition Groups | 0.97219 | 0 | 0 | 393.8293 | 0.0024686 | 30 | Residential_2029_SC C_MW_Before Competition Groups_30 | Demand Control Ventilation | 0.2469% | 0 | 0.97219 | Residential_2029_SC C_MW_Before Competition Groups_Demand Control Ventilation
Residential | Res ¦ Furnace Whistle | 2029 | SC C | MW | Before Competition Groups | 0.93423 | 0 | 0 | 393.8293 | 0.0023722 | 31 | Residential_2029_SC C_MW_Before Competition Groups_31 | Furnace Whistle | 0.2372% | 0 | 0.93423 | Residential_2029_SC C_MW_Before Competition Groups_Furnace Whistle
Residential | Res ¦ Duct Insulation | 2029 | SC C | MW | Before Competition Groups | 0.84039 | 0 | 0 | 393.8293 | 0.0021339 | 32 | Residential_2029_SC C_MW_Before Competition Groups_32 | Duct Insulation | 0.2134% | 0 | 0.84039 | Residential_2029_SC C_MW_Before Competition Groups_Duct Insulation
Residential | Res ¦ CO Sensors for parking garage exhaust fans | 2029 | SC C | MW | Before Competition Groups | 0.82498 | 0 | 0 | 393.8293 | 0.0020948 | 33 | Residential_2029_SC C_MW_Before Competition Groups_33 | CO Sensors for parking garage exhaust fans | 0.2095% | 0 | 0.82498 | Residential_2029_SC C_MW_Before Competition Groups_CO Sensors for parking garage exhaust fans
Residential | Res ¦ Comprehensive Draft Proofing | 2029 | SC C | MW | Before Competition Groups | 0.79386 | 0 | 0 | 393.8293 | 0.0020157 | 34 | Residential_2029_SC C_MW_Before Competition Groups_34 | Comprehensive Draft Proofing | 0.2016% | 0 | 0.79386 | Residential_2029_SC C_MW_Before Competition Groups_Comprehensive Draft Proofing
Residential | Res ¦ Variable Frequency Drive (VFD) | 2029 | SC C | MW | Before Competition Groups | 0.76999 | 0 | 0 | 393.8293 | 0.0019551 | 35 | Residential_2029_SC C_MW_Before Competition Groups_35 | Variable Frequency Drive (VFD) | 0.1955% | 0 | 0.76999 | Residential_2029_SC C_MW_Before Competition Groups_Variable Frequency Drive (VFD)
Residential | Res ¦ LED Parking Lot Fixture | 2029 | SC C | MW | Before Competition Groups | 0.76178 | 0 | 0 | 393.8293 | 0.0019343 | 36 | Residential_2029_SC C_MW_Before Competition Groups_36 | LED Parking Lot Fixture | 0.1934% | 0 | 0.76178 | Residential_2029_SC C_MW_Before Competition Groups_LED Parking Lot Fixture
Residential | Res ¦ Condensing Make Up Air Unit | 2029 | SC C | MW | Before Competition Groups | 0.60928 | 0 | 0 | 393.8293 | 0.0015471 | 37 | Residential_2029_SC C_MW_Before Competition Groups_37 | Condensing Make Up Air Unit | 0.1547% | 0 | 0.60928 | Residential_2029_SC C_MW_Before Competition Groups_Condensing Make Up Air Unit
Residential | Res ¦ Water Heater Temperature Setback | 2029 | SC C | MW | Before Competition Groups | 0.48698 | 0 | 0 | 393.8293 | 0.0012365 | 38 | Residential_2029_SC C_MW_Before Competition Groups_38 | Water Heater Temperature Setback | 0.1237% | 0 | 0.48698 | Residential_2029_SC C_MW_Before Competition Groups_Water Heater Temperature Setback
Residential | Res ¦ ENERGY STAR LED Lamps (General Service Lamps) | 2029 | SC C | MW | Before Competition Groups | 0.41898 | 0 | 0 | 393.8293 | 0.0010639 | 39 | Residential_2029_SC C_MW_Before Competition Groups_39 | ENERGY STAR LED Lamps (General Service Lamps) | 0.1064% | 0 | 0.41898 | Residential_2029_SC C_MW_Before Competition Groups_ENERGY STAR LED Lamps (General Service Lamps)
Residential | Res ¦ Tankless Water Heater | 2029 | SC C | MW | Before Competition Groups | 0.41273 | 0 | 0 | 393.8293 | 0.001048 | 40 | Residential_2029_SC C_MW_Before Competition Groups_40 | Tankless Water Heater | 0.1048% | 0 | 0.41273 | Residential_2029_SC C_MW_Before Competition Groups_Tankless Water Heater
Residential | Res ¦ LED Exterior Area Lights - LED Fixture (200W) | 2029 | SC C | MW | Before Competition Groups | 0.3758 | 0 | 0 | 393.8293 | 0.00095422 | 41 | Residential_2029_SC C_MW_Before Competition Groups_41 | LED Exterior Area Lights - LED Fixture (200W) | 0.09542% | 0 | 0.3758 | Residential_2029_SC C_MW_Before Competition Groups_LED Exterior Area Lights - LED Fixture (200W)
Residential | Res ¦ Clothes Drying Racks | 2029 | SC C | MW | Before Competition Groups | 0.35019 | 0 | 0 | 393.8293 | 0.0008892 | 42 | Residential_2029_SC C_MW_Before Competition Groups_42 | Clothes Drying Racks | 0.08892% | 0 | 0.35019 | Residential_2029_SC C_MW_Before Competition Groups_Clothes Drying Racks
Residential | Res ¦ Heat Recovery Ventilator | 2029 | SC C | MW | Before Competition Groups | 0.26738 | 0 | 0 | 393.8293 | 0.00067893 | 43 | Residential_2029_SC C_MW_Before Competition Groups_43 | Heat Recovery Ventilator | 0.06789% | 0 | 0.26738 | Residential_2029_SC C_MW_Before Competition Groups_Heat Recovery Ventilator
Residential | Res ¦ VFD on Pumps | 2029 | SC C | MW | Before Competition Groups | 0.23678 | 0 | 0 | 393.8293 | 0.00060122 | 44 | Residential_2029_SC C_MW_Before Competition Groups_44 | VFD on Pumps | 0.06012% | 0 | 0.23678 | Residential_2029_SC C_MW_Before Competition Groups_VFD on Pumps
Residential | Res ¦ ECM MOTORS FOR HVAC APPLICATION (FAN-POWERED VAV BOX) | 2029 | SC C | MW | Before Competition Groups | 0.12966 | 0 | 0 | 393.8293 | 0.00032922 | 45 | Residential_2029_SC C_MW_Before Competition Groups_45 | ECM MOTORS FOR HVAC APPLICATION (FAN-POWERED VAV BOX) | 0.03292% | 0 | 0.12966 | Residential_2029_SC C_MW_Before Competition Groups_ECM MOTORS FOR HVAC APPLICATION (FAN-POWERED VAV BOX)
Residential | Res ¦ Chilled Water Optimization | 2029 | SC C | MW | Before Competition Groups | 0.089227 | 0 | 0 | 393.8293 | 0.00022656 | 46 | Residential_2029_SC C_MW_Before Competition Groups_46 | Chilled Water Optimization | 0.02266% | 0 | 0.089227 | Residential_2029_SC C_MW_Before Competition Groups_Chilled Water Optimization
Residential | Res ¦ Beverage Vending Machine Controls | 2029 | SC C | MW | Before Competition Groups | 0.080937 | 0 | 0 | 393.8293 | 0.00020551 | 47 | Residential_2029_SC C_MW_Before Competition Groups_47 | Beverage Vending Machine Controls | 0.02055% | 0 | 0.080937 | Residential_2029_SC C_MW_Before Competition Groups_Beverage Vending Machine Controls
Residential | Res ¦ LED High Bay Fixture | 2029 | SC C | MW | Before Competition Groups | 0.022493 | 0 | 0 | 393.8293 | 5.7114e-05 | 48 | Residential_2029_SC C_MW_Before Competition Groups_48 | LED High Bay Fixture | 0.005711% | 0 | 0.022493 | Residential_2029_SC C_MW_Before Competition Groups_LED High Bay Fixture
Residential | Res ¦ Wall Insulation | 2029 | SC C | MW | Before Competition Groups | 0.0029065 | 0 | 0 | 393.8293 | 7.3802e-06 | 49 | Residential_2029_SC C_MW_Before Competition Groups_49 | Wall Insulation | 0.000738% | 0 | 0.0029065 | Residential_2029_SC C_MW_Before Competition Groups_Wall Insulation
Residential | Res ¦ Wall Insulation MF | 2029 | SC C | MW | Before Competition Groups | 0.0026841 | 0 | 0 | 393.8293 | 6.8153e-06 | 50 | Residential_2029_SC C_MW_Before Competition Groups_50 | Wall Insulation MF | 0.0006815% | 0 | 0.0026841 | Residential_2029_SC C_MW_Before Competition Groups_Wall Insulation MF
Residential | Res ¦ Freezer Recycling | 2029 | SC C | MW | Before Competition Groups | 0.00028899 | 0 | 0 | 393.8293 | 7.3379e-07 | 51 | Residential_2029_SC C_MW_Before Competition Groups_51 | Freezer Recycling | 7.338e-05% | 0 | 0.00028899 | Residential_2029_SC C_MW_Before Competition Groups_Freezer Recycling
Residential | Res ¦ LED Downlight | 2029 | SC C | MW | Before Competition Groups | 0 | 0 | 0 | 393.8293 | 0 | 52 | Residential_2029_SC C_MW_Before Competition Groups_52 | LED Downlight | 0% | 0 | 0 | Residential_2029_SC C_MW_Before Competition Groups_LED Downlight
Residential | Res ¦ Smart Burners | 2029 | SC C | MW | Before Competition Groups | 0 | 0 | 0 | 393.8293 | 0 | 53 | Residential_2029_SC C_MW_Before Competition Groups_53 | Smart Burners | 0% | 0 | 0 | Residential_2029_SC C_MW_Before Competition Groups_Smart Burners
Residential | Res ¦ Smart Power Bar | 2029 | SC C | MW | Before Competition Groups | 0 | 0 | 0 | 393.8293 | 0 | 54 | Residential_2029_SC C_MW_Before Competition Groups_54 | Smart Power Bar | 0% | 0 | 0 | Residential_2029_SC C_MW_Before Competition Groups_Smart Power Bar
Residential | Res ¦ Ductless Mini-Split Heat Pump | 2029 | SC D | MW | Before Competition Groups | 62.3836 | 0 | 0 | 326.6283 | 0.19099 | 1 | Residential_2029_SC D_MW_Before Competition Groups_1 | Ductless Mini-Split Heat Pump | 19.1% | 0 | 62.3836 | Residential_2029_SC D_MW_Before Competition Groups_Ductless Mini-Split Heat Pump
Residential | Res ¦ Building Recommissioning, Operations and Maintenance (O&M) Improvements | 2029 | SC D | MW | Before Competition Groups | 37.7952 | 0 | 0 | 326.6283 | 0.11571 | 2 | Residential_2029_SC D_MW_Before Competition Groups_2 | Building Recommissioning, Operations and Maintenance (O&M) Improvements | 11.57% | 0 | 37.7952 | Residential_2029_SC D_MW_Before Competition Groups_Building Recommissioning, Operations and Maintenance (O&M) Improvements
Residential | Res ¦ Energy Star Clothes Washer | 2029 | SC D | MW | Before Competition Groups | 32.282 | 0 | 0 | 326.6283 | 0.098834 | 3 | Residential_2029_SC D_MW_Before Competition Groups_3 | Energy Star Clothes Washer | 9.883% | 0 | 32.282 | Residential_2029_SC D_MW_Before Competition Groups_Energy Star Clothes Washer
Residential | Res ¦ Adaptive Thermostat | 2029 | SC D | MW | Before Competition Groups | 22.3437 | 0 | 0 | 326.6283 | 0.068407 | 4 | Residential_2029_SC D_MW_Before Competition Groups_4 | Adaptive Thermostat | 6.841% | 0 | 22.3437 | Residential_2029_SC D_MW_Before Competition Groups_Adaptive Thermostat
Residential | Res ¦ Energy Star LED Bulbs General Purpose LEDs | 2029 | SC D | MW | Before Competition Groups | 17.9004 | 0 | 0 | 326.6283 | 0.054804 | 5 | Residential_2029_SC D_MW_Before Competition Groups_5 | Energy Star LED Bulbs General Purpose LEDs | 5.48% | 0 | 17.9004 | Residential_2029_SC D_MW_Before Competition Groups_Energy Star LED Bulbs General Purpose LEDs
Residential | Res ¦ Energy Star LED Specialty Bulbs | 2029 | SC D | MW | Before Competition Groups | 17.3711 | 0 | 0 | 326.6283 | 0.053183 | 6 | Residential_2029_SC D_MW_Before Competition Groups_6 | Energy Star LED Specialty Bulbs | 5.318% | 0 | 17.3711 | Residential_2029_SC D_MW_Before Competition Groups_Energy Star LED Specialty Bulbs
Residential | Res ¦ Variable Speed Pool Pump Motor | 2029 | SC D | MW | Before Competition Groups | 17.1415 | 0 | 0 | 326.6283 | 0.05248 | 7 | Residential_2029_SC D_MW_Before Competition Groups_7 | Variable Speed Pool Pump Motor | 5.248% | 0 | 17.1415 | Residential_2029_SC D_MW_Before Competition Groups_Variable Speed Pool Pump Motor
Residential | Res ¦ Energy Star Room Air Conditioner | 2029 | SC D | MW | Before Competition Groups | 16.3685 | 0 | 0 | 326.6283 | 0.050114 | 8 | Residential_2029_SC D_MW_Before Competition Groups_8 | Energy Star Room Air Conditioner | 5.011% | 0 | 16.3685 | Residential_2029_SC D_MW_Before Competition Groups_Energy Star Room Air Conditioner
Residential | Res ¦ Basement Wall Insulation | 2029 | SC D | MW | Before Competition Groups | 14.6533 | 0 | 0 | 326.6283 | 0.044862 | 9 | Residential_2029_SC D_MW_Before Competition Groups_9 | Basement Wall Insulation | 4.486% | 0 | 14.6533 | Residential_2029_SC D_MW_Before Competition Groups_Basement Wall Insulation
Residential | Res ¦ Energy Star Air Source Heat Pump | 2029 | SC D | MW | Before Competition Groups | 14.1654 | 0 | 0 | 326.6283 | 0.043369 | 10 | Residential_2029_SC D_MW_Before Competition Groups_10 | Energy Star Air Source Heat Pump | 4.337% | 0 | 14.1654 | Residential_2029_SC D_MW_Before Competition Groups_Energy Star Air Source Heat Pump
Residential | Res ¦ Energy Star A Line, PAR, MR Lamps | 2029 | SC D | MW | Before Competition Groups | 11.3145 | 0 | 0 | 326.6283 | 0.03464 | 11 | Residential_2029_SC D_MW_Before Competition Groups_11 | Energy Star A Line, PAR, MR Lamps | 3.464% | 0 | 11.3145 | Residential_2029_SC D_MW_Before Competition Groups_Energy Star A Line, PAR, MR Lamps
Residential | Res ¦ High Efficiency Chiller (avg of water and air cooled) | 2029 | SC D | MW | Before Competition Groups | 7.3087 | 0 | 0 | 326.6283 | 0.022376 | 12 | Residential_2029_SC D_MW_Before Competition Groups_12 | High Efficiency Chiller (avg of water and air cooled) | 2.238% | 0 | 7.3087 | Residential_2029_SC D_MW_Before Competition Groups_High Efficiency Chiller (avg of water and air cooled)
Residential | Res ¦ Attic Insulation | 2029 | SC D | MW | Before Competition Groups | 6.254 | 0 | 0 | 326.6283 | 0.019147 | 13 | Residential_2029_SC D_MW_Before Competition Groups_13 | Attic Insulation | 1.915% | 0 | 6.254 | Residential_2029_SC D_MW_Before Competition Groups_Attic Insulation
Residential | Res ¦ Energy Star Clothes Dryer | 2029 | SC D | MW | Before Competition Groups | 5.6101 | 0 | 0 | 326.6283 | 0.017176 | 14 | Residential_2029_SC D_MW_Before Competition Groups_14 | Energy Star Clothes Dryer | 1.718% | 0 | 5.6101 | Residential_2029_SC D_MW_Before Competition Groups_Energy Star Clothes Dryer
Residential | Res ¦ Advanced BAS/Controllers | 2029 | SC D | MW | Before Competition Groups | 5.5318 | 0 | 0 | 326.6283 | 0.016936 | 15 | Residential_2029_SC D_MW_Before Competition Groups_15 | Advanced BAS/Controllers | 1.694% | 0 | 5.5318 | Residential_2029_SC D_MW_Before Competition Groups_Advanced BAS/Controllers
Residential | Res ¦ Occupancy Sensors MF | 2029 | SC D | MW | Before Competition Groups | 4.8098 | 0 | 0 | 326.6283 | 0.014726 | 16 | Residential_2029_SC D_MW_Before Competition Groups_16 | Occupancy Sensors MF | 1.473% | 0 | 4.8098 | Residential_2029_SC D_MW_Before Competition Groups_Occupancy Sensors MF
Residential | Res ¦ Home Energy Reports | 2029 | SC D | MW | Before Competition Groups | 4.804 | 0 | 0 | 326.6283 | 0.014708 | 17 | Residential_2029_SC D_MW_Before Competition Groups_17 | Home Energy Reports | 1.471% | 0 | 4.804 | Residential_2029_SC D_MW_Before Competition Groups_Home Energy Reports
Residential | Res ¦ Energy Star Torchiere | 2029 | SC D | MW | Before Competition Groups | 4.4475 | 0 | 0 | 326.6283 | 0.013616 | 18 | Residential_2029_SC D_MW_Before Competition Groups_18 | Energy Star Torchiere | 1.362% | 0 | 4.4475 | Residential_2029_SC D_MW_Before Competition Groups_Energy Star Torchiere
Residential | Res ¦ LED Tube Re-Lamp | 2029 | SC D | MW | Before Competition Groups | 3.0381 | 0 | 0 | 326.6283 | 0.0093013 | 19 | Residential_2029_SC D_MW_Before Competition Groups_19 | LED Tube Re-Lamp | 0.9301% | 0 | 3.0381 | Residential_2029_SC D_MW_Before Competition Groups_LED Tube Re-Lamp
Residential | Res ¦ Refrigerator Recycling | 2029 | SC D | MW | Before Competition Groups | 2.563 | 0 | 0 | 326.6283 | 0.0078468 | 20 | Residential_2029_SC D_MW_Before Competition Groups_20 | Refrigerator Recycling | 0.7847% | 0 | 2.563 | Residential_2029_SC D_MW_Before Competition Groups_Refrigerator Recycling
Residential | Res ¦ Minimize Hot and Warm Clothes Wash | 2029 | SC D | MW | Before Competition Groups | 2.2366 | 0 | 0 | 326.6283 | 0.0068477 | 21 | Residential_2029_SC D_MW_Before Competition Groups_21 | Minimize Hot and Warm Clothes Wash | 0.6848% | 0 | 2.2366 | Residential_2029_SC D_MW_Before Competition Groups_Minimize Hot and Warm Clothes Wash
Residential | Res ¦ Energy Star Freezer | 2029 | SC D | MW | Before Competition Groups | 1.9167 | 0 | 0 | 326.6283 | 0.005868 | 22 | Residential_2029_SC D_MW_Before Competition Groups_22 | Energy Star Freezer | 0.5868% | 0 | 1.9167 | Residential_2029_SC D_MW_Before Competition Groups_Energy Star Freezer
Residential | Res ¦ Outside Air Economizer | 2029 | SC D | MW | Before Competition Groups | 1.9159 | 0 | 0 | 326.6283 | 0.0058655 | 23 | Residential_2029_SC D_MW_Before Competition Groups_23 | Outside Air Economizer | 0.5866% | 0 | 1.9159 | Residential_2029_SC D_MW_Before Competition Groups_Outside Air Economizer
Residential | Res ¦ ENERGY STAR LED LAMPS (REFLECTOR LAMPs/MR16/PAR 16) | 2029 | SC D | MW | Before Competition Groups | 1.8695 | 0 | 0 | 326.6283 | 0.0057236 | 24 | Residential_2029_SC D_MW_Before Competition Groups_24 | ENERGY STAR LED LAMPS (REFLECTOR LAMPs/MR16/PAR 16) | 0.5724% | 0 | 1.8695 | Residential_2029_SC D_MW_Before Competition Groups_ENERGY STAR LED LAMPS (REFLECTOR LAMPs/MR16/PAR 16)
Residential | Res ¦ Energy Star Light Fixture | 2029 | SC D | MW | Before Competition Groups | 1.5869 | 0 | 0 | 326.6283 | 0.0048584 | 25 | Residential_2029_SC D_MW_Before Competition Groups_25 | Energy Star Light Fixture | 0.4858% | 0 | 1.5869 | Residential_2029_SC D_MW_Before Competition Groups_Energy Star Light Fixture
Residential | Res ¦ Air Sealing | 2029 | SC D | MW | Before Competition Groups | 1.154 | 0 | 0 | 326.6283 | 0.0035331 | 26 | Residential_2029_SC D_MW_Before Competition Groups_26 | Air Sealing | 0.3533% | 0 | 1.154 | Residential_2029_SC D_MW_Before Competition Groups_Air Sealing
Residential | Res ¦ Furnace Whistle | 2029 | SC D | MW | Before Competition Groups | 0.93423 | 0 | 0 | 326.6283 | 0.0028602 | 27 | Residential_2029_SC D_MW_Before Competition Groups_27 | Furnace Whistle | 0.286% | 0 | 0.93423 | Residential_2029_SC D_MW_Before Competition Groups_Furnace Whistle
Residential | Res ¦ LED Parking Lot Fixture | 2029 | SC D | MW | Before Competition Groups | 0.76178 | 0 | 0 | 326.6283 | 0.0023322 | 28 | Residential_2029_SC D_MW_Before Competition Groups_28 | LED Parking Lot Fixture | 0.2332% | 0 | 0.76178 | Residential_2029_SC D_MW_Before Competition Groups_LED Parking Lot Fixture
Residential | Res ¦ Energy Star Dehumidifier | 2029 | SC D | MW | Before Competition Groups | 0.73843 | 0 | 0 | 326.6283 | 0.0022608 | 29 | Residential_2029_SC D_MW_Before Competition Groups_29 | Energy Star Dehumidifier | 0.2261% | 0 | 0.73843 | Residential_2029_SC D_MW_Before Competition Groups_Energy Star Dehumidifier
Residential | Res ¦ Comprehensive Draft Proofing | 2029 | SC D | MW | Before Competition Groups | 0.70887 | 0 | 0 | 326.6283 | 0.0021703 | 30 | Residential_2029_SC D_MW_Before Competition Groups_30 | Comprehensive Draft Proofing | 0.217% | 0 | 0.70887 | Residential_2029_SC D_MW_Before Competition Groups_Comprehensive Draft Proofing
Residential | Res ¦ Variable Frequency Drive (VFD) | 2029 | SC D | MW | Before Competition Groups | 0.56968 | 0 | 0 | 326.6283 | 0.0017441 | 31 | Residential_2029_SC D_MW_Before Competition Groups_31 | Variable Frequency Drive (VFD) | 0.1744% | 0 | 0.56968 | Residential_2029_SC D_MW_Before Competition Groups_Variable Frequency Drive (VFD)
Residential | Res ¦ CO Sensors for parking garage exhaust fans | 2029 | SC D | MW | Before Competition Groups | 0.50709 | 0 | 0 | 326.6283 | 0.0015525 | 32 | Residential_2029_SC D_MW_Before Competition Groups_32 | CO Sensors for parking garage exhaust fans | 0.1553% | 0 | 0.50709 | Residential_2029_SC D_MW_Before Competition Groups_CO Sensors for parking garage exhaust fans
Residential | Res ¦ Water Heater Temperature Setback | 2029 | SC D | MW | Before Competition Groups | 0.43658 | 0 | 0 | 326.6283 | 0.0013366 | 33 | Residential_2029_SC D_MW_Before Competition Groups_33 | Water Heater Temperature Setback | 0.1337% | 0 | 0.43658 | Residential_2029_SC D_MW_Before Competition Groups_Water Heater Temperature Setback
Residential | Res ¦ Floor Insulation | 2029 | SC D | MW | Before Competition Groups | 0.43077 | 0 | 0 | 326.6283 | 0.0013188 | 34 | Residential_2029_SC D_MW_Before Competition Groups_34 | Floor Insulation | 0.1319% | 0 | 0.43077 | Residential_2029_SC D_MW_Before Competition Groups_Floor Insulation
Residential | Res ¦ ENERGY STAR LED Lamps (General Service Lamps) | 2029 | SC D | MW | Before Competition Groups | 0.41898 | 0 | 0 | 326.6283 | 0.0012828 | 35 | Residential_2029_SC D_MW_Before Competition Groups_35 | ENERGY STAR LED Lamps (General Service Lamps) | 0.1283% | 0 | 0.41898 | Residential_2029_SC D_MW_Before Competition Groups_ENERGY STAR LED Lamps (General Service Lamps)
Residential | Res ¦ Demand Control Ventilation | 2029 | SC D | MW | Before Competition Groups | 0.37387 | 0 | 0 | 326.6283 | 0.0011446 | 36 | Residential_2029_SC D_MW_Before Competition Groups_36 | Demand Control Ventilation | 0.1145% | 0 | 0.37387 | Residential_2029_SC D_MW_Before Competition Groups_Demand Control Ventilation
Residential | Res ¦ Clothes Drying Racks | 2029 | SC D | MW | Before Competition Groups | 0.35019 | 0 | 0 | 326.6283 | 0.0010721 | 37 | Residential_2029_SC D_MW_Before Competition Groups_37 | Clothes Drying Racks | 0.1072% | 0 | 0.35019 | Residential_2029_SC D_MW_Before Competition Groups_Clothes Drying Racks
Residential | Res ¦ LED Exterior Area Lights - LED Fixture (200W) | 2029 | SC D | MW | Before Competition Groups | 0.3339 | 0 | 0 | 326.6283 | 0.0010223 | 38 | Residential_2029_SC D_MW_Before Competition Groups_38 | LED Exterior Area Lights - LED Fixture (200W) | 0.1022% | 0 | 0.3339 | Residential_2029_SC D_MW_Before Competition Groups_LED Exterior Area Lights - LED Fixture (200W)
Residential | Res ¦ Duct Insulation | 2029 | SC D | MW | Before Competition Groups | 0.22814 | 0 | 0 | 326.6283 | 0.00069847 | 39 | Residential_2029_SC D_MW_Before Competition Groups_39 | Duct Insulation | 0.06985% | 0 | 0.22814 | Residential_2029_SC D_MW_Before Competition Groups_Duct Insulation
Residential | Res ¦ Tankless Water Heater | 2029 | SC D | MW | Before Competition Groups | 0.21562 | 0 | 0 | 326.6283 | 0.00066015 | 40 | Residential_2029_SC D_MW_Before Competition Groups_40 | Tankless Water Heater | 0.06601% | 0 | 0.21562 | Residential_2029_SC D_MW_Before Competition Groups_Tankless Water Heater
Residential | Res ¦ Condensing Make Up Air Unit | 2029 | SC D | MW | Before Competition Groups | 0.20622 | 0 | 0 | 326.6283 | 0.00063137 | 41 | Residential_2029_SC D_MW_Before Competition Groups_41 | Condensing Make Up Air Unit | 0.06314% | 0 | 0.20622 | Residential_2029_SC D_MW_Before Competition Groups_Condensing Make Up Air Unit
Residential | Res ¦ VFD on Pumps | 2029 | SC D | MW | Before Competition Groups | 0.16055 | 0 | 0 | 326.6283 | 0.00049153 | 42 | Residential_2029_SC D_MW_Before Competition Groups_42 | VFD on Pumps | 0.04915% | 0 | 0.16055 | Residential_2029_SC D_MW_Before Competition Groups_VFD on Pumps
Residential | Res ¦ Duct Insulation MF | 2029 | SC D | MW | Before Competition Groups | 0.13409 | 0 | 0 | 326.6283 | 0.00041051 | 43 | Residential_2029_SC D_MW_Before Competition Groups_43 | Duct Insulation MF | 0.04105% | 0 | 0.13409 | Residential_2029_SC D_MW_Before Competition Groups_Duct Insulation MF
Residential | Res ¦ ECM MOTORS FOR HVAC APPLICATION (FAN-POWERED VAV BOX) | 2029 | SC D | MW | Before Competition Groups | 0.098438 | 0 | 0 | 326.6283 | 0.00030138 | 44 | Residential_2029_SC D_MW_Before Competition Groups_44 | ECM MOTORS FOR HVAC APPLICATION (FAN-POWERED VAV BOX) | 0.03014% | 0 | 0.098438 | Residential_2029_SC D_MW_Before Competition Groups_ECM MOTORS FOR HVAC APPLICATION (FAN-POWERED VAV BOX)
Residential | Res ¦ Heat Recovery Ventilator | 2029 | SC D | MW | Before Competition Groups | 0.09158 | 0 | 0 | 326.6283 | 0.00028038 | 45 | Residential_2029_SC D_MW_Before Competition Groups_45 | Heat Recovery Ventilator | 0.02804% | 0 | 0.09158 | Residential_2029_SC D_MW_Before Competition Groups_Heat Recovery Ventilator
Residential | Res ¦ Chilled Water Optimization | 2029 | SC D | MW | Before Competition Groups | 0.089227 | 0 | 0 | 326.6283 | 0.00027318 | 46 | Residential_2029_SC D_MW_Before Competition Groups_46 | Chilled Water Optimization | 0.02732% | 0 | 0.089227 | Residential_2029_SC D_MW_Before Competition Groups_Chilled Water Optimization
Residential | Res ¦ Beverage Vending Machine Controls | 2029 | SC D | MW | Before Competition Groups | 0.063439 | 0 | 0 | 326.6283 | 0.00019422 | 47 | Residential_2029_SC D_MW_Before Competition Groups_47 | Beverage Vending Machine Controls | 0.01942% | 0 | 0.063439 | Residential_2029_SC D_MW_Before Competition Groups_Beverage Vending Machine Controls
Residential | Res ¦ LED High Bay Fixture | 2029 | SC D | MW | Before Competition Groups | 0.0074652 | 0 | 0 | 326.6283 | 2.2855e-05 | 48 | Residential_2029_SC D_MW_Before Competition Groups_48 | LED High Bay Fixture | 0.002286% | 0 | 0.0074652 | Residential_2029_SC D_MW_Before Competition Groups_LED High Bay Fixture
Residential | Res ¦ Wall Insulation MF | 2029 | SC D | MW | Before Competition Groups | 0.0016952 | 0 | 0 | 326.6283 | 5.1899e-06 | 49 | Residential_2029_SC D_MW_Before Competition Groups_49 | Wall Insulation MF | 0.000519% | 0 | 0.0016952 | Residential_2029_SC D_MW_Before Competition Groups_Wall Insulation MF
Residential | Res ¦ Wall Insulation | 2029 | SC D | MW | Before Competition Groups | 0.001408 | 0 | 0 | 326.6283 | 4.3108e-06 | 50 | Residential_2029_SC D_MW_Before Competition Groups_50 | Wall Insulation | 0.0004311% | 0 | 0.001408 | Residential_2029_SC D_MW_Before Competition Groups_Wall Insulation
Residential | Res ¦ Freezer Recycling | 2029 | SC D | MW | Before Competition Groups | 0.00028899 | 0 | 0 | 326.6283 | 8.8476e-07 | 51 | Residential_2029_SC D_MW_Before Competition Groups_51 | Freezer Recycling | 8.848e-05% | 0 | 0.00028899 | Residential_2029_SC D_MW_Before Competition Groups_Freezer Recycling
Residential | Res ¦ LED Downlight | 2029 | SC D | MW | Before Competition Groups | 0 | 0 | 0 | 326.6283 | 0 | 52 | Residential_2029_SC D_MW_Before Competition Groups_52 | LED Downlight | 0% | 0 | 0 | Residential_2029_SC D_MW_Before Competition Groups_LED Downlight
Residential | Res ¦ Smart Burners | 2029 | SC D | MW | Before Competition Groups | 0 | 0 | 0 | 326.6283 | 0 | 53 | Residential_2029_SC D_MW_Before Competition Groups_53 | Smart Burners | 0% | 0 | 0 | Residential_2029_SC D_MW_Before Competition Groups_Smart Burners
Residential | Res ¦ Smart Power Bar | 2029 | SC D | MW | Before Competition Groups | 0 | 0 | 0 | 326.6283 | 0 | 54 | Residential_2029_SC D_MW_Before Competition Groups_54 | Smart Power Bar | 0% | 0 | 0 | Residential_2029_SC D_MW_Before Competition Groups_Smart Power Bar
Residential | Res ¦ Energy Star Central Air Conditioner | 2029 | Technical | MW | Before Competition Groups | 243.5881 | 0 | 0 | 2711.605 | 0.089832 | 1 | Residential_2029_Technical_MW_Before Competition Groups_1 | Energy Star Central Air Conditioner | 8.983% | 0 | 243.5881 | Residential_2029_Technical_MW_Before Competition Groups_Energy Star Central Air Conditioner
Residential | Res ¦ Adaptive Thermostat | 2029 | Technical | MW | Before Competition Groups | 195.7998 | 0 | 0 | 2711.605 | 0.072208 | 2 | Residential_2029_Technical_MW_Before Competition Groups_2 | Adaptive Thermostat | 7.221% | 0 | 195.7998 | Residential_2029_Technical_MW_Before Competition Groups_Adaptive Thermostat
Residential | Res ¦ Ductless Mini-Split Air Conditioner | 2029 | Technical | MW | Before Competition Groups | 153.3642 | 0 | 0 | 2711.605 | 0.056558 | 3 | Residential_2029_Technical_MW_Before Competition Groups_3 | Ductless Mini-Split Air Conditioner | 5.656% | 0 | 153.3642 | Residential_2029_Technical_MW_Before Competition Groups_Ductless Mini-Split Air Conditioner
Residential | Res ¦ Energy Star Ground Source Heat Pump | 2029 | Technical | MW | Before Competition Groups | 153.233 | 0 | 0 | 2711.605 | 0.05651 | 4 | Residential_2029_Technical_MW_Before Competition Groups_4 | Energy Star Ground Source Heat Pump | 5.651% | 0 | 153.233 | Residential_2029_Technical_MW_Before Competition Groups_Energy Star Ground Source Heat Pump
Residential | Res ¦ Ductless Mini-Split Heat Pump | 2029 | Technical | MW | Before Competition Groups | 151.9227 | 0 | 0 | 2711.605 | 0.056027 | 5 | Residential_2029_Technical_MW_Before Competition Groups_5 | Ductless Mini-Split Heat Pump | 5.603% | 0 | 151.9227 | Residential_2029_Technical_MW_Before Competition Groups_Ductless Mini-Split Heat Pump
Residential | Res ¦ Smart Burners | 2029 | Technical | MW | Before Competition Groups | 101.5924 | 0 | 0 | 2711.605 | 0.037466 | 6 | Residential_2029_Technical_MW_Before Competition Groups_6 | Smart Burners | 3.747% | 0 | 101.5924 | Residential_2029_Technical_MW_Before Competition Groups_Smart Burners
Residential | Res ¦ Energy Star A Line, PAR, MR Lamps | 2029 | Technical | MW | Before Competition Groups | 100.218 | 0 | 0 | 2711.605 | 0.036959 | 7 | Residential_2029_Technical_MW_Before Competition Groups_7 | Energy Star A Line, PAR, MR Lamps | 3.696% | 0 | 100.218 | Residential_2029_Technical_MW_Before Competition Groups_Energy Star A Line, PAR, MR Lamps
Residential | Res ¦ Energy Star LED Bulbs General Purpose LEDs | 2029 | Technical | MW | Before Competition Groups | 98.9394 | 0 | 0 | 2711.605 | 0.036487 | 8 | Residential_2029_Technical_MW_Before Competition Groups_8 | Energy Star LED Bulbs General Purpose LEDs | 3.649% | 0 | 98.9394 | Residential_2029_Technical_MW_Before Competition Groups_Energy Star LED Bulbs General Purpose LEDs
Residential | Res ¦ Energy Star LED Specialty Bulbs | 2029 | Technical | MW | Before Competition Groups | 90.4723 | 0 | 0 | 2711.605 | 0.033365 | 9 | Residential_2029_Technical_MW_Before Competition Groups_9 | Energy Star LED Specialty Bulbs | 3.336% | 0 | 90.4723 | Residential_2029_Technical_MW_Before Competition Groups_Energy Star LED Specialty Bulbs
Residential | Res ¦ Energy Star Air Source Heat Pump | 2029 | Technical | MW | Before Competition Groups | 86.8544 | 0 | 0 | 2711.605 | 0.032031 | 10 | Residential_2029_Technical_MW_Before Competition Groups_10 | Energy Star Air Source Heat Pump | 3.203% | 0 | 86.8544 | Residential_2029_Technical_MW_Before Competition Groups_Energy Star Air Source Heat Pump
Residential | Res ¦ Energy Star Refrigerator | 2029 | Technical | MW | Before Competition Groups | 86.3642 | 0 | 0 | 2711.605 | 0.03185 | 11 | Residential_2029_Technical_MW_Before Competition Groups_11 | Energy Star Refrigerator | 3.185% | 0 | 86.3642 | Residential_2029_Technical_MW_Before Competition Groups_Energy Star Refrigerator
Residential | Res ¦ Building Recommissioning, Operations and Maintenance (O&M) Improvements | 2029 | Technical | MW | Before Competition Groups | 82.727 | 0 | 0 | 2711.605 | 0.030509 | 12 | Residential_2029_Technical_MW_Before Competition Groups_12 | Building Recommissioning, Operations and Maintenance (O&M) Improvements | 3.051% | 0 | 82.727 | Residential_2029_Technical_MW_Before Competition Groups_Building Recommissioning, Operations and Maintenance (O&M) Improvements
Residential | Res ¦ Heat Pump Clothes Dryer | 2029 | Technical | MW | Before Competition Groups | 77.8701 | 0 | 0 | 2711.605 | 0.028717 | 13 | Residential_2029_Technical_MW_Before Competition Groups_13 | Heat Pump Clothes Dryer | 2.872% | 0 | 77.8701 | Residential_2029_Technical_MW_Before Competition Groups_Heat Pump Clothes Dryer
Residential | Res ¦ Basement Wall Insulation | 2029 | Technical | MW | Before Competition Groups | 76.3038 | 0 | 0 | 2711.605 | 0.02814 | 14 | Residential_2029_Technical_MW_Before Competition Groups_14 | Basement Wall Insulation | 2.814% | 0 | 76.3038 | Residential_2029_Technical_MW_Before Competition Groups_Basement Wall Insulation
Residential | Res ¦ Energy Star Clothes Washer | 2029 | Technical | MW | Before Competition Groups | 72.8094 | 0 | 0 | 2711.605 | 0.026851 | 15 | Residential_2029_Technical_MW_Before Competition Groups_15 | Energy Star Clothes Washer | 2.685% | 0 | 72.8094 | Residential_2029_Technical_MW_Before Competition Groups_Energy Star Clothes Washer
Residential | Res ¦ Basement or Crawlspace Insulation | 2029 | Technical | MW | Before Competition Groups | 63.3648 | 0 | 0 | 2711.605 | 0.023368 | 16 | Residential_2029_Technical_MW_Before Competition Groups_16 | Basement or Crawlspace Insulation | 2.337% | 0 | 63.3648 | Residential_2029_Technical_MW_Before Competition Groups_Basement or Crawlspace Insulation
Residential | Res ¦ Induction Cooking Stove Top | 2029 | Technical | MW | Before Competition Groups | 62.5809 | 0 | 0 | 2711.605 | 0.023079 | 17 | Residential_2029_Technical_MW_Before Competition Groups_17 | Induction Cooking Stove Top | 2.308% | 0 | 62.5809 | Residential_2029_Technical_MW_Before Competition Groups_Induction Cooking Stove Top
Residential | Res ¦ Networked/ Connected - Indoor LED Lamp | 2029 | Technical | MW | Before Competition Groups | 61.9016 | 0 | 0 | 2711.605 | 0.022828 | 18 | Residential_2029_Technical_MW_Before Competition Groups_18 | Networked/ Connected - Indoor LED Lamp | 2.283% | 0 | 61.9016 | Residential_2029_Technical_MW_Before Competition Groups_Networked/ Connected - Indoor LED Lamp
Residential | Res ¦ Smart Power Bar | 2029 | Technical | MW | Before Competition Groups | 61.3456 | 0 | 0 | 2711.605 | 0.022623 | 19 | Residential_2029_Technical_MW_Before Competition Groups_19 | Smart Power Bar | 2.262% | 0 | 61.3456 | Residential_2029_Technical_MW_Before Competition Groups_Smart Power Bar
Residential | Res ¦ Energy Star Room Air Conditioner | 2029 | Technical | MW | Before Competition Groups | 59.3106 | 0 | 0 | 2711.605 | 0.021873 | 20 | Residential_2029_Technical_MW_Before Competition Groups_20 | Energy Star Room Air Conditioner | 2.187% | 0 | 59.3106 | Residential_2029_Technical_MW_Before Competition Groups_Energy Star Room Air Conditioner
Residential | Res ¦ Variable Speed Pool Pump Motor | 2029 | Technical | MW | Before Competition Groups | 59.0911 | 0 | 0 | 2711.605 | 0.021792 | 21 | Residential_2029_Technical_MW_Before Competition Groups_21 | Variable Speed Pool Pump Motor | 2.179% | 0 | 59.0911 | Residential_2029_Technical_MW_Before Competition Groups_Variable Speed Pool Pump Motor
Residential | Res ¦ Attic Insulation | 2029 | Technical | MW | Before Competition Groups | 58.8635 | 0 | 0 | 2711.605 | 0.021708 | 22 | Residential_2029_Technical_MW_Before Competition Groups_22 | Attic Insulation | 2.171% | 0 | 58.8635 | Residential_2029_Technical_MW_Before Competition Groups_Attic Insulation
Residential | Res ¦ Wall Insulation | 2029 | Technical | MW | Before Competition Groups | 45.9904 | 0 | 0 | 2711.605 | 0.016961 | 23 | Residential_2029_Technical_MW_Before Competition Groups_23 | Wall Insulation | 1.696% | 0 | 45.9904 | Residential_2029_Technical_MW_Before Competition Groups_Wall Insulation
Residential | Res ¦ Energy Star Clothes Dryer | 2029 | Technical | MW | Before Competition Groups | 44.477 | 0 | 0 | 2711.605 | 0.016402 | 24 | Residential_2029_Technical_MW_Before Competition Groups_24 | Energy Star Clothes Dryer | 1.64% | 0 | 44.477 | Residential_2029_Technical_MW_Before Competition Groups_Energy Star Clothes Dryer
Residential | Res ¦ Lighting Motion Sensors, Timers, Dimmers | 2029 | Technical | MW | Before Competition Groups | 31.5995 | 0 | 0 | 2711.605 | 0.011653 | 25 | Residential_2029_Technical_MW_Before Competition Groups_25 | Lighting Motion Sensors, Timers, Dimmers | 1.165% | 0 | 31.5995 | Residential_2029_Technical_MW_Before Competition Groups_Lighting Motion Sensors, Timers, Dimmers
Residential | Res ¦ Variable Refrigerant Flow Heat Pump | 2029 | Technical | MW | Before Competition Groups | 28.8475 | 0 | 0 | 2711.605 | 0.010639 | 26 | Residential_2029_Technical_MW_Before Competition Groups_26 | Variable Refrigerant Flow Heat Pump | 1.064% | 0 | 28.8475 | Residential_2029_Technical_MW_Before Competition Groups_Variable Refrigerant Flow Heat Pump
Residential | Res ¦ Ceiling Insulation | 2029 | Technical | MW | Before Competition Groups | 23.0537 | 0 | 0 | 2711.605 | 0.0085019 | 27 | Residential_2029_Technical_MW_Before Competition Groups_27 | Ceiling Insulation | 0.8502% | 0 | 23.0537 | Residential_2029_Technical_MW_Before Competition Groups_Ceiling Insulation
Residential | Res ¦ Air Source Heat Pump | 2029 | Technical | MW | Before Competition Groups | 22.3138 | 0 | 0 | 2711.605 | 0.008229 | 28 | Residential_2029_Technical_MW_Before Competition Groups_28 | Air Source Heat Pump | 0.8229% | 0 | 22.3138 | Residential_2029_Technical_MW_Before Competition Groups_Air Source Heat Pump
Residential | Res ¦ Home Energy Reports | 2029 | Technical | MW | Before Competition Groups | 19.3783 | 0 | 0 | 2711.605 | 0.0071464 | 29 | Residential_2029_Technical_MW_Before Competition Groups_29 | Home Energy Reports | 0.7146% | 0 | 19.3783 | Residential_2029_Technical_MW_Before Competition Groups_Home Energy Reports
Residential | Res ¦ Duct Insulation | 2029 | Technical | MW | Before Competition Groups | 18.9519 | 0 | 0 | 2711.605 | 0.0069892 | 30 | Residential_2029_Technical_MW_Before Competition Groups_30 | Duct Insulation | 0.6989% | 0 | 18.9519 | Residential_2029_Technical_MW_Before Competition Groups_Duct Insulation
Residential | Res ¦ Energy Star Light Fixture | 2029 | Technical | MW | Before Competition Groups | 18.0858 | 0 | 0 | 2711.605 | 0.0066698 | 31 | Residential_2029_Technical_MW_Before Competition Groups_31 | Energy Star Light Fixture | 0.667% | 0 | 18.0858 | Residential_2029_Technical_MW_Before Competition Groups_Energy Star Light Fixture
Residential | Res ¦ Air Sealing | 2029 | Technical | MW | Before Competition Groups | 16.2307 | 0 | 0 | 2711.605 | 0.0059856 | 32 | Residential_2029_Technical_MW_Before Competition Groups_32 | Air Sealing | 0.5986% | 0 | 16.2307 | Residential_2029_Technical_MW_Before Competition Groups_Air Sealing
Residential | Res ¦ Central Air Conditioner Maintenance | 2029 | Technical | MW | Before Competition Groups | 15.4273 | 0 | 0 | 2711.605 | 0.0056894 | 33 | Residential_2029_Technical_MW_Before Competition Groups_33 | Central Air Conditioner Maintenance | 0.5689% | 0 | 15.4273 | Residential_2029_Technical_MW_Before Competition Groups_Central Air Conditioner Maintenance
Residential | Res ¦ Floor Insulation | 2029 | Technical | MW | Before Competition Groups | 15.4273 | 0 | 0 | 2711.605 | 0.0056893 | 34 | Residential_2029_Technical_MW_Before Competition Groups_34 | Floor Insulation | 0.5689% | 0 | 15.4273 | Residential_2029_Technical_MW_Before Competition Groups_Floor Insulation
Residential | Res ¦ Dehumidifier Recycling | 2029 | Technical | MW | Before Competition Groups | 14.2302 | 0 | 0 | 2711.605 | 0.0052479 | 35 | Residential_2029_Technical_MW_Before Competition Groups_35 | Dehumidifier Recycling | 0.5248% | 0 | 14.2302 | Residential_2029_Technical_MW_Before Competition Groups_Dehumidifier Recycling
Residential | Res ¦ Energy Star Torchiere | 2029 | Technical | MW | Before Competition Groups | 13.5851 | 0 | 0 | 2711.605 | 0.00501 | 36 | Residential_2029_Technical_MW_Before Competition Groups_36 | Energy Star Torchiere | 0.501% | 0 | 13.5851 | Residential_2029_Technical_MW_Before Competition Groups_Energy Star Torchiere
Residential | Res ¦ Advanced BAS/Controllers | 2029 | Technical | MW | Before Competition Groups | 12.1081 | 0 | 0 | 2711.605 | 0.0044653 | 37 | Residential_2029_Technical_MW_Before Competition Groups_37 | Advanced BAS/Controllers | 0.4465% | 0 | 12.1081 | Residential_2029_Technical_MW_Before Competition Groups_Advanced BAS/Controllers
Residential | Res ¦ Clothes Drying Racks | 2029 | Technical | MW | Before Competition Groups | 11.2047 | 0 | 0 | 2711.605 | 0.0041321 | 38 | Residential_2029_Technical_MW_Before Competition Groups_38 | Clothes Drying Racks | 0.4132% | 0 | 11.2047 | Residential_2029_Technical_MW_Before Competition Groups_Clothes Drying Racks
Residential | Res ¦ Refrigerator Recycling | 2029 | Technical | MW | Before Competition Groups | 9.4953 | 0 | 0 | 2711.605 | 0.0035017 | 39 | Residential_2029_Technical_MW_Before Competition Groups_39 | Refrigerator Recycling | 0.3502% | 0 | 9.4953 | Residential_2029_Technical_MW_Before Competition Groups_Refrigerator Recycling
Residential | Res ¦ Occupancy Sensors MF | 2029 | Technical | MW | Before Competition Groups | 9.2143 | 0 | 0 | 2711.605 | 0.0033981 | 40 | Residential_2029_Technical_MW_Before Competition Groups_40 | Occupancy Sensors MF | 0.3398% | 0 | 9.2143 | Residential_2029_Technical_MW_Before Competition Groups_Occupancy Sensors MF
Residential | Res ¦ Freezer Recycling | 2029 | Technical | MW | Before Competition Groups | 8.8456 | 0 | 0 | 2711.605 | 0.0032621 | 41 | Residential_2029_Technical_MW_Before Competition Groups_41 | Freezer Recycling | 0.3262% | 0 | 8.8456 | Residential_2029_Technical_MW_Before Competition Groups_Freezer Recycling
Residential | Res ¦ Energy Star Freezer | 2029 | Technical | MW | Before Competition Groups | 8.6265 | 0 | 0 | 2711.605 | 0.0031813 | 42 | Residential_2029_Technical_MW_Before Competition Groups_42 | Energy Star Freezer | 0.3181% | 0 | 8.6265 | Residential_2029_Technical_MW_Before Competition Groups_Energy Star Freezer
Residential | Res ¦ High Efficiency Chiller (avg of water and air cooled) | 2029 | Technical | MW | Before Competition Groups | 8.4263 | 0 | 0 | 2711.605 | 0.0031075 | 43 | Residential_2029_Technical_MW_Before Competition Groups_43 | High Efficiency Chiller (avg of water and air cooled) | 0.3107% | 0 | 8.4263 | Residential_2029_Technical_MW_Before Competition Groups_High Efficiency Chiller (avg of water and air cooled)
Residential | Res ¦ Energy Star Dehumidifier | 2029 | Technical | MW | Before Competition Groups | 8.3612 | 0 | 0 | 2711.605 | 0.0030835 | 44 | Residential_2029_Technical_MW_Before Competition Groups_44 | Energy Star Dehumidifier | 0.3083% | 0 | 8.3612 | Residential_2029_Technical_MW_Before Competition Groups_Energy Star Dehumidifier
Residential | Res ¦ Duct Insulation MF | 2029 | Technical | MW | Before Competition Groups | 8.3607 | 0 | 0 | 2711.605 | 0.0030833 | 45 | Residential_2029_Technical_MW_Before Competition Groups_45 | Duct Insulation MF | 0.3083% | 0 | 8.3607 | Residential_2029_Technical_MW_Before Competition Groups_Duct Insulation MF
Residential | Res ¦ Energy Star Windows | 2029 | Technical | MW | Before Competition Groups | 6.5659 | 0 | 0 | 2711.605 | 0.0024214 | 46 | Residential_2029_Technical_MW_Before Competition Groups_46 | Energy Star Windows | 0.2421% | 0 | 6.5659 | Residential_2029_Technical_MW_Before Competition Groups_Energy Star Windows
Residential | Res ¦ Furnace with ECM | 2029 | Technical | MW | Before Competition Groups | 6.2178 | 0 | 0 | 2711.605 | 0.002293 | 47 | Residential_2029_Technical_MW_Before Competition Groups_47 | Furnace with ECM | 0.2293% | 0 | 6.2178 | Residential_2029_Technical_MW_Before Competition Groups_Furnace with ECM
Residential | Res ¦ INTEGRAL LED TROFFERS | 2029 | Technical | MW | Before Competition Groups | 5.0414 | 0 | 0 | 2711.605 | 0.0018592 | 48 | Residential_2029_Technical_MW_Before Competition Groups_48 | INTEGRAL LED TROFFERS | 0.1859% | 0 | 5.0414 | Residential_2029_Technical_MW_Before Competition Groups_INTEGRAL LED TROFFERS
Residential | Res ¦ Networked/ Connected - Indoor LED Luminaire | 2029 | Technical | MW | Before Competition Groups | 4.885 | 0 | 0 | 2711.605 | 0.0018015 | 49 | Residential_2029_Technical_MW_Before Competition Groups_49 | Networked/ Connected - Indoor LED Luminaire | 0.1801% | 0 | 4.885 | Residential_2029_Technical_MW_Before Competition Groups_Networked/ Connected - Indoor LED Luminaire
Residential | Res ¦ Heat Pump Water Heater | 2029 | Technical | MW | Before Competition Groups | 4.822 | 0 | 0 | 2711.605 | 0.0017783 | 50 | Residential_2029_Technical_MW_Before Competition Groups_50 | Heat Pump Water Heater | 0.1778% | 0 | 4.822 | Residential_2029_Technical_MW_Before Competition Groups_Heat Pump Water Heater
Residential | Res ¦ Minimize Hot and Warm Clothes Wash | 2029 | Technical | MW | Before Competition Groups | 4.6934 | 0 | 0 | 2711.605 | 0.0017308 | 51 | Residential_2029_Technical_MW_Before Competition Groups_51 | Minimize Hot and Warm Clothes Wash | 0.1731% | 0 | 4.6934 | Residential_2029_Technical_MW_Before Competition Groups_Minimize Hot and Warm Clothes Wash
Residential | Res ¦ Central Lighting Control System | 2029 | Technical | MW | Before Competition Groups | 4.4276 | 0 | 0 | 2711.605 | 0.0016328 | 52 | Residential_2029_Technical_MW_Before Competition Groups_52 | Central Lighting Control System | 0.1633% | 0 | 4.4276 | Residential_2029_Technical_MW_Before Competition Groups_Central Lighting Control System
Residential | Res ¦ Tankless Water Heater | 2029 | Technical | MW | Before Competition Groups | 4.3552 | 0 | 0 | 2711.605 | 0.0016061 | 53 | Residential_2029_Technical_MW_Before Competition Groups_53 | Tankless Water Heater | 0.1606% | 0 | 4.3552 | Residential_2029_Technical_MW_Before Competition Groups_Tankless Water Heater
Residential | Res ¦ LED Downlight | 2029 | Technical | MW | Before Competition Groups | 4.2222 | 0 | 0 | 2711.605 | 0.0015571 | 54 | Residential_2029_Technical_MW_Before Competition Groups_54 | LED Downlight | 0.1557% | 0 | 4.2222 | Residential_2029_Technical_MW_Before Competition Groups_LED Downlight
Residential | Res ¦ Passive Attic Ventilation | 2029 | Technical | MW | Before Competition Groups | 4.0146 | 0 | 0 | 2711.605 | 0.0014805 | 55 | Residential_2029_Technical_MW_Before Competition Groups_55 | Passive Attic Ventilation | 0.1481% | 0 | 4.0146 | Residential_2029_Technical_MW_Before Competition Groups_Passive Attic Ventilation
Residential | Res ¦ Heat Recovery Ventilator | 2029 | Technical | MW | Before Competition Groups | 3.9308 | 0 | 0 | 2711.605 | 0.0014496 | 56 | Residential_2029_Technical_MW_Before Competition Groups_56 | Heat Recovery Ventilator | 0.145% | 0 | 3.9308 | Residential_2029_Technical_MW_Before Competition Groups_Heat Recovery Ventilator
Residential | Res ¦ Energy Star Ceiling Fan/Lighting | 2029 | Technical | MW | Before Competition Groups | 3.7344 | 0 | 0 | 2711.605 | 0.0013772 | 57 | Residential_2029_Technical_MW_Before Competition Groups_57 | Energy Star Ceiling Fan/Lighting | 0.1377% | 0 | 3.7344 | Residential_2029_Technical_MW_Before Competition Groups_Energy Star Ceiling Fan/Lighting
Residential | Res ¦ LED Tube Re-Lamp | 2029 | Technical | MW | Before Competition Groups | 3.5491 | 0 | 0 | 2711.605 | 0.0013089 | 58 | Residential_2029_Technical_MW_Before Competition Groups_58 | LED Tube Re-Lamp | 0.1309% | 0 | 3.5491 | Residential_2029_Technical_MW_Before Competition Groups_LED Tube Re-Lamp
Residential | Res ¦ Outside Air Economizer | 2029 | Technical | MW | Before Competition Groups | 3.182 | 0 | 0 | 2711.605 | 0.0011735 | 59 | Residential_2029_Technical_MW_Before Competition Groups_59 | Outside Air Economizer | 0.1173% | 0 | 3.182 | Residential_2029_Technical_MW_Before Competition Groups_Outside Air Economizer
Residential | Res ¦ Early Hot Water Heater Replacement | 2029 | Technical | MW | Before Competition Groups | 3.0459 | 0 | 0 | 2711.605 | 0.0011233 | 60 | Residential_2029_Technical_MW_Before Competition Groups_60 | Early Hot Water Heater Replacement | 0.1123% | 0 | 3.0459 | Residential_2029_Technical_MW_Before Competition Groups_Early Hot Water Heater Replacement
Residential | Res ¦ Air Source Heat Pump Maintenance | 2029 | Technical | MW | Before Competition Groups | 2.6986 | 0 | 0 | 2711.605 | 0.00099519 | 61 | Residential_2029_Technical_MW_Before Competition Groups_61 | Air Source Heat Pump Maintenance | 0.09952% | 0 | 2.6986 | Residential_2029_Technical_MW_Before Competition Groups_Air Source Heat Pump Maintenance
Residential | Res ¦ Solar Water Heating System | 2029 | Technical | MW | Before Competition Groups | 2.3752 | 0 | 0 | 2711.605 | 0.00087592 | 62 | Residential_2029_Technical_MW_Before Competition Groups_62 | Solar Water Heating System | 0.08759% | 0 | 2.3752 | Residential_2029_Technical_MW_Before Competition Groups_Solar Water Heating System
Residential | Res ¦ Energy Star Dishwasher | 2029 | Technical | MW | Before Competition Groups | 2.3066 | 0 | 0 | 2711.605 | 0.00085065 | 63 | Residential_2029_Technical_MW_Before Competition Groups_63 | Energy Star Dishwasher | 0.08507% | 0 | 2.3066 | Residential_2029_Technical_MW_Before Competition Groups_Energy Star Dishwasher
Residential | Res ¦ Demand Control Ventilation | 2029 | Technical | MW | Before Competition Groups | 2.128 | 0 | 0 | 2711.605 | 0.00078476 | 64 | Residential_2029_Technical_MW_Before Competition Groups_64 | Demand Control Ventilation | 0.07848% | 0 | 2.128 | Residential_2029_Technical_MW_Before Competition Groups_Demand Control Ventilation
Residential | Res ¦ High Efficiency Storage Water Heater | 2029 | Technical | MW | Before Competition Groups | 2.1065 | 0 | 0 | 2711.605 | 0.00077686 | 65 | Residential_2029_Technical_MW_Before Competition Groups_65 | High Efficiency Storage Water Heater | 0.07769% | 0 | 2.1065 | Residential_2029_Technical_MW_Before Competition Groups_High Efficiency Storage Water Heater
Residential | Res ¦ Drain Water Heat Recovery | 2029 | Technical | MW | Before Competition Groups | 2.0458 | 0 | 0 | 2711.605 | 0.00075445 | 66 | Residential_2029_Technical_MW_Before Competition Groups_66 | Drain Water Heat Recovery | 0.07545% | 0 | 2.0458 | Residential_2029_Technical_MW_Before Competition Groups_Drain Water Heat Recovery
Residential | Res ¦ Furnace Whistle | 2029 | Technical | MW | Before Competition Groups | 2.0449 | 0 | 0 | 2711.605 | 0.00075411 | 67 | Residential_2029_Technical_MW_Before Competition Groups_67 | Furnace Whistle | 0.07541% | 0 | 2.0449 | Residential_2029_Technical_MW_Before Competition Groups_Furnace Whistle
Residential | Res ¦ CO Sensors for parking garage exhaust fans | 2029 | Technical | MW | Before Competition Groups | 2.0076 | 0 | 0 | 2711.605 | 0.00074038 | 68 | Residential_2029_Technical_MW_Before Competition Groups_68 | CO Sensors for parking garage exhaust fans | 0.07404% | 0 | 2.0076 | Residential_2029_Technical_MW_Before Competition Groups_CO Sensors for parking garage exhaust fans
Residential | Res ¦ ENERGY STAR LED LAMPS (REFLECTOR LAMPs/MR16/PAR 16) | 2029 | Technical | MW | Before Competition Groups | 1.9068 | 0 | 0 | 2711.605 | 0.0007032 | 69 | Residential_2029_Technical_MW_Before Competition Groups_69 | ENERGY STAR LED LAMPS (REFLECTOR LAMPs/MR16/PAR 16) | 0.07032% | 0 | 1.9068 | Residential_2029_Technical_MW_Before Competition Groups_ENERGY STAR LED LAMPS (REFLECTOR LAMPs/MR16/PAR 16)
Residential | Res ¦ Window Film | 2029 | Technical | MW | Before Competition Groups | 1.8817 | 0 | 0 | 2711.605 | 0.00069394 | 70 | Residential_2029_Technical_MW_Before Competition Groups_70 | Window Film | 0.06939% | 0 | 1.8817 | Residential_2029_Technical_MW_Before Competition Groups_Window Film
Residential | Res ¦ Comprehensive Draft Proofing | 2029 | Technical | MW | Before Competition Groups | 1.7376 | 0 | 0 | 2711.605 | 0.00064081 | 71 | Residential_2029_Technical_MW_Before Competition Groups_71 | Comprehensive Draft Proofing | 0.06408% | 0 | 1.7376 | Residential_2029_Technical_MW_Before Competition Groups_Comprehensive Draft Proofing
Residential | Res ¦ Variable Frequency Drive (VFD) | 2029 | Technical | MW | Before Competition Groups | 1.6854 | 0 | 0 | 2711.605 | 0.00062154 | 72 | Residential_2029_Technical_MW_Before Competition Groups_72 | Variable Frequency Drive (VFD) | 0.06215% | 0 | 1.6854 | Residential_2029_Technical_MW_Before Competition Groups_Variable Frequency Drive (VFD)
Residential | Res ¦ Condensing Make Up Air Unit | 2029 | Technical | MW | Before Competition Groups | 1.5325 | 0 | 0 | 2711.605 | 0.00056516 | 73 | Residential_2029_Technical_MW_Before Competition Groups_73 | Condensing Make Up Air Unit | 0.05652% | 0 | 1.5325 | Residential_2029_Technical_MW_Before Competition Groups_Condensing Make Up Air Unit
Residential | Res ¦ DHW Recirculation Systems | 2029 | Technical | MW | Before Competition Groups | 1.3232 | 0 | 0 | 2711.605 | 0.00048798 | 74 | Residential_2029_Technical_MW_Before Competition Groups_74 | DHW Recirculation Systems | 0.0488% | 0 | 1.3232 | Residential_2029_Technical_MW_Before Competition Groups_DHW Recirculation Systems
Residential | Res ¦ Solar Powered Attic Fan | 2029 | Technical | MW | Before Competition Groups | 1.2442 | 0 | 0 | 2711.605 | 0.00045885 | 75 | Residential_2029_Technical_MW_Before Competition Groups_75 | Solar Powered Attic Fan | 0.04588% | 0 | 1.2442 | Residential_2029_Technical_MW_Before Competition Groups_Solar Powered Attic Fan
Residential | Res ¦ Water Heater Temperature Setback | 2029 | Technical | MW | Before Competition Groups | 1.0659 | 0 | 0 | 2711.605 | 0.00039309 | 76 | Residential_2029_Technical_MW_Before Competition Groups_76 | Water Heater Temperature Setback | 0.03931% | 0 | 1.0659 | Residential_2029_Technical_MW_Before Competition Groups_Water Heater Temperature Setback
Residential | Res ¦ LED Parking Lot Fixture | 2029 | Technical | MW | Before Competition Groups | 0.86712 | 0 | 0 | 2711.605 | 0.00031978 | 77 | Residential_2029_Technical_MW_Before Competition Groups_77 | LED Parking Lot Fixture | 0.03198% | 0 | 0.86712 | Residential_2029_Technical_MW_Before Competition Groups_LED Parking Lot Fixture
Residential | Res ¦ HVAC Optimization | 2029 | Technical | MW | Before Competition Groups | 0.8113 | 0 | 0 | 2711.605 | 0.0002992 | 78 | Residential_2029_Technical_MW_Before Competition Groups_78 | HVAC Optimization | 0.02992% | 0 | 0.8113 | Residential_2029_Technical_MW_Before Competition Groups_HVAC Optimization
Residential | Res ¦ VFD on Pumps | 2029 | Technical | MW | Before Competition Groups | 0.51827 | 0 | 0 | 2711.605 | 0.00019113 | 79 | Residential_2029_Technical_MW_Before Competition Groups_79 | VFD on Pumps | 0.01911% | 0 | 0.51827 | Residential_2029_Technical_MW_Before Competition Groups_VFD on Pumps
Residential | Res ¦ ENERGY STAR LED Lamps (General Service Lamps) | 2029 | Technical | MW | Before Competition Groups | 0.44211 | 0 | 0 | 2711.605 | 0.00016304 | 80 | Residential_2029_Technical_MW_Before Competition Groups_80 | ENERGY STAR LED Lamps (General Service Lamps) | 0.0163% | 0 | 0.44211 | Residential_2029_Technical_MW_Before Competition Groups_ENERGY STAR LED Lamps (General Service Lamps)
Residential | Res ¦ LED Exterior Area Lights - LED Fixture (200W) | 2029 | Technical | MW | Before Competition Groups | 0.40383 | 0 | 0 | 2711.605 | 0.00014893 | 81 | Residential_2029_Technical_MW_Before Competition Groups_81 | LED Exterior Area Lights - LED Fixture (200W) | 0.01489% | 0 | 0.40383 | Residential_2029_Technical_MW_Before Competition Groups_LED Exterior Area Lights - LED Fixture (200W)
Residential | Res ¦ ECM MOTORS FOR HVAC APPLICATION (FAN-POWERED VAV BOX) | 2029 | Technical | MW | Before Competition Groups | 0.33353 | 0 | 0 | 2711.605 | 0.000123 | 82 | Residential_2029_Technical_MW_Before Competition Groups_82 | ECM MOTORS FOR HVAC APPLICATION (FAN-POWERED VAV BOX) | 0.0123% | 0 | 0.33353 | Residential_2029_Technical_MW_Before Competition Groups_ECM MOTORS FOR HVAC APPLICATION (FAN-POWERED VAV BOX)
Residential | Res ¦ Beverage Vending Machine Controls | 2029 | Technical | MW | Before Competition Groups | 0.23943 | 0 | 0 | 2711.605 | 8.8297e-05 | 83 | Residential_2029_Technical_MW_Before Competition Groups_83 | Beverage Vending Machine Controls | 0.00883% | 0 | 0.23943 | Residential_2029_Technical_MW_Before Competition Groups_Beverage Vending Machine Controls
Residential | Res ¦ Chilled Water Optimization | 2029 | Technical | MW | Before Competition Groups | 0.21412 | 0 | 0 | 2711.605 | 7.8966e-05 | 84 | Residential_2029_Technical_MW_Before Competition Groups_84 | Chilled Water Optimization | 0.007897% | 0 | 0.21412 | Residential_2029_Technical_MW_Before Competition Groups_Chilled Water Optimization
Residential | Res ¦ Wall Insulation MF | 2029 | Technical | MW | Before Competition Groups | 0.16792 | 0 | 0 | 2711.605 | 6.1926e-05 | 85 | Residential_2029_Technical_MW_Before Competition Groups_85 | Wall Insulation MF | 0.006193% | 0 | 0.16792 | Residential_2029_Technical_MW_Before Competition Groups_Wall Insulation MF
Residential | Res ¦ LED Recessed Downlights | 2029 | Technical | MW | Before Competition Groups | 0.027212 | 0 | 0 | 2711.605 | 1.0035e-05 | 86 | Residential_2029_Technical_MW_Before Competition Groups_86 | LED Recessed Downlights | 0.001004% | 0 | 0.027212 | Residential_2029_Technical_MW_Before Competition Groups_LED Recessed Downlights
Residential | Res ¦ LED High Bay Fixture | 2029 | Technical | MW | Before Competition Groups | 0.023254 | 0 | 0 | 2711.605 | 8.5756e-06 | 87 | Residential_2029_Technical_MW_Before Competition Groups_87 | LED High Bay Fixture | 0.0008576% | 0 | 0.023254 | Residential_2029_Technical_MW_Before Competition Groups_LED High Bay Fixture
Residential | Res ¦ Radiant Barrier | 2029 | Technical | MW | Before Competition Groups | 0.012963 | 0 | 0 | 2711.605 | 4.7807e-06 | 88 | Residential_2029_Technical_MW_Before Competition Groups_88 | Radiant Barrier | 0.0004781% | 0 | 0.012963 | Residential_2029_Technical_MW_Before Competition Groups_Radiant Barrier
Residential | Res ¦ Solar Water Preheat (Pools/DHW) | 2029 | Technical | MW | Before Competition Groups | 0.0077886 | 0 | 0 | 2711.605 | 2.8723e-06 | 89 | Residential_2029_Technical_MW_Before Competition Groups_89 | Solar Water Preheat (Pools/DHW) | 0.0002872% | 0 | 0.0077886 | Residential_2029_Technical_MW_Before Competition Groups_Solar Water Preheat (Pools/DHW)
Residential | Res ¦ Photocell Controls (Outdoor) | 2029 | Technical | MW | Before Competition Groups | 5.451e-05 | 0 | 0 | 2711.605 | 2.0102e-08 | 90 | Residential_2029_Technical_MW_Before Competition Groups_90 | Photocell Controls (Outdoor) | 2.01e-06% | 0 | 5.451e-05 | Residential_2029_Technical_MW_Before Competition Groups_Photocell Controls (Outdoor)
Residential | Res ¦ Adaptive Thermostat | 2030 | Economic | MW | Before Competition Groups | 196.9541 | 0 | 0 | 1380.2871 | 0.14269 | 1 | Residential_2030_Economic_MW_Before Competition Groups_1 | Adaptive Thermostat | 14.27% | 0 | 196.9541 | Residential_2030_Economic_MW_Before Competition Groups_Adaptive Thermostat
Residential | Res ¦ Ductless Mini-Split Heat Pump | 2030 | Economic | MW | Before Competition Groups | 162.7196 | 0 | 0 | 1380.2871 | 0.11789 | 2 | Residential_2030_Economic_MW_Before Competition Groups_2 | Ductless Mini-Split Heat Pump | 11.79% | 0 | 162.7196 | Residential_2030_Economic_MW_Before Competition Groups_Ductless Mini-Split Heat Pump
Residential | Res ¦ Energy Star A Line, PAR, MR Lamps | 2030 | Economic | MW | Before Competition Groups | 101.985 | 0 | 0 | 1380.2871 | 0.073887 | 3 | Residential_2030_Economic_MW_Before Competition Groups_3 | Energy Star A Line, PAR, MR Lamps | 7.389% | 0 | 101.985 | Residential_2030_Economic_MW_Before Competition Groups_Energy Star A Line, PAR, MR Lamps
Residential | Res ¦ Energy Star LED Bulbs General Purpose LEDs | 2030 | Economic | MW | Before Competition Groups | 100.6166 | 0 | 0 | 1380.2871 | 0.072895 | 4 | Residential_2030_Economic_MW_Before Competition Groups_4 | Energy Star LED Bulbs General Purpose LEDs | 7.29% | 0 | 100.6166 | Residential_2030_Economic_MW_Before Competition Groups_Energy Star LED Bulbs General Purpose LEDs
Residential | Res ¦ Energy Star Air Source Heat Pump | 2030 | Economic | MW | Before Competition Groups | 93.0127 | 0 | 0 | 1380.2871 | 0.067386 | 5 | Residential_2030_Economic_MW_Before Competition Groups_5 | Energy Star Air Source Heat Pump | 6.739% | 0 | 93.0127 | Residential_2030_Economic_MW_Before Competition Groups_Energy Star Air Source Heat Pump
Residential | Res ¦ Energy Star LED Specialty Bulbs | 2030 | Economic | MW | Before Competition Groups | 91.9838 | 0 | 0 | 1380.2871 | 0.066641 | 6 | Residential_2030_Economic_MW_Before Competition Groups_6 | Energy Star LED Specialty Bulbs | 6.664% | 0 | 91.9838 | Residential_2030_Economic_MW_Before Competition Groups_Energy Star LED Specialty Bulbs
Residential | Res ¦ Building Recommissioning, Operations and Maintenance (O&M) Improvements | 2030 | Economic | MW | Before Competition Groups | 81.4199 | 0 | 0 | 1380.2871 | 0.058988 | 7 | Residential_2030_Economic_MW_Before Competition Groups_7 | Building Recommissioning, Operations and Maintenance (O&M) Improvements | 5.899% | 0 | 81.4199 | Residential_2030_Economic_MW_Before Competition Groups_Building Recommissioning, Operations and Maintenance (O&M) Improvements
Residential | Res ¦ Energy Star Clothes Washer | 2030 | Economic | MW | Before Competition Groups | 77.1639 | 0 | 0 | 1380.2871 | 0.055904 | 8 | Residential_2030_Economic_MW_Before Competition Groups_8 | Energy Star Clothes Washer | 5.59% | 0 | 77.1639 | Residential_2030_Economic_MW_Before Competition Groups_Energy Star Clothes Washer
Residential | Res ¦ Basement Wall Insulation | 2030 | Economic | MW | Before Competition Groups | 75.0982 | 0 | 0 | 1380.2871 | 0.054408 | 9 | Residential_2030_Economic_MW_Before Competition Groups_9 | Basement Wall Insulation | 5.441% | 0 | 75.0982 | Residential_2030_Economic_MW_Before Competition Groups_Basement Wall Insulation
Residential | Res ¦ Energy Star Room Air Conditioner | 2030 | Economic | MW | Before Competition Groups | 62.4159 | 0 | 0 | 1380.2871 | 0.045219 | 10 | Residential_2030_Economic_MW_Before Competition Groups_10 | Energy Star Room Air Conditioner | 4.522% | 0 | 62.4159 | Residential_2030_Economic_MW_Before Competition Groups_Energy Star Room Air Conditioner
Residential | Res ¦ Variable Speed Pool Pump Motor | 2030 | Economic | MW | Before Competition Groups | 58.1575 | 0 | 0 | 1380.2871 | 0.042134 | 11 | Residential_2030_Economic_MW_Before Competition Groups_11 | Variable Speed Pool Pump Motor | 4.213% | 0 | 58.1575 | Residential_2030_Economic_MW_Before Competition Groups_Variable Speed Pool Pump Motor
Residential | Res ¦ Attic Insulation | 2030 | Economic | MW | Before Competition Groups | 57.9334 | 0 | 0 | 1380.2871 | 0.041972 | 12 | Residential_2030_Economic_MW_Before Competition Groups_12 | Attic Insulation | 4.197% | 0 | 57.9334 | Residential_2030_Economic_MW_Before Competition Groups_Attic Insulation
Residential | Res ¦ Energy Star Clothes Dryer | 2030 | Economic | MW | Before Competition Groups | 29.3799 | 0 | 0 | 1380.2871 | 0.021285 | 13 | Residential_2030_Economic_MW_Before Competition Groups_13 | Energy Star Clothes Dryer | 2.129% | 0 | 29.3799 | Residential_2030_Economic_MW_Before Competition Groups_Energy Star Clothes Dryer
Residential | Res ¦ Duct Insulation | 2030 | Economic | MW | Before Competition Groups | 16.3379 | 0 | 0 | 1380.2871 | 0.011837 | 14 | Residential_2030_Economic_MW_Before Competition Groups_14 | Duct Insulation | 1.184% | 0 | 16.3379 | Residential_2030_Economic_MW_Before Competition Groups_Duct Insulation
Residential | Res ¦ Air Sealing | 2030 | Economic | MW | Before Competition Groups | 15.9743 | 0 | 0 | 1380.2871 | 0.011573 | 15 | Residential_2030_Economic_MW_Before Competition Groups_15 | Air Sealing | 1.157% | 0 | 15.9743 | Residential_2030_Economic_MW_Before Competition Groups_Air Sealing
Residential | Res ¦ Floor Insulation | 2030 | Economic | MW | Before Competition Groups | 15.1835 | 0 | 0 | 1380.2871 | 0.011 | 16 | Residential_2030_Economic_MW_Before Competition Groups_16 | Floor Insulation | 1.1% | 0 | 15.1835 | Residential_2030_Economic_MW_Before Competition Groups_Floor Insulation
Residential | Res ¦ Energy Star Torchiere | 2030 | Economic | MW | Before Competition Groups | 14.1366 | 0 | 0 | 1380.2871 | 0.010242 | 17 | Residential_2030_Economic_MW_Before Competition Groups_17 | Energy Star Torchiere | 1.024% | 0 | 14.1366 | Residential_2030_Economic_MW_Before Competition Groups_Energy Star Torchiere
Residential | Res ¦ Advanced BAS/Controllers | 2030 | Economic | MW | Before Competition Groups | 11.9168 | 0 | 0 | 1380.2871 | 0.0086335 | 18 | Residential_2030_Economic_MW_Before Competition Groups_18 | Advanced BAS/Controllers | 0.8634% | 0 | 11.9168 | Residential_2030_Economic_MW_Before Competition Groups_Advanced BAS/Controllers
Residential | Res ¦ Clothes Drying Racks | 2030 | Economic | MW | Before Competition Groups | 11.0277 | 0 | 0 | 1380.2871 | 0.0079894 | 19 | Residential_2030_Economic_MW_Before Competition Groups_19 | Clothes Drying Racks | 0.7989% | 0 | 11.0277 | Residential_2030_Economic_MW_Before Competition Groups_Clothes Drying Racks
Residential | Res ¦ Home Energy Reports | 2030 | Economic | MW | Before Competition Groups | 10.4312 | 0 | 0 | 1380.2871 | 0.0075572 | 20 | Residential_2030_Economic_MW_Before Competition Groups_20 | Home Energy Reports | 0.7557% | 0 | 10.4312 | Residential_2030_Economic_MW_Before Competition Groups_Home Energy Reports
Residential | Res ¦ Refrigerator Recycling | 2030 | Economic | MW | Before Competition Groups | 9.3452 | 0 | 0 | 1380.2871 | 0.0067705 | 21 | Residential_2030_Economic_MW_Before Competition Groups_21 | Refrigerator Recycling | 0.677% | 0 | 9.3452 | Residential_2030_Economic_MW_Before Competition Groups_Refrigerator Recycling
Residential | Res ¦ High Efficiency Chiller (avg of water and air cooled) | 2030 | Economic | MW | Before Competition Groups | 9.0576 | 0 | 0 | 1380.2871 | 0.0065621 | 22 | Residential_2030_Economic_MW_Before Competition Groups_22 | High Efficiency Chiller (avg of water and air cooled) | 0.6562% | 0 | 9.0576 | Residential_2030_Economic_MW_Before Competition Groups_High Efficiency Chiller (avg of water and air cooled)
Residential | Res ¦ Occupancy Sensors MF | 2030 | Economic | MW | Before Competition Groups | 8.8548 | 0 | 0 | 1380.2871 | 0.0064152 | 23 | Residential_2030_Economic_MW_Before Competition Groups_23 | Occupancy Sensors MF | 0.6415% | 0 | 8.8548 | Residential_2030_Economic_MW_Before Competition Groups_Occupancy Sensors MF
Residential | Res ¦ Freezer Recycling | 2030 | Economic | MW | Before Competition Groups | 8.7059 | 0 | 0 | 1380.2871 | 0.0063073 | 24 | Residential_2030_Economic_MW_Before Competition Groups_24 | Freezer Recycling | 0.6307% | 0 | 8.7059 | Residential_2030_Economic_MW_Before Competition Groups_Freezer Recycling
Residential | Res ¦ Energy Star Dehumidifier | 2030 | Economic | MW | Before Competition Groups | 8.229 | 0 | 0 | 1380.2871 | 0.0059618 | 25 | Residential_2030_Economic_MW_Before Competition Groups_25 | Energy Star Dehumidifier | 0.5962% | 0 | 8.229 | Residential_2030_Economic_MW_Before Competition Groups_Energy Star Dehumidifier
Residential | Res ¦ Energy Star Light Fixture | 2030 | Economic | MW | Before Competition Groups | 6.1362 | 0 | 0 | 1380.2871 | 0.0044456 | 26 | Residential_2030_Economic_MW_Before Competition Groups_26 | Energy Star Light Fixture | 0.4446% | 0 | 6.1362 | Residential_2030_Economic_MW_Before Competition Groups_Energy Star Light Fixture
Residential | Res ¦ Duct Insulation MF | 2030 | Economic | MW | Before Competition Groups | 5.8557 | 0 | 0 | 1380.2871 | 0.0042424 | 27 | Residential_2030_Economic_MW_Before Competition Groups_27 | Duct Insulation MF | 0.4242% | 0 | 5.8557 | Residential_2030_Economic_MW_Before Competition Groups_Duct Insulation MF
Residential | Res ¦ Energy Star Freezer | 2030 | Economic | MW | Before Competition Groups | 5.196 | 0 | 0 | 1380.2871 | 0.0037644 | 28 | Residential_2030_Economic_MW_Before Competition Groups_28 | Energy Star Freezer | 0.3764% | 0 | 5.196 | Residential_2030_Economic_MW_Before Competition Groups_Energy Star Freezer
Residential | Res ¦ Minimize Hot and Warm Clothes Wash | 2030 | Economic | MW | Before Competition Groups | 4.6192 | 0 | 0 | 1380.2871 | 0.0033466 | 29 | Residential_2030_Economic_MW_Before Competition Groups_29 | Minimize Hot and Warm Clothes Wash | 0.3347% | 0 | 4.6192 | Residential_2030_Economic_MW_Before Competition Groups_Minimize Hot and Warm Clothes Wash
Residential | Res ¦ Heat Recovery Ventilator | 2030 | Economic | MW | Before Competition Groups | 4.1243 | 0 | 0 | 1380.2871 | 0.002988 | 30 | Residential_2030_Economic_MW_Before Competition Groups_30 | Heat Recovery Ventilator | 0.2988% | 0 | 4.1243 | Residential_2030_Economic_MW_Before Competition Groups_Heat Recovery Ventilator
Residential | Res ¦ LED Tube Re-Lamp | 2030 | Economic | MW | Before Competition Groups | 3.6796 | 0 | 0 | 1380.2871 | 0.0026658 | 31 | Residential_2030_Economic_MW_Before Competition Groups_31 | LED Tube Re-Lamp | 0.2666% | 0 | 3.6796 | Residential_2030_Economic_MW_Before Competition Groups_LED Tube Re-Lamp
Residential | Res ¦ Outside Air Economizer | 2030 | Economic | MW | Before Competition Groups | 3.222 | 0 | 0 | 1380.2871 | 0.0023343 | 32 | Residential_2030_Economic_MW_Before Competition Groups_32 | Outside Air Economizer | 0.2334% | 0 | 3.222 | Residential_2030_Economic_MW_Before Competition Groups_Outside Air Economizer
Residential | Res ¦ Demand Control Ventilation | 2030 | Economic | MW | Before Competition Groups | 2.0943 | 0 | 0 | 1380.2871 | 0.0015173 | 33 | Residential_2030_Economic_MW_Before Competition Groups_33 | Demand Control Ventilation | 0.1517% | 0 | 2.0943 | Residential_2030_Economic_MW_Before Competition Groups_Demand Control Ventilation
Residential | Res ¦ CO Sensors for parking garage exhaust fans | 2030 | Economic | MW | Before Competition Groups | 2.0329 | 0 | 0 | 1380.2871 | 0.0014728 | 34 | Residential_2030_Economic_MW_Before Competition Groups_34 | CO Sensors for parking garage exhaust fans | 0.1473% | 0 | 2.0329 | Residential_2030_Economic_MW_Before Competition Groups_CO Sensors for parking garage exhaust fans
Residential | Res ¦ Tankless Water Heater | 2030 | Economic | MW | Before Competition Groups | 2.0179 | 0 | 0 | 1380.2871 | 0.0014619 | 35 | Residential_2030_Economic_MW_Before Competition Groups_35 | Tankless Water Heater | 0.1462% | 0 | 2.0179 | Residential_2030_Economic_MW_Before Competition Groups_Tankless Water Heater
Residential | Res ¦ Furnace Whistle | 2030 | Economic | MW | Before Competition Groups | 2.0126 | 0 | 0 | 1380.2871 | 0.0014581 | 36 | Residential_2030_Economic_MW_Before Competition Groups_36 | Furnace Whistle | 0.1458% | 0 | 2.0126 | Residential_2030_Economic_MW_Before Competition Groups_Furnace Whistle
Residential | Res ¦ ENERGY STAR LED LAMPS (REFLECTOR LAMPs/MR16/PAR 16) | 2030 | Economic | MW | Before Competition Groups | 1.9031 | 0 | 0 | 1380.2871 | 0.0013788 | 37 | Residential_2030_Economic_MW_Before Competition Groups_37 | ENERGY STAR LED LAMPS (REFLECTOR LAMPs/MR16/PAR 16) | 0.1379% | 0 | 1.9031 | Residential_2030_Economic_MW_Before Competition Groups_ENERGY STAR LED LAMPS (REFLECTOR LAMPs/MR16/PAR 16)
Residential | Res ¦ Comprehensive Draft Proofing | 2030 | Economic | MW | Before Competition Groups | 1.7102 | 0 | 0 | 1380.2871 | 0.001239 | 38 | Residential_2030_Economic_MW_Before Competition Groups_38 | Comprehensive Draft Proofing | 0.1239% | 0 | 1.7102 | Residential_2030_Economic_MW_Before Competition Groups_Comprehensive Draft Proofing
Residential | Res ¦ Variable Frequency Drive (VFD) | 2030 | Economic | MW | Before Competition Groups | 1.6587 | 0 | 0 | 1380.2871 | 0.0012017 | 39 | Residential_2030_Economic_MW_Before Competition Groups_39 | Variable Frequency Drive (VFD) | 0.1202% | 0 | 1.6587 | Residential_2030_Economic_MW_Before Competition Groups_Variable Frequency Drive (VFD)
Residential | Res ¦ Condensing Make Up Air Unit | 2030 | Economic | MW | Before Competition Groups | 1.6427 | 0 | 0 | 1380.2871 | 0.0011901 | 40 | Residential_2030_Economic_MW_Before Competition Groups_40 | Condensing Make Up Air Unit | 0.119% | 0 | 1.6427 | Residential_2030_Economic_MW_Before Competition Groups_Condensing Make Up Air Unit
Residential | Res ¦ Water Heater Temperature Setback | 2030 | Economic | MW | Before Competition Groups | 1.0491 | 0 | 0 | 1380.2871 | 0.00076003 | 41 | Residential_2030_Economic_MW_Before Competition Groups_41 | Water Heater Temperature Setback | 0.076% | 0 | 1.0491 | Residential_2030_Economic_MW_Before Competition Groups_Water Heater Temperature Setback
Residential | Res ¦ LED Parking Lot Fixture | 2030 | Economic | MW | Before Competition Groups | 0.86885 | 0 | 0 | 1380.2871 | 0.00062947 | 42 | Residential_2030_Economic_MW_Before Competition Groups_42 | LED Parking Lot Fixture | 0.06295% | 0 | 0.86885 | Residential_2030_Economic_MW_Before Competition Groups_LED Parking Lot Fixture
Residential | Res ¦ VFD on Pumps | 2030 | Economic | MW | Before Competition Groups | 0.51008 | 0 | 0 | 1380.2871 | 0.00036955 | 43 | Residential_2030_Economic_MW_Before Competition Groups_43 | VFD on Pumps | 0.03695% | 0 | 0.51008 | Residential_2030_Economic_MW_Before Competition Groups_VFD on Pumps
Residential | Res ¦ ENERGY STAR LED Lamps (General Service Lamps) | 2030 | Economic | MW | Before Competition Groups | 0.44296 | 0 | 0 | 1380.2871 | 0.00032092 | 44 | Residential_2030_Economic_MW_Before Competition Groups_44 | ENERGY STAR LED Lamps (General Service Lamps) | 0.03209% | 0 | 0.44296 | Residential_2030_Economic_MW_Before Competition Groups_ENERGY STAR LED Lamps (General Service Lamps)
Residential | Res ¦ LED Exterior Area Lights - LED Fixture (200W) | 2030 | Economic | MW | Before Competition Groups | 0.40561 | 0 | 0 | 1380.2871 | 0.00029386 | 45 | Residential_2030_Economic_MW_Before Competition Groups_45 | LED Exterior Area Lights - LED Fixture (200W) | 0.02939% | 0 | 0.40561 | Residential_2030_Economic_MW_Before Competition Groups_LED Exterior Area Lights - LED Fixture (200W)
Residential | Res ¦ ECM MOTORS FOR HVAC APPLICATION (FAN-POWERED VAV BOX) | 2030 | Economic | MW | Before Competition Groups | 0.33768 | 0 | 0 | 1380.2871 | 0.00024465 | 46 | Residential_2030_Economic_MW_Before Competition Groups_46 | ECM MOTORS FOR HVAC APPLICATION (FAN-POWERED VAV BOX) | 0.02446% | 0 | 0.33768 | Residential_2030_Economic_MW_Before Competition Groups_ECM MOTORS FOR HVAC APPLICATION (FAN-POWERED VAV BOX)
Residential | Res ¦ Beverage Vending Machine Controls | 2030 | Economic | MW | Before Competition Groups | 0.24308 | 0 | 0 | 1380.2871 | 0.00017611 | 47 | Residential_2030_Economic_MW_Before Competition Groups_47 | Beverage Vending Machine Controls | 0.01761% | 0 | 0.24308 | Residential_2030_Economic_MW_Before Competition Groups_Beverage Vending Machine Controls
Residential | Res ¦ Chilled Water Optimization | 2030 | Economic | MW | Before Competition Groups | 0.22938 | 0 | 0 | 1380.2871 | 0.00016618 | 48 | Residential_2030_Economic_MW_Before Competition Groups_48 | Chilled Water Optimization | 0.01662% | 0 | 0.22938 | Residential_2030_Economic_MW_Before Competition Groups_Chilled Water Optimization
Residential | Res ¦ Wall Insulation | 2030 | Economic | MW | Before Competition Groups | 0.21826 | 0 | 0 | 1380.2871 | 0.00015812 | 49 | Residential_2030_Economic_MW_Before Competition Groups_49 | Wall Insulation | 0.01581% | 0 | 0.21826 | Residential_2030_Economic_MW_Before Competition Groups_Wall Insulation
Residential | Res ¦ LED High Bay Fixture | 2030 | Economic | MW | Before Competition Groups | 0.022346 | 0 | 0 | 1380.2871 | 1.619e-05 | 50 | Residential_2030_Economic_MW_Before Competition Groups_50 | LED High Bay Fixture | 0.001619% | 0 | 0.022346 | Residential_2030_Economic_MW_Before Competition Groups_LED High Bay Fixture
Residential | Res ¦ Wall Insulation MF | 2030 | Economic | MW | Before Competition Groups | 0.013228 | 0 | 0 | 1380.2871 | 9.5832e-06 | 51 | Residential_2030_Economic_MW_Before Competition Groups_51 | Wall Insulation MF | 0.0009583% | 0 | 0.013228 | Residential_2030_Economic_MW_Before Competition Groups_Wall Insulation MF
Residential | Res ¦ LED Downlight | 2030 | Economic | MW | Before Competition Groups | 0 | 0 | 0 | 1380.2871 | 0 | 52 | Residential_2030_Economic_MW_Before Competition Groups_52 | LED Downlight | 0% | 0 | 0 | Residential_2030_Economic_MW_Before Competition Groups_LED Downlight
Residential | Res ¦ Smart Burners | 2030 | Economic | MW | Before Competition Groups | 0 | 0 | 0 | 1380.2871 | 0 | 53 | Residential_2030_Economic_MW_Before Competition Groups_53 | Smart Burners | 0% | 0 | 0 | Residential_2030_Economic_MW_Before Competition Groups_Smart Burners
Residential | Res ¦ Smart Power Bar | 2030 | Economic | MW | Before Competition Groups | 0 | 0 | 0 | 1380.2871 | 0 | 54 | Residential_2030_Economic_MW_Before Competition Groups_54 | Smart Power Bar | 0% | 0 | 0 | Residential_2030_Economic_MW_Before Competition Groups_Smart Power Bar
Residential | Res ¦ Ductless Mini-Split Heat Pump | 2030 | SC A | MW | Before Competition Groups | 70.7859 | 0 | 0 | 361.9664 | 0.19556 | 1 | Residential_2030_SC A_MW_Before Competition Groups_1 | Ductless Mini-Split Heat Pump | 19.56% | 0 | 70.7859 | Residential_2030_SC A_MW_Before Competition Groups_Ductless Mini-Split Heat Pump
Residential | Res ¦ Building Recommissioning, Operations and Maintenance (O&M) Improvements | 2030 | SC A | MW | Before Competition Groups | 42.2739 | 0 | 0 | 361.9664 | 0.11679 | 2 | Residential_2030_SC A_MW_Before Competition Groups_2 | Building Recommissioning, Operations and Maintenance (O&M) Improvements | 11.68% | 0 | 42.2739 | Residential_2030_SC A_MW_Before Competition Groups_Building Recommissioning, Operations and Maintenance (O&M) Improvements
Residential | Res ¦ Energy Star Clothes Washer | 2030 | SC A | MW | Before Competition Groups | 38.5621 | 0 | 0 | 361.9664 | 0.10654 | 3 | Residential_2030_SC A_MW_Before Competition Groups_3 | Energy Star Clothes Washer | 10.65% | 0 | 38.5621 | Residential_2030_SC A_MW_Before Competition Groups_Energy Star Clothes Washer
Residential | Res ¦ Energy Star LED Specialty Bulbs | 2030 | SC A | MW | Before Competition Groups | 27.8384 | 0 | 0 | 361.9664 | 0.076909 | 4 | Residential_2030_SC A_MW_Before Competition Groups_4 | Energy Star LED Specialty Bulbs | 7.691% | 0 | 27.8384 | Residential_2030_SC A_MW_Before Competition Groups_Energy Star LED Specialty Bulbs
Residential | Res ¦ Adaptive Thermostat | 2030 | SC A | MW | Before Competition Groups | 25.0474 | 0 | 0 | 361.9664 | 0.069198 | 5 | Residential_2030_SC A_MW_Before Competition Groups_5 | Adaptive Thermostat | 6.92% | 0 | 25.0474 | Residential_2030_SC A_MW_Before Competition Groups_Adaptive Thermostat
Residential | Res ¦ Variable Speed Pool Pump Motor | 2030 | SC A | MW | Before Competition Groups | 21.4166 | 0 | 0 | 361.9664 | 0.059167 | 6 | Residential_2030_SC A_MW_Before Competition Groups_6 | Variable Speed Pool Pump Motor | 5.917% | 0 | 21.4166 | Residential_2030_SC A_MW_Before Competition Groups_Variable Speed Pool Pump Motor
Residential | Res ¦ Basement Wall Insulation | 2030 | SC A | MW | Before Competition Groups | 16.9608 | 0 | 0 | 361.9664 | 0.046857 | 7 | Residential_2030_SC A_MW_Before Competition Groups_7 | Basement Wall Insulation | 4.686% | 0 | 16.9608 | Residential_2030_SC A_MW_Before Competition Groups_Basement Wall Insulation
Residential | Res ¦ Energy Star Air Source Heat Pump | 2030 | SC A | MW | Before Competition Groups | 16.7559 | 0 | 0 | 361.9664 | 0.046291 | 8 | Residential_2030_SC A_MW_Before Competition Groups_8 | Energy Star Air Source Heat Pump | 4.629% | 0 | 16.7559 | Residential_2030_SC A_MW_Before Competition Groups_Energy Star Air Source Heat Pump
Residential | Res ¦ Energy Star A Line, PAR, MR Lamps | 2030 | SC A | MW | Before Competition Groups | 11.9659 | 0 | 0 | 361.9664 | 0.033058 | 9 | Residential_2030_SC A_MW_Before Competition Groups_9 | Energy Star A Line, PAR, MR Lamps | 3.306% | 0 | 11.9659 | Residential_2030_SC A_MW_Before Competition Groups_Energy Star A Line, PAR, MR Lamps
Residential | Res ¦ Energy Star Room Air Conditioner | 2030 | SC A | MW | Before Competition Groups | 11.8964 | 0 | 0 | 361.9664 | 0.032866 | 10 | Residential_2030_SC A_MW_Before Competition Groups_10 | Energy Star Room Air Conditioner | 3.287% | 0 | 11.8964 | Residential_2030_SC A_MW_Before Competition Groups_Energy Star Room Air Conditioner
Residential | Res ¦ Energy Star LED Bulbs General Purpose LEDs | 2030 | SC A | MW | Before Competition Groups | 8.5035 | 0 | 0 | 361.9664 | 0.023492 | 11 | Residential_2030_SC A_MW_Before Competition Groups_11 | Energy Star LED Bulbs General Purpose LEDs | 2.349% | 0 | 8.5035 | Residential_2030_SC A_MW_Before Competition Groups_Energy Star LED Bulbs General Purpose LEDs
Residential | Res ¦ High Efficiency Chiller (avg of water and air cooled) | 2030 | SC A | MW | Before Competition Groups | 7.8983 | 0 | 0 | 361.9664 | 0.02182 | 12 | Residential_2030_SC A_MW_Before Competition Groups_12 | High Efficiency Chiller (avg of water and air cooled) | 2.182% | 0 | 7.8983 | Residential_2030_SC A_MW_Before Competition Groups_High Efficiency Chiller (avg of water and air cooled)
Residential | Res ¦ Energy Star Clothes Dryer | 2030 | SC A | MW | Before Competition Groups | 6.7221 | 0 | 0 | 361.9664 | 0.018571 | 13 | Residential_2030_SC A_MW_Before Competition Groups_13 | Energy Star Clothes Dryer | 1.857% | 0 | 6.7221 | Residential_2030_SC A_MW_Before Competition Groups_Energy Star Clothes Dryer
Residential | Res ¦ Home Energy Reports | 2030 | SC A | MW | Before Competition Groups | 5.9237 | 0 | 0 | 361.9664 | 0.016365 | 14 | Residential_2030_SC A_MW_Before Competition Groups_14 | Home Energy Reports | 1.637% | 0 | 5.9237 | Residential_2030_SC A_MW_Before Competition Groups_Home Energy Reports
Residential | Res ¦ Energy Star Torchiere | 2030 | SC A | MW | Before Competition Groups | 5.6532 | 0 | 0 | 361.9664 | 0.015618 | 15 | Residential_2030_SC A_MW_Before Competition Groups_15 | Energy Star Torchiere | 1.562% | 0 | 5.6532 | Residential_2030_SC A_MW_Before Competition Groups_Energy Star Torchiere
Residential | Res ¦ Attic Insulation | 2030 | SC A | MW | Before Competition Groups | 5.4218 | 0 | 0 | 361.9664 | 0.014979 | 16 | Residential_2030_SC A_MW_Before Competition Groups_16 | Attic Insulation | 1.498% | 0 | 5.4218 | Residential_2030_SC A_MW_Before Competition Groups_Attic Insulation
Residential | Res ¦ Occupancy Sensors MF | 2030 | SC A | MW | Before Competition Groups | 5.303 | 0 | 0 | 361.9664 | 0.014651 | 17 | Residential_2030_SC A_MW_Before Competition Groups_17 | Occupancy Sensors MF | 1.465% | 0 | 5.303 | Residential_2030_SC A_MW_Before Competition Groups_Occupancy Sensors MF
Residential | Res ¦ Advanced BAS/Controllers | 2030 | SC A | MW | Before Competition Groups | 4.0366 | 0 | 0 | 361.9664 | 0.011152 | 18 | Residential_2030_SC A_MW_Before Competition Groups_18 | Advanced BAS/Controllers | 1.115% | 0 | 4.0366 | Residential_2030_SC A_MW_Before Competition Groups_Advanced BAS/Controllers
Residential | Res ¦ Refrigerator Recycling | 2030 | SC A | MW | Before Competition Groups | 3.4733 | 0 | 0 | 361.9664 | 0.0095955 | 19 | Residential_2030_SC A_MW_Before Competition Groups_19 | Refrigerator Recycling | 0.9596% | 0 | 3.4733 | Residential_2030_SC A_MW_Before Competition Groups_Refrigerator Recycling
Residential | Res ¦ LED Tube Re-Lamp | 2030 | SC A | MW | Before Competition Groups | 3.1664 | 0 | 0 | 361.9664 | 0.0087479 | 20 | Residential_2030_SC A_MW_Before Competition Groups_20 | LED Tube Re-Lamp | 0.8748% | 0 | 3.1664 | Residential_2030_SC A_MW_Before Competition Groups_LED Tube Re-Lamp
Residential | Res ¦ Energy Star Freezer | 2030 | SC A | MW | Before Competition Groups | 2.4508 | 0 | 0 | 361.9664 | 0.0067709 | 21 | Residential_2030_SC A_MW_Before Competition Groups_21 | Energy Star Freezer | 0.6771% | 0 | 2.4508 | Residential_2030_SC A_MW_Before Competition Groups_Energy Star Freezer
Residential | Res ¦ Minimize Hot and Warm Clothes Wash | 2030 | SC A | MW | Before Competition Groups | 2.44 | 0 | 0 | 361.9664 | 0.0067409 | 22 | Residential_2030_SC A_MW_Before Competition Groups_22 | Minimize Hot and Warm Clothes Wash | 0.6741% | 0 | 2.44 | Residential_2030_SC A_MW_Before Competition Groups_Minimize Hot and Warm Clothes Wash
Residential | Res ¦ Energy Star Light Fixture | 2030 | SC A | MW | Before Competition Groups | 2.2032 | 0 | 0 | 361.9664 | 0.0060866 | 23 | Residential_2030_SC A_MW_Before Competition Groups_23 | Energy Star Light Fixture | 0.6087% | 0 | 2.2032 | Residential_2030_SC A_MW_Before Competition Groups_Energy Star Light Fixture
Residential | Res ¦ Outside Air Economizer | 2030 | SC A | MW | Before Competition Groups | 2.1143 | 0 | 0 | 361.9664 | 0.0058412 | 24 | Residential_2030_SC A_MW_Before Competition Groups_24 | Outside Air Economizer | 0.5841% | 0 | 2.1143 | Residential_2030_SC A_MW_Before Competition Groups_Outside Air Economizer
Residential | Res ¦ Air Sealing | 2030 | SC A | MW | Before Competition Groups | 1.9846 | 0 | 0 | 361.9664 | 0.0054829 | 25 | Residential_2030_SC A_MW_Before Competition Groups_25 | Air Sealing | 0.5483% | 0 | 1.9846 | Residential_2030_SC A_MW_Before Competition Groups_Air Sealing
Residential | Res ¦ ENERGY STAR LED LAMPS (REFLECTOR LAMPs/MR16/PAR 16) | 2030 | SC A | MW | Before Competition Groups | 1.9175 | 0 | 0 | 361.9664 | 0.0052974 | 26 | Residential_2030_SC A_MW_Before Competition Groups_26 | ENERGY STAR LED LAMPS (REFLECTOR LAMPs/MR16/PAR 16) | 0.5297% | 0 | 1.9175 | Residential_2030_SC A_MW_Before Competition Groups_ENERGY STAR LED LAMPS (REFLECTOR LAMPs/MR16/PAR 16)
Residential | Res ¦ Furnace Whistle | 2030 | SC A | MW | Before Competition Groups | 1.0463 | 0 | 0 | 361.9664 | 0.0028907 | 27 | Residential_2030_SC A_MW_Before Competition Groups_27 | Furnace Whistle | 0.2891% | 0 | 1.0463 | Residential_2030_SC A_MW_Before Competition Groups_Furnace Whistle
Residential | Res ¦ Variable Frequency Drive (VFD) | 2030 | SC A | MW | Before Competition Groups | 0.86238 | 0 | 0 | 361.9664 | 0.0023825 | 28 | Residential_2030_SC A_MW_Before Competition Groups_28 | Variable Frequency Drive (VFD) | 0.2382% | 0 | 0.86238 | Residential_2030_SC A_MW_Before Competition Groups_Variable Frequency Drive (VFD)
Residential | Res ¦ Comprehensive Draft Proofing | 2030 | SC A | MW | Before Competition Groups | 0.84284 | 0 | 0 | 361.9664 | 0.0023285 | 29 | Residential_2030_SC A_MW_Before Competition Groups_29 | Comprehensive Draft Proofing | 0.2329% | 0 | 0.84284 | Residential_2030_SC A_MW_Before Competition Groups_Comprehensive Draft Proofing
Residential | Res ¦ LED Parking Lot Fixture | 2030 | SC A | MW | Before Competition Groups | 0.79319 | 0 | 0 | 361.9664 | 0.0021913 | 30 | Residential_2030_SC A_MW_Before Competition Groups_30 | LED Parking Lot Fixture | 0.2191% | 0 | 0.79319 | Residential_2030_SC A_MW_Before Competition Groups_LED Parking Lot Fixture
Residential | Res ¦ CO Sensors for parking garage exhaust fans | 2030 | SC A | MW | Before Competition Groups | 0.69354 | 0 | 0 | 361.9664 | 0.001916 | 31 | Residential_2030_SC A_MW_Before Competition Groups_31 | CO Sensors for parking garage exhaust fans | 0.1916% | 0 | 0.69354 | Residential_2030_SC A_MW_Before Competition Groups_CO Sensors for parking garage exhaust fans
Residential | Res ¦ Energy Star Dehumidifier | 2030 | SC A | MW | Before Competition Groups | 0.65025 | 0 | 0 | 361.9664 | 0.0017964 | 32 | Residential_2030_SC A_MW_Before Competition Groups_32 | Energy Star Dehumidifier | 0.1796% | 0 | 0.65025 | Residential_2030_SC A_MW_Before Competition Groups_Energy Star Dehumidifier
Residential | Res ¦ Demand Control Ventilation | 2030 | SC A | MW | Before Competition Groups | 0.56092 | 0 | 0 | 361.9664 | 0.0015497 | 33 | Residential_2030_SC A_MW_Before Competition Groups_33 | Demand Control Ventilation | 0.155% | 0 | 0.56092 | Residential_2030_SC A_MW_Before Competition Groups_Demand Control Ventilation
Residential | Res ¦ Water Heater Temperature Setback | 2030 | SC A | MW | Before Competition Groups | 0.54175 | 0 | 0 | 361.9664 | 0.0014967 | 34 | Residential_2030_SC A_MW_Before Competition Groups_34 | Water Heater Temperature Setback | 0.1497% | 0 | 0.54175 | Residential_2030_SC A_MW_Before Competition Groups_Water Heater Temperature Setback
Residential | Res ¦ ENERGY STAR LED Lamps (General Service Lamps) | 2030 | SC A | MW | Before Competition Groups | 0.42778 | 0 | 0 | 361.9664 | 0.0011818 | 35 | Residential_2030_SC A_MW_Before Competition Groups_35 | ENERGY STAR LED Lamps (General Service Lamps) | 0.1182% | 0 | 0.42778 | Residential_2030_SC A_MW_Before Competition Groups_ENERGY STAR LED Lamps (General Service Lamps)
Residential | Res ¦ Clothes Drying Racks | 2030 | SC A | MW | Before Competition Groups | 0.39178 | 0 | 0 | 361.9664 | 0.0010824 | 36 | Residential_2030_SC A_MW_Before Competition Groups_36 | Clothes Drying Racks | 0.1082% | 0 | 0.39178 | Residential_2030_SC A_MW_Before Competition Groups_Clothes Drying Racks
Residential | Res ¦ LED Exterior Area Lights - LED Fixture (200W) | 2030 | SC A | MW | Before Competition Groups | 0.38989 | 0 | 0 | 361.9664 | 0.0010771 | 37 | Residential_2030_SC A_MW_Before Competition Groups_37 | LED Exterior Area Lights - LED Fixture (200W) | 0.1077% | 0 | 0.38989 | Residential_2030_SC A_MW_Before Competition Groups_LED Exterior Area Lights - LED Fixture (200W)
Residential | Res ¦ Floor Insulation | 2030 | SC A | MW | Before Competition Groups | 0.38798 | 0 | 0 | 361.9664 | 0.0010719 | 38 | Residential_2030_SC A_MW_Before Competition Groups_38 | Floor Insulation | 0.1072% | 0 | 0.38798 | Residential_2030_SC A_MW_Before Competition Groups_Floor Insulation
Residential | Res ¦ Tankless Water Heater | 2030 | SC A | MW | Before Competition Groups | 0.31444 | 0 | 0 | 361.9664 | 0.00086871 | 39 | Residential_2030_SC A_MW_Before Competition Groups_39 | Tankless Water Heater | 0.08687% | 0 | 0.31444 | Residential_2030_SC A_MW_Before Competition Groups_Tankless Water Heater
Residential | Res ¦ Condensing Make Up Air Unit | 2030 | SC A | MW | Before Competition Groups | 0.2618 | 0 | 0 | 361.9664 | 0.00072326 | 40 | Residential_2030_SC A_MW_Before Competition Groups_40 | Condensing Make Up Air Unit | 0.07233% | 0 | 0.2618 | Residential_2030_SC A_MW_Before Competition Groups_Condensing Make Up Air Unit
Residential | Res ¦ VFD on Pumps | 2030 | SC A | MW | Before Competition Groups | 0.24732 | 0 | 0 | 361.9664 | 0.00068328 | 41 | Residential_2030_SC A_MW_Before Competition Groups_41 | VFD on Pumps | 0.06833% | 0 | 0.24732 | Residential_2030_SC A_MW_Before Competition Groups_VFD on Pumps
Residential | Res ¦ Duct Insulation | 2030 | SC A | MW | Before Competition Groups | 0.22746 | 0 | 0 | 361.9664 | 0.00062841 | 42 | Residential_2030_SC A_MW_Before Competition Groups_42 | Duct Insulation | 0.06284% | 0 | 0.22746 | Residential_2030_SC A_MW_Before Competition Groups_Duct Insulation
Residential | Res ¦ ECM MOTORS FOR HVAC APPLICATION (FAN-POWERED VAV BOX) | 2030 | SC A | MW | Before Competition Groups | 0.14651 | 0 | 0 | 361.9664 | 0.00040476 | 43 | Residential_2030_SC A_MW_Before Competition Groups_43 | ECM MOTORS FOR HVAC APPLICATION (FAN-POWERED VAV BOX) | 0.04048% | 0 | 0.14651 | Residential_2030_SC A_MW_Before Competition Groups_ECM MOTORS FOR HVAC APPLICATION (FAN-POWERED VAV BOX)
Residential | Res ¦ Duct Insulation MF | 2030 | SC A | MW | Before Competition Groups | 0.13357 | 0 | 0 | 361.9664 | 0.00036901 | 44 | Residential_2030_SC A_MW_Before Competition Groups_44 | Duct Insulation MF | 0.0369% | 0 | 0.13357 | Residential_2030_SC A_MW_Before Competition Groups_Duct Insulation MF
Residential | Res ¦ Heat Recovery Ventilator | 2030 | SC A | MW | Before Competition Groups | 0.12591 | 0 | 0 | 361.9664 | 0.00034786 | 45 | Residential_2030_SC A_MW_Before Competition Groups_45 | Heat Recovery Ventilator | 0.03479% | 0 | 0.12591 | Residential_2030_SC A_MW_Before Competition Groups_Heat Recovery Ventilator
Residential | Res ¦ Chilled Water Optimization | 2030 | SC A | MW | Before Competition Groups | 0.10245 | 0 | 0 | 361.9664 | 0.00028303 | 46 | Residential_2030_SC A_MW_Before Competition Groups_46 | Chilled Water Optimization | 0.0283% | 0 | 0.10245 | Residential_2030_SC A_MW_Before Competition Groups_Chilled Water Optimization
Residential | Res ¦ Beverage Vending Machine Controls | 2030 | SC A | MW | Before Competition Groups | 0.085889 | 0 | 0 | 361.9664 | 0.00023728 | 47 | Residential_2030_SC A_MW_Before Competition Groups_47 | Beverage Vending Machine Controls | 0.02373% | 0 | 0.085889 | Residential_2030_SC A_MW_Before Competition Groups_Beverage Vending Machine Controls
Residential | Res ¦ LED High Bay Fixture | 2030 | SC A | MW | Before Competition Groups | 0.012019 | 0 | 0 | 361.9664 | 3.3204e-05 | 48 | Residential_2030_SC A_MW_Before Competition Groups_48 | LED High Bay Fixture | 0.00332% | 0 | 0.012019 | Residential_2030_SC A_MW_Before Competition Groups_LED High Bay Fixture
Residential | Res ¦ Wall Insulation MF | 2030 | SC A | MW | Before Competition Groups | 0.0027382 | 0 | 0 | 361.9664 | 7.5649e-06 | 49 | Residential_2030_SC A_MW_Before Competition Groups_49 | Wall Insulation MF | 0.0007565% | 0 | 0.0027382 | Residential_2030_SC A_MW_Before Competition Groups_Wall Insulation MF
Residential | Res ¦ Wall Insulation | 2030 | SC A | MW | Before Competition Groups | 0.0017828 | 0 | 0 | 361.9664 | 4.9254e-06 | 50 | Residential_2030_SC A_MW_Before Competition Groups_50 | Wall Insulation | 0.0004925% | 0 | 0.0017828 | Residential_2030_SC A_MW_Before Competition Groups_Wall Insulation
Residential | Res ¦ Freezer Recycling | 2030 | SC A | MW | Before Competition Groups | 0.00040165 | 0 | 0 | 361.9664 | 1.1096e-06 | 51 | Residential_2030_SC A_MW_Before Competition Groups_51 | Freezer Recycling | 0.000111% | 0 | 0.00040165 | Residential_2030_SC A_MW_Before Competition Groups_Freezer Recycling
Residential | Res ¦ LED Downlight | 2030 | SC A | MW | Before Competition Groups | 0 | 0 | 0 | 361.9664 | 0 | 52 | Residential_2030_SC A_MW_Before Competition Groups_52 | LED Downlight | 0% | 0 | 0 | Residential_2030_SC A_MW_Before Competition Groups_LED Downlight
Residential | Res ¦ Smart Burners | 2030 | SC A | MW | Before Competition Groups | 0 | 0 | 0 | 361.9664 | 0 | 53 | Residential_2030_SC A_MW_Before Competition Groups_53 | Smart Burners | 0% | 0 | 0 | Residential_2030_SC A_MW_Before Competition Groups_Smart Burners
Residential | Res ¦ Smart Power Bar | 2030 | SC A | MW | Before Competition Groups | 0 | 0 | 0 | 361.9664 | 0 | 54 | Residential_2030_SC A_MW_Before Competition Groups_54 | Smart Power Bar | 0% | 0 | 0 | Residential_2030_SC A_MW_Before Competition Groups_Smart Power Bar
Residential | Res ¦ Ductless Mini-Split Heat Pump | 2030 | SC B | MW | Before Competition Groups | 91.9857 | 0 | 0 | 616.7474 | 0.14915 | 1 | Residential_2030_SC B_MW_Before Competition Groups_1 | Ductless Mini-Split Heat Pump | 14.91% | 0 | 91.9857 | Residential_2030_SC B_MW_Before Competition Groups_Ductless Mini-Split Heat Pump
Residential | Res ¦ Building Recommissioning, Operations and Maintenance (O&M) Improvements | 2030 | SC B | MW | Before Competition Groups | 78.1692 | 0 | 0 | 616.7474 | 0.12674 | 2 | Residential_2030_SC B_MW_Before Competition Groups_2 | Building Recommissioning, Operations and Maintenance (O&M) Improvements | 12.67% | 0 | 78.1692 | Residential_2030_SC B_MW_Before Competition Groups_Building Recommissioning, Operations and Maintenance (O&M) Improvements
Residential | Res ¦ Energy Star Clothes Washer | 2030 | SC B | MW | Before Competition Groups | 61.0238 | 0 | 0 | 616.7474 | 0.098945 | 3 | Residential_2030_SC B_MW_Before Competition Groups_3 | Energy Star Clothes Washer | 9.894% | 0 | 61.0238 | Residential_2030_SC B_MW_Before Competition Groups_Energy Star Clothes Washer
Residential | Res ¦ Adaptive Thermostat | 2030 | SC B | MW | Before Competition Groups | 60.9475 | 0 | 0 | 616.7474 | 0.098821 | 4 | Residential_2030_SC B_MW_Before Competition Groups_4 | Adaptive Thermostat | 9.882% | 0 | 60.9475 | Residential_2030_SC B_MW_Before Competition Groups_Adaptive Thermostat
Residential | Res ¦ Variable Speed Pool Pump Motor | 2030 | SC B | MW | Before Competition Groups | 55.8333 | 0 | 0 | 616.7474 | 0.090529 | 5 | Residential_2030_SC B_MW_Before Competition Groups_5 | Variable Speed Pool Pump Motor | 9.053% | 0 | 55.8333 | Residential_2030_SC B_MW_Before Competition Groups_Variable Speed Pool Pump Motor
Residential | Res ¦ Energy Star Air Source Heat Pump | 2030 | SC B | MW | Before Competition Groups | 26.6315 | 0 | 0 | 616.7474 | 0.043181 | 6 | Residential_2030_SC B_MW_Before Competition Groups_6 | Energy Star Air Source Heat Pump | 4.318% | 0 | 26.6315 | Residential_2030_SC B_MW_Before Competition Groups_Energy Star Air Source Heat Pump
Residential | Res ¦ Energy Star Room Air Conditioner | 2030 | SC B | MW | Before Competition Groups | 23.2638 | 0 | 0 | 616.7474 | 0.03772 | 7 | Residential_2030_SC B_MW_Before Competition Groups_7 | Energy Star Room Air Conditioner | 3.772% | 0 | 23.2638 | Residential_2030_SC B_MW_Before Competition Groups_Energy Star Room Air Conditioner
Residential | Res ¦ Energy Star LED Bulbs General Purpose LEDs | 2030 | SC B | MW | Before Competition Groups | 17.6868 | 0 | 0 | 616.7474 | 0.028678 | 8 | Residential_2030_SC B_MW_Before Competition Groups_8 | Energy Star LED Bulbs General Purpose LEDs | 2.868% | 0 | 17.6868 | Residential_2030_SC B_MW_Before Competition Groups_Energy Star LED Bulbs General Purpose LEDs
Residential | Res ¦ Energy Star A Line, PAR, MR Lamps | 2030 | SC B | MW | Before Competition Groups | 17.3637 | 0 | 0 | 616.7474 | 0.028154 | 9 | Residential_2030_SC B_MW_Before Competition Groups_9 | Energy Star A Line, PAR, MR Lamps | 2.815% | 0 | 17.3637 | Residential_2030_SC B_MW_Before Competition Groups_Energy Star A Line, PAR, MR Lamps
Residential | Res ¦ Basement Wall Insulation | 2030 | SC B | MW | Before Competition Groups | 17.2789 | 0 | 0 | 616.7474 | 0.028016 | 10 | Residential_2030_SC B_MW_Before Competition Groups_10 | Basement Wall Insulation | 2.802% | 0 | 17.2789 | Residential_2030_SC B_MW_Before Competition Groups_Basement Wall Insulation
Residential | Res ¦ Energy Star LED Specialty Bulbs | 2030 | SC B | MW | Before Competition Groups | 16.0256 | 0 | 0 | 616.7474 | 0.025984 | 11 | Residential_2030_SC B_MW_Before Competition Groups_11 | Energy Star LED Specialty Bulbs | 2.598% | 0 | 16.0256 | Residential_2030_SC B_MW_Before Competition Groups_Energy Star LED Specialty Bulbs
Residential | Res ¦ Attic Insulation | 2030 | SC B | MW | Before Competition Groups | 13.3271 | 0 | 0 | 616.7474 | 0.021609 | 12 | Residential_2030_SC B_MW_Before Competition Groups_12 | Attic Insulation | 2.161% | 0 | 13.3271 | Residential_2030_SC B_MW_Before Competition Groups_Attic Insulation
Residential | Res ¦ Energy Star Clothes Dryer | 2030 | SC B | MW | Before Competition Groups | 12.1939 | 0 | 0 | 616.7474 | 0.019771 | 13 | Residential_2030_SC B_MW_Before Competition Groups_13 | Energy Star Clothes Dryer | 1.977% | 0 | 12.1939 | Residential_2030_SC B_MW_Before Competition Groups_Energy Star Clothes Dryer
Residential | Res ¦ Advanced BAS/Controllers | 2030 | SC B | MW | Before Competition Groups | 11.4403 | 0 | 0 | 616.7474 | 0.018549 | 14 | Residential_2030_SC B_MW_Before Competition Groups_14 | Advanced BAS/Controllers | 1.855% | 0 | 11.4403 | Residential_2030_SC B_MW_Before Competition Groups_Advanced BAS/Controllers
Residential | Res ¦ Clothes Drying Racks | 2030 | SC B | MW | Before Competition Groups | 10.5848 | 0 | 0 | 616.7474 | 0.017162 | 15 | Residential_2030_SC B_MW_Before Competition Groups_15 | Clothes Drying Racks | 1.716% | 0 | 10.5848 | Residential_2030_SC B_MW_Before Competition Groups_Clothes Drying Racks
Residential | Res ¦ Occupancy Sensors MF | 2030 | SC B | MW | Before Competition Groups | 10.1681 | 0 | 0 | 616.7474 | 0.016487 | 16 | Residential_2030_SC B_MW_Before Competition Groups_16 | Occupancy Sensors MF | 1.649% | 0 | 10.1681 | Residential_2030_SC B_MW_Before Competition Groups_Occupancy Sensors MF
Residential | Res ¦ Refrigerator Recycling | 2030 | SC B | MW | Before Competition Groups | 8.9717 | 0 | 0 | 616.7474 | 0.014547 | 17 | Residential_2030_SC B_MW_Before Competition Groups_17 | Refrigerator Recycling | 1.455% | 0 | 8.9717 | Residential_2030_SC B_MW_Before Competition Groups_Refrigerator Recycling
Residential | Res ¦ Freezer Recycling | 2030 | SC B | MW | Before Competition Groups | 8.3474 | 0 | 0 | 616.7474 | 0.013534 | 18 | Residential_2030_SC B_MW_Before Competition Groups_18 | Freezer Recycling | 1.353% | 0 | 8.3474 | Residential_2030_SC B_MW_Before Competition Groups_Freezer Recycling
Residential | Res ¦ Energy Star Torchiere | 2030 | SC B | MW | Before Competition Groups | 8.3056 | 0 | 0 | 616.7474 | 0.013467 | 19 | Residential_2030_SC B_MW_Before Competition Groups_19 | Energy Star Torchiere | 1.347% | 0 | 8.3056 | Residential_2030_SC B_MW_Before Competition Groups_Energy Star Torchiere
Residential | Res ¦ High Efficiency Chiller (avg of water and air cooled) | 2030 | SC B | MW | Before Competition Groups | 8.1205 | 0 | 0 | 616.7474 | 0.013167 | 20 | Residential_2030_SC B_MW_Before Competition Groups_20 | High Efficiency Chiller (avg of water and air cooled) | 1.317% | 0 | 8.1205 | Residential_2030_SC B_MW_Before Competition Groups_High Efficiency Chiller (avg of water and air cooled)
Residential | Res ¦ Energy Star Dehumidifier | 2030 | SC B | MW | Before Competition Groups | 6.3466 | 0 | 0 | 616.7474 | 0.01029 | 21 | Residential_2030_SC B_MW_Before Competition Groups_21 | Energy Star Dehumidifier | 1.029% | 0 | 6.3466 | Residential_2030_SC B_MW_Before Competition Groups_Energy Star Dehumidifier
Residential | Res ¦ Home Energy Reports | 2030 | SC B | MW | Before Competition Groups | 5.9237 | 0 | 0 | 616.7474 | 0.0096047 | 22 | Residential_2030_SC B_MW_Before Competition Groups_22 | Home Energy Reports | 0.9605% | 0 | 5.9237 | Residential_2030_SC B_MW_Before Competition Groups_Home Energy Reports
Residential | Res ¦ Energy Star Freezer | 2030 | SC B | MW | Before Competition Groups | 5.3195 | 0 | 0 | 616.7474 | 0.008625 | 23 | Residential_2030_SC B_MW_Before Competition Groups_23 | Energy Star Freezer | 0.8625% | 0 | 5.3195 | Residential_2030_SC B_MW_Before Competition Groups_Energy Star Freezer
Residential | Res ¦ Air Sealing | 2030 | SC B | MW | Before Competition Groups | 3.6752 | 0 | 0 | 616.7474 | 0.005959 | 24 | Residential_2030_SC B_MW_Before Competition Groups_24 | Air Sealing | 0.5959% | 0 | 3.6752 | Residential_2030_SC B_MW_Before Competition Groups_Air Sealing
Residential | Res ¦ Floor Insulation | 2030 | SC B | MW | Before Competition Groups | 3.4914 | 0 | 0 | 616.7474 | 0.0056609 | 25 | Residential_2030_SC B_MW_Before Competition Groups_25 | Floor Insulation | 0.5661% | 0 | 3.4914 | Residential_2030_SC B_MW_Before Competition Groups_Floor Insulation
Residential | Res ¦ Duct Insulation | 2030 | SC B | MW | Before Competition Groups | 3.174 | 0 | 0 | 616.7474 | 0.0051463 | 26 | Residential_2030_SC B_MW_Before Competition Groups_26 | Duct Insulation | 0.5146% | 0 | 3.174 | Residential_2030_SC B_MW_Before Competition Groups_Duct Insulation
Residential | Res ¦ LED Tube Re-Lamp | 2030 | SC B | MW | Before Competition Groups | 3.1664 | 0 | 0 | 616.7474 | 0.0051341 | 27 | Residential_2030_SC B_MW_Before Competition Groups_27 | LED Tube Re-Lamp | 0.5134% | 0 | 3.1664 | Residential_2030_SC B_MW_Before Competition Groups_LED Tube Re-Lamp
Residential | Res ¦ Energy Star Light Fixture | 2030 | SC B | MW | Before Competition Groups | 3.1523 | 0 | 0 | 616.7474 | 0.0051112 | 28 | Residential_2030_SC B_MW_Before Competition Groups_28 | Energy Star Light Fixture | 0.5111% | 0 | 3.1523 | Residential_2030_SC B_MW_Before Competition Groups_Energy Star Light Fixture
Residential | Res ¦ Outside Air Economizer | 2030 | SC B | MW | Before Competition Groups | 3.1006 | 0 | 0 | 616.7474 | 0.0050273 | 29 | Residential_2030_SC B_MW_Before Competition Groups_29 | Outside Air Economizer | 0.5027% | 0 | 3.1006 | Residential_2030_SC B_MW_Before Competition Groups_Outside Air Economizer
Residential | Res ¦ Minimize Hot and Warm Clothes Wash | 2030 | SC B | MW | Before Competition Groups | 2.44 | 0 | 0 | 616.7474 | 0.0039562 | 30 | Residential_2030_SC B_MW_Before Competition Groups_30 | Minimize Hot and Warm Clothes Wash | 0.3956% | 0 | 2.44 | Residential_2030_SC B_MW_Before Competition Groups_Minimize Hot and Warm Clothes Wash
Residential | Res ¦ Demand Control Ventilation | 2030 | SC B | MW | Before Competition Groups | 2.0105 | 0 | 0 | 616.7474 | 0.0032599 | 31 | Residential_2030_SC B_MW_Before Competition Groups_31 | Demand Control Ventilation | 0.326% | 0 | 2.0105 | Residential_2030_SC B_MW_Before Competition Groups_Demand Control Ventilation
Residential | Res ¦ Furnace Whistle | 2030 | SC B | MW | Before Competition Groups | 1.9322 | 0 | 0 | 616.7474 | 0.0031329 | 32 | Residential_2030_SC B_MW_Before Competition Groups_32 | Furnace Whistle | 0.3133% | 0 | 1.9322 | Residential_2030_SC B_MW_Before Competition Groups_Furnace Whistle
Residential | Res ¦ ENERGY STAR LED LAMPS (REFLECTOR LAMPs/MR16/PAR 16) | 2030 | SC B | MW | Before Competition Groups | 1.9175 | 0 | 0 | 616.7474 | 0.003109 | 33 | Residential_2030_SC B_MW_Before Competition Groups_33 | ENERGY STAR LED LAMPS (REFLECTOR LAMPs/MR16/PAR 16) | 0.3109% | 0 | 1.9175 | Residential_2030_SC B_MW_Before Competition Groups_ENERGY STAR LED LAMPS (REFLECTOR LAMPs/MR16/PAR 16)
Residential | Res ¦ CO Sensors for parking garage exhaust fans | 2030 | SC B | MW | Before Competition Groups | 1.6468 | 0 | 0 | 616.7474 | 0.0026701 | 34 | Residential_2030_SC B_MW_Before Competition Groups_34 | CO Sensors for parking garage exhaust fans | 0.267% | 0 | 1.6468 | Residential_2030_SC B_MW_Before Competition Groups_CO Sensors for parking garage exhaust fans
Residential | Res ¦ Comprehensive Draft Proofing | 2030 | SC B | MW | Before Competition Groups | 1.6419 | 0 | 0 | 616.7474 | 0.0026622 | 35 | Residential_2030_SC B_MW_Before Competition Groups_35 | Comprehensive Draft Proofing | 0.2662% | 0 | 1.6419 | Residential_2030_SC B_MW_Before Competition Groups_Comprehensive Draft Proofing
Residential | Res ¦ Variable Frequency Drive (VFD) | 2030 | SC B | MW | Before Competition Groups | 1.5925 | 0 | 0 | 616.7474 | 0.0025821 | 36 | Residential_2030_SC B_MW_Before Competition Groups_36 | Variable Frequency Drive (VFD) | 0.2582% | 0 | 1.5925 | Residential_2030_SC B_MW_Before Competition Groups_Variable Frequency Drive (VFD)
Residential | Res ¦ Heat Recovery Ventilator | 2030 | SC B | MW | Before Competition Groups | 1.5165 | 0 | 0 | 616.7474 | 0.0024589 | 37 | Residential_2030_SC B_MW_Before Competition Groups_37 | Heat Recovery Ventilator | 0.2459% | 0 | 1.5165 | Residential_2030_SC B_MW_Before Competition Groups_Heat Recovery Ventilator
Residential | Res ¦ Duct Insulation MF | 2030 | SC B | MW | Before Competition Groups | 1.3464 | 0 | 0 | 616.7474 | 0.0021831 | 38 | Residential_2030_SC B_MW_Before Competition Groups_38 | Duct Insulation MF | 0.2183% | 0 | 1.3464 | Residential_2030_SC B_MW_Before Competition Groups_Duct Insulation MF
Residential | Res ¦ Water Heater Temperature Setback | 2030 | SC B | MW | Before Competition Groups | 1.0072 | 0 | 0 | 616.7474 | 0.001633 | 39 | Residential_2030_SC B_MW_Before Competition Groups_39 | Water Heater Temperature Setback | 0.1633% | 0 | 1.0072 | Residential_2030_SC B_MW_Before Competition Groups_Water Heater Temperature Setback
Residential | Res ¦ Condensing Make Up Air Unit | 2030 | SC B | MW | Before Competition Groups | 0.97463 | 0 | 0 | 616.7474 | 0.0015803 | 40 | Residential_2030_SC B_MW_Before Competition Groups_40 | Condensing Make Up Air Unit | 0.158% | 0 | 0.97463 | Residential_2030_SC B_MW_Before Competition Groups_Condensing Make Up Air Unit
Residential | Res ¦ Tankless Water Heater | 2030 | SC B | MW | Before Competition Groups | 0.86679 | 0 | 0 | 616.7474 | 0.0014054 | 41 | Residential_2030_SC B_MW_Before Competition Groups_41 | Tankless Water Heater | 0.1405% | 0 | 0.86679 | Residential_2030_SC B_MW_Before Competition Groups_Tankless Water Heater
Residential | Res ¦ LED Parking Lot Fixture | 2030 | SC B | MW | Before Competition Groups | 0.864 | 0 | 0 | 616.7474 | 0.0014009 | 42 | Residential_2030_SC B_MW_Before Competition Groups_42 | LED Parking Lot Fixture | 0.1401% | 0 | 0.864 | Residential_2030_SC B_MW_Before Competition Groups_LED Parking Lot Fixture
Residential | Res ¦ VFD on Pumps | 2030 | SC B | MW | Before Competition Groups | 0.4897 | 0 | 0 | 616.7474 | 0.000794 | 43 | Residential_2030_SC B_MW_Before Competition Groups_43 | VFD on Pumps | 0.0794% | 0 | 0.4897 | Residential_2030_SC B_MW_Before Competition Groups_VFD on Pumps
Residential | Res ¦ ENERGY STAR LED Lamps (General Service Lamps) | 2030 | SC B | MW | Before Competition Groups | 0.42778 | 0 | 0 | 616.7474 | 0.00069361 | 44 | Residential_2030_SC B_MW_Before Competition Groups_44 | ENERGY STAR LED Lamps (General Service Lamps) | 0.06936% | 0 | 0.42778 | Residential_2030_SC B_MW_Before Competition Groups_ENERGY STAR LED Lamps (General Service Lamps)
Residential | Res ¦ LED Exterior Area Lights - LED Fixture (200W) | 2030 | SC B | MW | Before Competition Groups | 0.38989 | 0 | 0 | 616.7474 | 0.00063216 | 45 | Residential_2030_SC B_MW_Before Competition Groups_45 | LED Exterior Area Lights - LED Fixture (200W) | 0.06322% | 0 | 0.38989 | Residential_2030_SC B_MW_Before Competition Groups_LED Exterior Area Lights - LED Fixture (200W)
Residential | Res ¦ ECM MOTORS FOR HVAC APPLICATION (FAN-POWERED VAV BOX) | 2030 | SC B | MW | Before Competition Groups | 0.26748 | 0 | 0 | 616.7474 | 0.00043369 | 46 | Residential_2030_SC B_MW_Before Competition Groups_46 | ECM MOTORS FOR HVAC APPLICATION (FAN-POWERED VAV BOX) | 0.04337% | 0 | 0.26748 | Residential_2030_SC B_MW_Before Competition Groups_ECM MOTORS FOR HVAC APPLICATION (FAN-POWERED VAV BOX)
Residential | Res ¦ Beverage Vending Machine Controls | 2030 | SC B | MW | Before Competition Groups | 0.17983 | 0 | 0 | 616.7474 | 0.00029157 | 47 | Residential_2030_SC B_MW_Before Competition Groups_47 | Beverage Vending Machine Controls | 0.02916% | 0 | 0.17983 | Residential_2030_SC B_MW_Before Competition Groups_Beverage Vending Machine Controls
Residential | Res ¦ Chilled Water Optimization | 2030 | SC B | MW | Before Competition Groups | 0.14003 | 0 | 0 | 616.7474 | 0.00022705 | 48 | Residential_2030_SC B_MW_Before Competition Groups_48 | Chilled Water Optimization | 0.02271% | 0 | 0.14003 | Residential_2030_SC B_MW_Before Competition Groups_Chilled Water Optimization
Residential | Res ¦ Wall Insulation | 2030 | SC B | MW | Before Competition Groups | 0.05018 | 0 | 0 | 616.7474 | 8.1362e-05 | 49 | Residential_2030_SC B_MW_Before Competition Groups_49 | Wall Insulation | 0.008136% | 0 | 0.05018 | Residential_2030_SC B_MW_Before Competition Groups_Wall Insulation
Residential | Res ¦ LED High Bay Fixture | 2030 | SC B | MW | Before Competition Groups | 0.023623 | 0 | 0 | 616.7474 | 3.8303e-05 | 50 | Residential_2030_SC B_MW_Before Competition Groups_50 | LED High Bay Fixture | 0.00383% | 0 | 0.023623 | Residential_2030_SC B_MW_Before Competition Groups_LED High Bay Fixture
Residential | Res ¦ Wall Insulation MF | 2030 | SC B | MW | Before Competition Groups | 0.0030437 | 0 | 0 | 616.7474 | 4.9351e-06 | 51 | Residential_2030_SC B_MW_Before Competition Groups_51 | Wall Insulation MF | 0.0004935% | 0 | 0.0030437 | Residential_2030_SC B_MW_Before Competition Groups_Wall Insulation MF
Residential | Res ¦ LED Downlight | 2030 | SC B | MW | Before Competition Groups | 0 | 0 | 0 | 616.7474 | 0 | 52 | Residential_2030_SC B_MW_Before Competition Groups_52 | LED Downlight | 0% | 0 | 0 | Residential_2030_SC B_MW_Before Competition Groups_LED Downlight
Residential | Res ¦ Smart Burners | 2030 | SC B | MW | Before Competition Groups | 0 | 0 | 0 | 616.7474 | 0 | 53 | Residential_2030_SC B_MW_Before Competition Groups_53 | Smart Burners | 0% | 0 | 0 | Residential_2030_SC B_MW_Before Competition Groups_Smart Burners
Residential | Res ¦ Smart Power Bar | 2030 | SC B | MW | Before Competition Groups | 0 | 0 | 0 | 616.7474 | 0 | 54 | Residential_2030_SC B_MW_Before Competition Groups_54 | Smart Power Bar | 0% | 0 | 0 | Residential_2030_SC B_MW_Before Competition Groups_Smart Power Bar
Residential | Res ¦ Ductless Mini-Split Heat Pump | 2030 | SC C | MW | Before Competition Groups | 70.7838 | 0 | 0 | 439.168 | 0.16118 | 1 | Residential_2030_SC C_MW_Before Competition Groups_1 | Ductless Mini-Split Heat Pump | 16.12% | 0 | 70.7838 | Residential_2030_SC C_MW_Before Competition Groups_Ductless Mini-Split Heat Pump
Residential | Res ¦ Energy Star Clothes Washer | 2030 | SC C | MW | Before Competition Groups | 54.3476 | 0 | 0 | 439.168 | 0.12375 | 2 | Residential_2030_SC C_MW_Before Competition Groups_2 | Energy Star Clothes Washer | 12.38% | 0 | 54.3476 | Residential_2030_SC C_MW_Before Competition Groups_Energy Star Clothes Washer
Residential | Res ¦ Building Recommissioning, Operations and Maintenance (O&M) Improvements | 2030 | SC C | MW | Before Competition Groups | 42.3303 | 0 | 0 | 439.168 | 0.096388 | 3 | Residential_2030_SC C_MW_Before Competition Groups_3 | Building Recommissioning, Operations and Maintenance (O&M) Improvements | 9.639% | 0 | 42.3303 | Residential_2030_SC C_MW_Before Competition Groups_Building Recommissioning, Operations and Maintenance (O&M) Improvements
Residential | Res ¦ Adaptive Thermostat | 2030 | SC C | MW | Before Competition Groups | 41.8666 | 0 | 0 | 439.168 | 0.095332 | 4 | Residential_2030_SC C_MW_Before Competition Groups_4 | Adaptive Thermostat | 9.533% | 0 | 41.8666 | Residential_2030_SC C_MW_Before Competition Groups_Adaptive Thermostat
Residential | Res ¦ Variable Speed Pool Pump Motor | 2030 | SC C | MW | Before Competition Groups | 30.2361 | 0 | 0 | 439.168 | 0.068849 | 5 | Residential_2030_SC C_MW_Before Competition Groups_5 | Variable Speed Pool Pump Motor | 6.885% | 0 | 30.2361 | Residential_2030_SC C_MW_Before Competition Groups_Variable Speed Pool Pump Motor
Residential | Res ¦ Energy Star LED Specialty Bulbs | 2030 | SC C | MW | Before Competition Groups | 27.8384 | 0 | 0 | 439.168 | 0.063389 | 6 | Residential_2030_SC C_MW_Before Competition Groups_6 | Energy Star LED Specialty Bulbs | 6.339% | 0 | 27.8384 | Residential_2030_SC C_MW_Before Competition Groups_Energy Star LED Specialty Bulbs
Residential | Res ¦ Energy Star Room Air Conditioner | 2030 | SC C | MW | Before Competition Groups | 18.6581 | 0 | 0 | 439.168 | 0.042485 | 7 | Residential_2030_SC C_MW_Before Competition Groups_7 | Energy Star Room Air Conditioner | 4.249% | 0 | 18.6581 | Residential_2030_SC C_MW_Before Competition Groups_Energy Star Room Air Conditioner
Residential | Res ¦ Basement Wall Insulation | 2030 | SC C | MW | Before Competition Groups | 17.2815 | 0 | 0 | 439.168 | 0.03935 | 8 | Residential_2030_SC C_MW_Before Competition Groups_8 | Basement Wall Insulation | 3.935% | 0 | 17.2815 | Residential_2030_SC C_MW_Before Competition Groups_Basement Wall Insulation
Residential | Res ¦ Energy Star Air Source Heat Pump | 2030 | SC C | MW | Before Competition Groups | 16.7559 | 0 | 0 | 439.168 | 0.038154 | 9 | Residential_2030_SC C_MW_Before Competition Groups_9 | Energy Star Air Source Heat Pump | 3.815% | 0 | 16.7559 | Residential_2030_SC C_MW_Before Competition Groups_Energy Star Air Source Heat Pump
Residential | Res ¦ Attic Insulation | 2030 | SC C | MW | Before Competition Groups | 13.014 | 0 | 0 | 439.168 | 0.029633 | 10 | Residential_2030_SC C_MW_Before Competition Groups_10 | Attic Insulation | 2.963% | 0 | 13.014 | Residential_2030_SC C_MW_Before Competition Groups_Attic Insulation
Residential | Res ¦ Energy Star Clothes Dryer | 2030 | SC C | MW | Before Competition Groups | 12.198 | 0 | 0 | 439.168 | 0.027775 | 11 | Residential_2030_SC C_MW_Before Competition Groups_11 | Energy Star Clothes Dryer | 2.778% | 0 | 12.198 | Residential_2030_SC C_MW_Before Competition Groups_Energy Star Clothes Dryer
Residential | Res ¦ Energy Star A Line, PAR, MR Lamps | 2030 | SC C | MW | Before Competition Groups | 11.9659 | 0 | 0 | 439.168 | 0.027247 | 12 | Residential_2030_SC C_MW_Before Competition Groups_12 | Energy Star A Line, PAR, MR Lamps | 2.725% | 0 | 11.9659 | Residential_2030_SC C_MW_Before Competition Groups_Energy Star A Line, PAR, MR Lamps
Residential | Res ¦ Energy Star LED Bulbs General Purpose LEDs | 2030 | SC C | MW | Before Competition Groups | 8.5035 | 0 | 0 | 439.168 | 0.019363 | 13 | Residential_2030_SC C_MW_Before Competition Groups_13 | Energy Star LED Bulbs General Purpose LEDs | 1.936% | 0 | 8.5035 | Residential_2030_SC C_MW_Before Competition Groups_Energy Star LED Bulbs General Purpose LEDs
Residential | Res ¦ High Efficiency Chiller (avg of water and air cooled) | 2030 | SC C | MW | Before Competition Groups | 7.8983 | 0 | 0 | 439.168 | 0.017985 | 14 | Residential_2030_SC C_MW_Before Competition Groups_14 | High Efficiency Chiller (avg of water and air cooled) | 1.798% | 0 | 7.8983 | Residential_2030_SC C_MW_Before Competition Groups_High Efficiency Chiller (avg of water and air cooled)
Residential | Res ¦ Advanced BAS/Controllers | 2030 | SC C | MW | Before Competition Groups | 6.1955 | 0 | 0 | 439.168 | 0.014107 | 15 | Residential_2030_SC C_MW_Before Competition Groups_15 | Advanced BAS/Controllers | 1.411% | 0 | 6.1955 | Residential_2030_SC C_MW_Before Competition Groups_Advanced BAS/Controllers
Residential | Res ¦ Home Energy Reports | 2030 | SC C | MW | Before Competition Groups | 5.9237 | 0 | 0 | 439.168 | 0.013488 | 16 | Residential_2030_SC C_MW_Before Competition Groups_16 | Home Energy Reports | 1.349% | 0 | 5.9237 | Residential_2030_SC C_MW_Before Competition Groups_Home Energy Reports
Residential | Res ¦ Energy Star Torchiere | 2030 | SC C | MW | Before Competition Groups | 5.6532 | 0 | 0 | 439.168 | 0.012872 | 17 | Residential_2030_SC C_MW_Before Competition Groups_17 | Energy Star Torchiere | 1.287% | 0 | 5.6532 | Residential_2030_SC C_MW_Before Competition Groups_Energy Star Torchiere
Residential | Res ¦ Occupancy Sensors MF | 2030 | SC C | MW | Before Competition Groups | 5.303 | 0 | 0 | 439.168 | 0.012075 | 18 | Residential_2030_SC C_MW_Before Competition Groups_18 | Occupancy Sensors MF | 1.208% | 0 | 5.303 | Residential_2030_SC C_MW_Before Competition Groups_Occupancy Sensors MF
Residential | Res ¦ Refrigerator Recycling | 2030 | SC C | MW | Before Competition Groups | 4.8586 | 0 | 0 | 439.168 | 0.011063 | 19 | Residential_2030_SC C_MW_Before Competition Groups_19 | Refrigerator Recycling | 1.106% | 0 | 4.8586 | Residential_2030_SC C_MW_Before Competition Groups_Refrigerator Recycling
Residential | Res ¦ Energy Star Freezer | 2030 | SC C | MW | Before Competition Groups | 4.2665 | 0 | 0 | 439.168 | 0.009715 | 20 | Residential_2030_SC C_MW_Before Competition Groups_20 | Energy Star Freezer | 0.9715% | 0 | 4.2665 | Residential_2030_SC C_MW_Before Competition Groups_Energy Star Freezer
Residential | Res ¦ Air Sealing | 2030 | SC C | MW | Before Competition Groups | 3.353 | 0 | 0 | 439.168 | 0.0076349 | 21 | Residential_2030_SC C_MW_Before Competition Groups_21 | Air Sealing | 0.7635% | 0 | 3.353 | Residential_2030_SC C_MW_Before Competition Groups_Air Sealing
Residential | Res ¦ LED Tube Re-Lamp | 2030 | SC C | MW | Before Competition Groups | 3.1664 | 0 | 0 | 439.168 | 0.0072101 | 22 | Residential_2030_SC C_MW_Before Competition Groups_22 | LED Tube Re-Lamp | 0.721% | 0 | 3.1664 | Residential_2030_SC C_MW_Before Competition Groups_LED Tube Re-Lamp
Residential | Res ¦ Energy Star Dehumidifier | 2030 | SC C | MW | Before Competition Groups | 2.9191 | 0 | 0 | 439.168 | 0.0066469 | 23 | Residential_2030_SC C_MW_Before Competition Groups_23 | Energy Star Dehumidifier | 0.6647% | 0 | 2.9191 | Residential_2030_SC C_MW_Before Competition Groups_Energy Star Dehumidifier
Residential | Res ¦ Energy Star Light Fixture | 2030 | SC C | MW | Before Competition Groups | 2.8995 | 0 | 0 | 439.168 | 0.0066023 | 24 | Residential_2030_SC C_MW_Before Competition Groups_24 | Energy Star Light Fixture | 0.6602% | 0 | 2.8995 | Residential_2030_SC C_MW_Before Competition Groups_Energy Star Light Fixture
Residential | Res ¦ Floor Insulation | 2030 | SC C | MW | Before Competition Groups | 2.7327 | 0 | 0 | 439.168 | 0.0062223 | 25 | Residential_2030_SC C_MW_Before Competition Groups_25 | Floor Insulation | 0.6222% | 0 | 2.7327 | Residential_2030_SC C_MW_Before Competition Groups_Floor Insulation
Residential | Res ¦ Minimize Hot and Warm Clothes Wash | 2030 | SC C | MW | Before Competition Groups | 2.44 | 0 | 0 | 439.168 | 0.0055559 | 26 | Residential_2030_SC C_MW_Before Competition Groups_26 | Minimize Hot and Warm Clothes Wash | 0.5556% | 0 | 2.44 | Residential_2030_SC C_MW_Before Competition Groups_Minimize Hot and Warm Clothes Wash
Residential | Res ¦ Outside Air Economizer | 2030 | SC C | MW | Before Competition Groups | 2.1143 | 0 | 0 | 439.168 | 0.0048144 | 27 | Residential_2030_SC C_MW_Before Competition Groups_27 | Outside Air Economizer | 0.4814% | 0 | 2.1143 | Residential_2030_SC C_MW_Before Competition Groups_Outside Air Economizer
Residential | Res ¦ ENERGY STAR LED LAMPS (REFLECTOR LAMPs/MR16/PAR 16) | 2030 | SC C | MW | Before Competition Groups | 1.9175 | 0 | 0 | 439.168 | 0.0043662 | 28 | Residential_2030_SC C_MW_Before Competition Groups_28 | ENERGY STAR LED LAMPS (REFLECTOR LAMPs/MR16/PAR 16) | 0.4366% | 0 | 1.9175 | Residential_2030_SC C_MW_Before Competition Groups_ENERGY STAR LED LAMPS (REFLECTOR LAMPs/MR16/PAR 16)
Residential | Res ¦ Duct Insulation MF | 2030 | SC C | MW | Before Competition Groups | 1.2315 | 0 | 0 | 439.168 | 0.0028041 | 29 | Residential_2030_SC C_MW_Before Competition Groups_29 | Duct Insulation MF | 0.2804% | 0 | 1.2315 | Residential_2030_SC C_MW_Before Competition Groups_Duct Insulation MF
Residential | Res ¦ Demand Control Ventilation | 2030 | SC C | MW | Before Competition Groups | 1.0888 | 0 | 0 | 439.168 | 0.0024793 | 30 | Residential_2030_SC C_MW_Before Competition Groups_30 | Demand Control Ventilation | 0.2479% | 0 | 1.0888 | Residential_2030_SC C_MW_Before Competition Groups_Demand Control Ventilation
Residential | Res ¦ Furnace Whistle | 2030 | SC C | MW | Before Competition Groups | 1.0463 | 0 | 0 | 439.168 | 0.0023825 | 31 | Residential_2030_SC C_MW_Before Competition Groups_31 | Furnace Whistle | 0.2383% | 0 | 1.0463 | Residential_2030_SC C_MW_Before Competition Groups_Furnace Whistle
Residential | Res ¦ Duct Insulation | 2030 | SC C | MW | Before Competition Groups | 0.95325 | 0 | 0 | 439.168 | 0.0021706 | 32 | Residential_2030_SC C_MW_Before Competition Groups_32 | Duct Insulation | 0.2171% | 0 | 0.95325 | Residential_2030_SC C_MW_Before Competition Groups_Duct Insulation
Residential | Res ¦ CO Sensors for parking garage exhaust fans | 2030 | SC C | MW | Before Competition Groups | 0.93292 | 0 | 0 | 439.168 | 0.0021243 | 33 | Residential_2030_SC C_MW_Before Competition Groups_33 | CO Sensors for parking garage exhaust fans | 0.2124% | 0 | 0.93292 | Residential_2030_SC C_MW_Before Competition Groups_CO Sensors for parking garage exhaust fans
Residential | Res ¦ Comprehensive Draft Proofing | 2030 | SC C | MW | Before Competition Groups | 0.88912 | 0 | 0 | 439.168 | 0.0020246 | 34 | Residential_2030_SC C_MW_Before Competition Groups_34 | Comprehensive Draft Proofing | 0.2025% | 0 | 0.88912 | Residential_2030_SC C_MW_Before Competition Groups_Comprehensive Draft Proofing
Residential | Res ¦ Variable Frequency Drive (VFD) | 2030 | SC C | MW | Before Competition Groups | 0.86238 | 0 | 0 | 439.168 | 0.0019637 | 35 | Residential_2030_SC C_MW_Before Competition Groups_35 | Variable Frequency Drive (VFD) | 0.1964% | 0 | 0.86238 | Residential_2030_SC C_MW_Before Competition Groups_Variable Frequency Drive (VFD)
Residential | Res ¦ LED Parking Lot Fixture | 2030 | SC C | MW | Before Competition Groups | 0.79319 | 0 | 0 | 439.168 | 0.0018061 | 36 | Residential_2030_SC C_MW_Before Competition Groups_36 | LED Parking Lot Fixture | 0.1806% | 0 | 0.79319 | Residential_2030_SC C_MW_Before Competition Groups_LED Parking Lot Fixture
Residential | Res ¦ Condensing Make Up Air Unit | 2030 | SC C | MW | Before Competition Groups | 0.70106 | 0 | 0 | 439.168 | 0.0015963 | 37 | Residential_2030_SC C_MW_Before Competition Groups_37 | Condensing Make Up Air Unit | 0.1596% | 0 | 0.70106 | Residential_2030_SC C_MW_Before Competition Groups_Condensing Make Up Air Unit
Residential | Res ¦ Water Heater Temperature Setback | 2030 | SC C | MW | Before Competition Groups | 0.54541 | 0 | 0 | 439.168 | 0.0012419 | 38 | Residential_2030_SC C_MW_Before Competition Groups_38 | Water Heater Temperature Setback | 0.1242% | 0 | 0.54541 | Residential_2030_SC C_MW_Before Competition Groups_Water Heater Temperature Setback
Residential | Res ¦ Tankless Water Heater | 2030 | SC C | MW | Before Competition Groups | 0.52787 | 0 | 0 | 439.168 | 0.001202 | 39 | Residential_2030_SC C_MW_Before Competition Groups_39 | Tankless Water Heater | 0.1202% | 0 | 0.52787 | Residential_2030_SC C_MW_Before Competition Groups_Tankless Water Heater
Residential | Res ¦ ENERGY STAR LED Lamps (General Service Lamps) | 2030 | SC C | MW | Before Competition Groups | 0.42778 | 0 | 0 | 439.168 | 0.00097407 | 40 | Residential_2030_SC C_MW_Before Competition Groups_40 | ENERGY STAR LED Lamps (General Service Lamps) | 0.09741% | 0 | 0.42778 | Residential_2030_SC C_MW_Before Competition Groups_ENERGY STAR LED Lamps (General Service Lamps)
Residential | Res ¦ Clothes Drying Racks | 2030 | SC C | MW | Before Competition Groups | 0.39178 | 0 | 0 | 439.168 | 0.0008921 | 41 | Residential_2030_SC C_MW_Before Competition Groups_41 | Clothes Drying Racks | 0.08921% | 0 | 0.39178 | Residential_2030_SC C_MW_Before Competition Groups_Clothes Drying Racks
Residential | Res ¦ LED Exterior Area Lights - LED Fixture (200W) | 2030 | SC C | MW | Before Competition Groups | 0.38989 | 0 | 0 | 439.168 | 0.00088778 | 42 | Residential_2030_SC C_MW_Before Competition Groups_42 | LED Exterior Area Lights - LED Fixture (200W) | 0.08878% | 0 | 0.38989 | Residential_2030_SC C_MW_Before Competition Groups_LED Exterior Area Lights - LED Fixture (200W)
Residential | Res ¦ Heat Recovery Ventilator | 2030 | SC C | MW | Before Competition Groups | 0.32749 | 0 | 0 | 439.168 | 0.00074571 | 43 | Residential_2030_SC C_MW_Before Competition Groups_43 | Heat Recovery Ventilator | 0.07457% | 0 | 0.32749 | Residential_2030_SC C_MW_Before Competition Groups_Heat Recovery Ventilator
Residential | Res ¦ VFD on Pumps | 2030 | SC C | MW | Before Competition Groups | 0.26519 | 0 | 0 | 439.168 | 0.00060385 | 44 | Residential_2030_SC C_MW_Before Competition Groups_44 | VFD on Pumps | 0.06039% | 0 | 0.26519 | Residential_2030_SC C_MW_Before Competition Groups_VFD on Pumps
Residential | Res ¦ ECM MOTORS FOR HVAC APPLICATION (FAN-POWERED VAV BOX) | 2030 | SC C | MW | Before Competition Groups | 0.14684 | 0 | 0 | 439.168 | 0.00033437 | 45 | Residential_2030_SC C_MW_Before Competition Groups_45 | ECM MOTORS FOR HVAC APPLICATION (FAN-POWERED VAV BOX) | 0.03344% | 0 | 0.14684 | Residential_2030_SC C_MW_Before Competition Groups_ECM MOTORS FOR HVAC APPLICATION (FAN-POWERED VAV BOX)
Residential | Res ¦ Chilled Water Optimization | 2030 | SC C | MW | Before Competition Groups | 0.10245 | 0 | 0 | 439.168 | 0.00023328 | 46 | Residential_2030_SC C_MW_Before Competition Groups_46 | Chilled Water Optimization | 0.02333% | 0 | 0.10245 | Residential_2030_SC C_MW_Before Competition Groups_Chilled Water Optimization
Residential | Res ¦ Beverage Vending Machine Controls | 2030 | SC C | MW | Before Competition Groups | 0.093576 | 0 | 0 | 439.168 | 0.00021308 | 47 | Residential_2030_SC C_MW_Before Competition Groups_47 | Beverage Vending Machine Controls | 0.02131% | 0 | 0.093576 | Residential_2030_SC C_MW_Before Competition Groups_Beverage Vending Machine Controls
Residential | Res ¦ LED High Bay Fixture | 2030 | SC C | MW | Before Competition Groups | 0.023623 | 0 | 0 | 439.168 | 5.3791e-05 | 48 | Residential_2030_SC C_MW_Before Competition Groups_48 | LED High Bay Fixture | 0.005379% | 0 | 0.023623 | Residential_2030_SC C_MW_Before Competition Groups_LED High Bay Fixture
Residential | Res ¦ Wall Insulation | 2030 | SC C | MW | Before Competition Groups | 0.0031684 | 0 | 0 | 439.168 | 7.2145e-06 | 49 | Residential_2030_SC C_MW_Before Competition Groups_49 | Wall Insulation | 0.0007215% | 0 | 0.0031684 | Residential_2030_SC C_MW_Before Competition Groups_Wall Insulation
Residential | Res ¦ Wall Insulation MF | 2030 | SC C | MW | Before Competition Groups | 0.0030439 | 0 | 0 | 439.168 | 6.9311e-06 | 50 | Residential_2030_SC C_MW_Before Competition Groups_50 | Wall Insulation MF | 0.0006931% | 0 | 0.0030439 | Residential_2030_SC C_MW_Before Competition Groups_Wall Insulation MF
Residential | Res ¦ Freezer Recycling | 2030 | SC C | MW | Before Competition Groups | 0.00040165 | 0 | 0 | 439.168 | 9.1458e-07 | 51 | Residential_2030_SC C_MW_Before Competition Groups_51 | Freezer Recycling | 9.146e-05% | 0 | 0.00040165 | Residential_2030_SC C_MW_Before Competition Groups_Freezer Recycling
Residential | Res ¦ LED Downlight | 2030 | SC C | MW | Before Competition Groups | 0 | 0 | 0 | 439.168 | 0 | 52 | Residential_2030_SC C_MW_Before Competition Groups_52 | LED Downlight | 0% | 0 | 0 | Residential_2030_SC C_MW_Before Competition Groups_LED Downlight
Residential | Res ¦ Smart Burners | 2030 | SC C | MW | Before Competition Groups | 0 | 0 | 0 | 439.168 | 0 | 53 | Residential_2030_SC C_MW_Before Competition Groups_53 | Smart Burners | 0% | 0 | 0 | Residential_2030_SC C_MW_Before Competition Groups_Smart Burners
Residential | Res ¦ Smart Power Bar | 2030 | SC C | MW | Before Competition Groups | 0 | 0 | 0 | 439.168 | 0 | 54 | Residential_2030_SC C_MW_Before Competition Groups_54 | Smart Power Bar | 0% | 0 | 0 | Residential_2030_SC C_MW_Before Competition Groups_Smart Power Bar
Residential | Res ¦ Ductless Mini-Split Heat Pump | 2030 | SC D | MW | Before Competition Groups | 70.7859 | 0 | 0 | 364.2127 | 0.19435 | 1 | Residential_2030_SC D_MW_Before Competition Groups_1 | Ductless Mini-Split Heat Pump | 19.44% | 0 | 70.7859 | Residential_2030_SC D_MW_Before Competition Groups_Ductless Mini-Split Heat Pump
Residential | Res ¦ Building Recommissioning, Operations and Maintenance (O&M) Improvements | 2030 | SC D | MW | Before Competition Groups | 42.3303 | 0 | 0 | 364.2127 | 0.11622 | 2 | Residential_2030_SC D_MW_Before Competition Groups_2 | Building Recommissioning, Operations and Maintenance (O&M) Improvements | 11.62% | 0 | 42.3303 | Residential_2030_SC D_MW_Before Competition Groups_Building Recommissioning, Operations and Maintenance (O&M) Improvements
Residential | Res ¦ Energy Star Clothes Washer | 2030 | SC D | MW | Before Competition Groups | 35.5233 | 0 | 0 | 364.2127 | 0.097534 | 3 | Residential_2030_SC D_MW_Before Competition Groups_3 | Energy Star Clothes Washer | 9.753% | 0 | 35.5233 | Residential_2030_SC D_MW_Before Competition Groups_Energy Star Clothes Washer
Residential | Res ¦ Adaptive Thermostat | 2030 | SC D | MW | Before Competition Groups | 24.9601 | 0 | 0 | 364.2127 | 0.068532 | 4 | Residential_2030_SC D_MW_Before Competition Groups_4 | Adaptive Thermostat | 6.853% | 0 | 24.9601 | Residential_2030_SC D_MW_Before Competition Groups_Adaptive Thermostat
Residential | Res ¦ Variable Speed Pool Pump Motor | 2030 | SC D | MW | Before Competition Groups | 19.2989 | 0 | 0 | 364.2127 | 0.052988 | 5 | Residential_2030_SC D_MW_Before Competition Groups_5 | Variable Speed Pool Pump Motor | 5.299% | 0 | 19.2989 | Residential_2030_SC D_MW_Before Competition Groups_Variable Speed Pool Pump Motor
Residential | Res ¦ Energy Star LED Bulbs General Purpose LEDs | 2030 | SC D | MW | Before Competition Groups | 18.8396 | 0 | 0 | 364.2127 | 0.051727 | 6 | Residential_2030_SC D_MW_Before Competition Groups_6 | Energy Star LED Bulbs General Purpose LEDs | 5.173% | 0 | 18.8396 | Residential_2030_SC D_MW_Before Competition Groups_Energy Star LED Bulbs General Purpose LEDs
Residential | Res ¦ Energy Star Room Air Conditioner | 2030 | SC D | MW | Before Competition Groups | 18.5715 | 0 | 0 | 364.2127 | 0.050991 | 7 | Residential_2030_SC D_MW_Before Competition Groups_7 | Energy Star Room Air Conditioner | 5.099% | 0 | 18.5715 | Residential_2030_SC D_MW_Before Competition Groups_Energy Star Room Air Conditioner
Residential | Res ¦ Energy Star LED Specialty Bulbs | 2030 | SC D | MW | Before Competition Groups | 18.2175 | 0 | 0 | 364.2127 | 0.050019 | 8 | Residential_2030_SC D_MW_Before Competition Groups_8 | Energy Star LED Specialty Bulbs | 5.002% | 0 | 18.2175 | Residential_2030_SC D_MW_Before Competition Groups_Energy Star LED Specialty Bulbs
Residential | Res ¦ Energy Star Air Source Heat Pump | 2030 | SC D | MW | Before Competition Groups | 16.7559 | 0 | 0 | 364.2127 | 0.046006 | 9 | Residential_2030_SC D_MW_Before Competition Groups_9 | Energy Star Air Source Heat Pump | 4.601% | 0 | 16.7559 | Residential_2030_SC D_MW_Before Competition Groups_Energy Star Air Source Heat Pump
Residential | Res ¦ Basement Wall Insulation | 2030 | SC D | MW | Before Competition Groups | 16.6107 | 0 | 0 | 364.2127 | 0.045607 | 10 | Residential_2030_SC D_MW_Before Competition Groups_10 | Basement Wall Insulation | 4.561% | 0 | 16.6107 | Residential_2030_SC D_MW_Before Competition Groups_Basement Wall Insulation
Residential | Res ¦ Energy Star A Line, PAR, MR Lamps | 2030 | SC D | MW | Before Competition Groups | 11.9896 | 0 | 0 | 364.2127 | 0.032919 | 11 | Residential_2030_SC D_MW_Before Competition Groups_11 | Energy Star A Line, PAR, MR Lamps | 3.292% | 0 | 11.9896 | Residential_2030_SC D_MW_Before Competition Groups_Energy Star A Line, PAR, MR Lamps
Residential | Res ¦ High Efficiency Chiller (avg of water and air cooled) | 2030 | SC D | MW | Before Competition Groups | 7.8983 | 0 | 0 | 364.2127 | 0.021686 | 12 | Residential_2030_SC D_MW_Before Competition Groups_12 | High Efficiency Chiller (avg of water and air cooled) | 2.169% | 0 | 7.8983 | Residential_2030_SC D_MW_Before Competition Groups_High Efficiency Chiller (avg of water and air cooled)
Residential | Res ¦ Attic Insulation | 2030 | SC D | MW | Before Competition Groups | 7.0334 | 0 | 0 | 364.2127 | 0.019311 | 13 | Residential_2030_SC D_MW_Before Competition Groups_13 | Attic Insulation | 1.931% | 0 | 7.0334 | Residential_2030_SC D_MW_Before Competition Groups_Attic Insulation
Residential | Res ¦ Energy Star Clothes Dryer | 2030 | SC D | MW | Before Competition Groups | 6.3789 | 0 | 0 | 364.2127 | 0.017514 | 14 | Residential_2030_SC D_MW_Before Competition Groups_14 | Energy Star Clothes Dryer | 1.751% | 0 | 6.3789 | Residential_2030_SC D_MW_Before Competition Groups_Energy Star Clothes Dryer
Residential | Res ¦ Advanced BAS/Controllers | 2030 | SC D | MW | Before Competition Groups | 6.1955 | 0 | 0 | 364.2127 | 0.017011 | 15 | Residential_2030_SC D_MW_Before Competition Groups_15 | Advanced BAS/Controllers | 1.701% | 0 | 6.1955 | Residential_2030_SC D_MW_Before Competition Groups_Advanced BAS/Controllers
Residential | Res ¦ Home Energy Reports | 2030 | SC D | MW | Before Competition Groups | 5.9237 | 0 | 0 | 364.2127 | 0.016264 | 16 | Residential_2030_SC D_MW_Before Competition Groups_16 | Home Energy Reports | 1.626% | 0 | 5.9237 | Residential_2030_SC D_MW_Before Competition Groups_Home Energy Reports
Residential | Res ¦ Occupancy Sensors MF | 2030 | SC D | MW | Before Competition Groups | 5.303 | 0 | 0 | 364.2127 | 0.01456 | 17 | Residential_2030_SC D_MW_Before Competition Groups_17 | Occupancy Sensors MF | 1.456% | 0 | 5.303 | Residential_2030_SC D_MW_Before Competition Groups_Occupancy Sensors MF
Residential | Res ¦ Energy Star Torchiere | 2030 | SC D | MW | Before Competition Groups | 5.0173 | 0 | 0 | 364.2127 | 0.013776 | 18 | Residential_2030_SC D_MW_Before Competition Groups_18 | Energy Star Torchiere | 1.378% | 0 | 5.0173 | Residential_2030_SC D_MW_Before Competition Groups_Energy Star Torchiere
Residential | Res ¦ LED Tube Re-Lamp | 2030 | SC D | MW | Before Competition Groups | 3.1583 | 0 | 0 | 364.2127 | 0.0086715 | 19 | Residential_2030_SC D_MW_Before Competition Groups_19 | LED Tube Re-Lamp | 0.8672% | 0 | 3.1583 | Residential_2030_SC D_MW_Before Competition Groups_LED Tube Re-Lamp
Residential | Res ¦ Refrigerator Recycling | 2030 | SC D | MW | Before Competition Groups | 2.8887 | 0 | 0 | 364.2127 | 0.0079314 | 20 | Residential_2030_SC D_MW_Before Competition Groups_20 | Refrigerator Recycling | 0.7931% | 0 | 2.8887 | Residential_2030_SC D_MW_Before Competition Groups_Refrigerator Recycling
Residential | Res ¦ Minimize Hot and Warm Clothes Wash | 2030 | SC D | MW | Before Competition Groups | 2.44 | 0 | 0 | 364.2127 | 0.0066993 | 21 | Residential_2030_SC D_MW_Before Competition Groups_21 | Minimize Hot and Warm Clothes Wash | 0.6699% | 0 | 2.44 | Residential_2030_SC D_MW_Before Competition Groups_Minimize Hot and Warm Clothes Wash
Residential | Res ¦ Energy Star Freezer | 2030 | SC D | MW | Before Competition Groups | 2.2417 | 0 | 0 | 364.2127 | 0.0061548 | 22 | Residential_2030_SC D_MW_Before Competition Groups_22 | Energy Star Freezer | 0.6155% | 0 | 2.2417 | Residential_2030_SC D_MW_Before Competition Groups_Energy Star Freezer
Residential | Res ¦ Outside Air Economizer | 2030 | SC D | MW | Before Competition Groups | 2.1143 | 0 | 0 | 364.2127 | 0.0058052 | 23 | Residential_2030_SC D_MW_Before Competition Groups_23 | Outside Air Economizer | 0.5805% | 0 | 2.1143 | Residential_2030_SC D_MW_Before Competition Groups_Outside Air Economizer
Residential | Res ¦ ENERGY STAR LED LAMPS (REFLECTOR LAMPs/MR16/PAR 16) | 2030 | SC D | MW | Before Competition Groups | 1.9175 | 0 | 0 | 364.2127 | 0.0052647 | 24 | Residential_2030_SC D_MW_Before Competition Groups_24 | ENERGY STAR LED LAMPS (REFLECTOR LAMPs/MR16/PAR 16) | 0.5265% | 0 | 1.9175 | Residential_2030_SC D_MW_Before Competition Groups_ENERGY STAR LED LAMPS (REFLECTOR LAMPs/MR16/PAR 16)
Residential | Res ¦ Energy Star Light Fixture | 2030 | SC D | MW | Before Competition Groups | 1.745 | 0 | 0 | 364.2127 | 0.0047911 | 25 | Residential_2030_SC D_MW_Before Competition Groups_25 | Energy Star Light Fixture | 0.4791% | 0 | 1.745 | Residential_2030_SC D_MW_Before Competition Groups_Energy Star Light Fixture
Residential | Res ¦ Air Sealing | 2030 | SC D | MW | Before Competition Groups | 1.2909 | 0 | 0 | 364.2127 | 0.0035443 | 26 | Residential_2030_SC D_MW_Before Competition Groups_26 | Air Sealing | 0.3544% | 0 | 1.2909 | Residential_2030_SC D_MW_Before Competition Groups_Air Sealing
Residential | Res ¦ Furnace Whistle | 2030 | SC D | MW | Before Competition Groups | 1.0463 | 0 | 0 | 364.2127 | 0.0028728 | 27 | Residential_2030_SC D_MW_Before Competition Groups_27 | Furnace Whistle | 0.2873% | 0 | 1.0463 | Residential_2030_SC D_MW_Before Competition Groups_Furnace Whistle
Residential | Res ¦ Energy Star Dehumidifier | 2030 | SC D | MW | Before Competition Groups | 0.85362 | 0 | 0 | 364.2127 | 0.0023437 | 28 | Residential_2030_SC D_MW_Before Competition Groups_28 | Energy Star Dehumidifier | 0.2344% | 0 | 0.85362 | Residential_2030_SC D_MW_Before Competition Groups_Energy Star Dehumidifier
Residential | Res ¦ Comprehensive Draft Proofing | 2030 | SC D | MW | Before Competition Groups | 0.79614 | 0 | 0 | 364.2127 | 0.0021859 | 29 | Residential_2030_SC D_MW_Before Competition Groups_29 | Comprehensive Draft Proofing | 0.2186% | 0 | 0.79614 | Residential_2030_SC D_MW_Before Competition Groups_Comprehensive Draft Proofing
Residential | Res ¦ LED Parking Lot Fixture | 2030 | SC D | MW | Before Competition Groups | 0.79319 | 0 | 0 | 364.2127 | 0.0021778 | 30 | Residential_2030_SC D_MW_Before Competition Groups_30 | LED Parking Lot Fixture | 0.2178% | 0 | 0.79319 | Residential_2030_SC D_MW_Before Competition Groups_LED Parking Lot Fixture
Residential | Res ¦ Variable Frequency Drive (VFD) | 2030 | SC D | MW | Before Competition Groups | 0.64105 | 0 | 0 | 364.2127 | 0.0017601 | 31 | Residential_2030_SC D_MW_Before Competition Groups_31 | Variable Frequency Drive (VFD) | 0.176% | 0 | 0.64105 | Residential_2030_SC D_MW_Before Competition Groups_Variable Frequency Drive (VFD)
Residential | Res ¦ CO Sensors for parking garage exhaust fans | 2030 | SC D | MW | Before Competition Groups | 0.57783 | 0 | 0 | 364.2127 | 0.0015865 | 32 | Residential_2030_SC D_MW_Before Competition Groups_32 | CO Sensors for parking garage exhaust fans | 0.1587% | 0 | 0.57783 | Residential_2030_SC D_MW_Before Competition Groups_CO Sensors for parking garage exhaust fans
Residential | Res ¦ Water Heater Temperature Setback | 2030 | SC D | MW | Before Competition Groups | 0.49062 | 0 | 0 | 364.2127 | 0.0013471 | 33 | Residential_2030_SC D_MW_Before Competition Groups_33 | Water Heater Temperature Setback | 0.1347% | 0 | 0.49062 | Residential_2030_SC D_MW_Before Competition Groups_Water Heater Temperature Setback
Residential | Res ¦ Floor Insulation | 2030 | SC D | MW | Before Competition Groups | 0.47941 | 0 | 0 | 364.2127 | 0.0013163 | 34 | Residential_2030_SC D_MW_Before Competition Groups_34 | Floor Insulation | 0.1316% | 0 | 0.47941 | Residential_2030_SC D_MW_Before Competition Groups_Floor Insulation
Residential | Res ¦ ENERGY STAR LED Lamps (General Service Lamps) | 2030 | SC D | MW | Before Competition Groups | 0.42778 | 0 | 0 | 364.2127 | 0.0011745 | 35 | Residential_2030_SC D_MW_Before Competition Groups_35 | ENERGY STAR LED Lamps (General Service Lamps) | 0.1175% | 0 | 0.42778 | Residential_2030_SC D_MW_Before Competition Groups_ENERGY STAR LED Lamps (General Service Lamps)
Residential | Res ¦ Demand Control Ventilation | 2030 | SC D | MW | Before Competition Groups | 0.41984 | 0 | 0 | 364.2127 | 0.0011527 | 36 | Residential_2030_SC D_MW_Before Competition Groups_36 | Demand Control Ventilation | 0.1153% | 0 | 0.41984 | Residential_2030_SC D_MW_Before Competition Groups_Demand Control Ventilation
Residential | Res ¦ Clothes Drying Racks | 2030 | SC D | MW | Before Competition Groups | 0.39178 | 0 | 0 | 364.2127 | 0.0010757 | 37 | Residential_2030_SC D_MW_Before Competition Groups_37 | Clothes Drying Racks | 0.1076% | 0 | 0.39178 | Residential_2030_SC D_MW_Before Competition Groups_Clothes Drying Racks
Residential | Res ¦ LED Exterior Area Lights - LED Fixture (200W) | 2030 | SC D | MW | Before Competition Groups | 0.34989 | 0 | 0 | 364.2127 | 0.00096068 | 38 | Residential_2030_SC D_MW_Before Competition Groups_38 | LED Exterior Area Lights - LED Fixture (200W) | 0.09607% | 0 | 0.34989 | Residential_2030_SC D_MW_Before Competition Groups_LED Exterior Area Lights - LED Fixture (200W)
Residential | Res ¦ Tankless Water Heater | 2030 | SC D | MW | Before Competition Groups | 0.27561 | 0 | 0 | 364.2127 | 0.00075673 | 39 | Residential_2030_SC D_MW_Before Competition Groups_39 | Tankless Water Heater | 0.07567% | 0 | 0.27561 | Residential_2030_SC D_MW_Before Competition Groups_Tankless Water Heater
Residential | Res ¦ Duct Insulation | 2030 | SC D | MW | Before Competition Groups | 0.25533 | 0 | 0 | 364.2127 | 0.00070105 | 40 | Residential_2030_SC D_MW_Before Competition Groups_40 | Duct Insulation | 0.07011% | 0 | 0.25533 | Residential_2030_SC D_MW_Before Competition Groups_Duct Insulation
Residential | Res ¦ Condensing Make Up Air Unit | 2030 | SC D | MW | Before Competition Groups | 0.24134 | 0 | 0 | 364.2127 | 0.00066262 | 41 | Residential_2030_SC D_MW_Before Competition Groups_41 | Condensing Make Up Air Unit | 0.06626% | 0 | 0.24134 | Residential_2030_SC D_MW_Before Competition Groups_Condensing Make Up Air Unit
Residential | Res ¦ VFD on Pumps | 2030 | SC D | MW | Before Competition Groups | 0.18089 | 0 | 0 | 364.2127 | 0.00049666 | 42 | Residential_2030_SC D_MW_Before Competition Groups_42 | VFD on Pumps | 0.04967% | 0 | 0.18089 | Residential_2030_SC D_MW_Before Competition Groups_VFD on Pumps
Residential | Res ¦ Duct Insulation MF | 2030 | SC D | MW | Before Competition Groups | 0.14924 | 0 | 0 | 364.2127 | 0.00040977 | 43 | Residential_2030_SC D_MW_Before Competition Groups_43 | Duct Insulation MF | 0.04098% | 0 | 0.14924 | Residential_2030_SC D_MW_Before Competition Groups_Duct Insulation MF
Residential | Res ¦ Heat Recovery Ventilator | 2030 | SC D | MW | Before Competition Groups | 0.11247 | 0 | 0 | 364.2127 | 0.0003088 | 44 | Residential_2030_SC D_MW_Before Competition Groups_44 | Heat Recovery Ventilator | 0.03088% | 0 | 0.11247 | Residential_2030_SC D_MW_Before Competition Groups_Heat Recovery Ventilator
Residential | Res ¦ ECM MOTORS FOR HVAC APPLICATION (FAN-POWERED VAV BOX) | 2030 | SC D | MW | Before Competition Groups | 0.11206 | 0 | 0 | 364.2127 | 0.00030767 | 45 | Residential_2030_SC D_MW_Before Competition Groups_45 | ECM MOTORS FOR HVAC APPLICATION (FAN-POWERED VAV BOX) | 0.03077% | 0 | 0.11206 | Residential_2030_SC D_MW_Before Competition Groups_ECM MOTORS FOR HVAC APPLICATION (FAN-POWERED VAV BOX)
Residential | Res ¦ Chilled Water Optimization | 2030 | SC D | MW | Before Competition Groups | 0.10245 | 0 | 0 | 364.2127 | 0.00028128 | 46 | Residential_2030_SC D_MW_Before Competition Groups_46 | Chilled Water Optimization | 0.02813% | 0 | 0.10245 | Residential_2030_SC D_MW_Before Competition Groups_Chilled Water Optimization
Residential | Res ¦ Beverage Vending Machine Controls | 2030 | SC D | MW | Before Competition Groups | 0.073738 | 0 | 0 | 364.2127 | 0.00020246 | 47 | Residential_2030_SC D_MW_Before Competition Groups_47 | Beverage Vending Machine Controls | 0.02025% | 0 | 0.073738 | Residential_2030_SC D_MW_Before Competition Groups_Beverage Vending Machine Controls
Residential | Res ¦ LED High Bay Fixture | 2030 | SC D | MW | Before Competition Groups | 0.0082704 | 0 | 0 | 364.2127 | 2.2708e-05 | 48 | Residential_2030_SC D_MW_Before Competition Groups_48 | LED High Bay Fixture | 0.002271% | 0 | 0.0082704 | Residential_2030_SC D_MW_Before Competition Groups_LED High Bay Fixture
Residential | Res ¦ Wall Insulation MF | 2030 | SC D | MW | Before Competition Groups | 0.0019058 | 0 | 0 | 364.2127 | 5.2325e-06 | 49 | Residential_2030_SC D_MW_Before Competition Groups_49 | Wall Insulation MF | 0.0005233% | 0 | 0.0019058 | Residential_2030_SC D_MW_Before Competition Groups_Wall Insulation MF
Residential | Res ¦ Wall Insulation | 2030 | SC D | MW | Before Competition Groups | 0.0015311 | 0 | 0 | 364.2127 | 4.2037e-06 | 50 | Residential_2030_SC D_MW_Before Competition Groups_50 | Wall Insulation | 0.0004204% | 0 | 0.0015311 | Residential_2030_SC D_MW_Before Competition Groups_Wall Insulation
Residential | Res ¦ Freezer Recycling | 2030 | SC D | MW | Before Competition Groups | 0.00040165 | 0 | 0 | 364.2127 | 1.1028e-06 | 51 | Residential_2030_SC D_MW_Before Competition Groups_51 | Freezer Recycling | 0.0001103% | 0 | 0.00040165 | Residential_2030_SC D_MW_Before Competition Groups_Freezer Recycling
Residential | Res ¦ LED Downlight | 2030 | SC D | MW | Before Competition Groups | 0 | 0 | 0 | 364.2127 | 0 | 52 | Residential_2030_SC D_MW_Before Competition Groups_52 | LED Downlight | 0% | 0 | 0 | Residential_2030_SC D_MW_Before Competition Groups_LED Downlight
Residential | Res ¦ Smart Burners | 2030 | SC D | MW | Before Competition Groups | 0 | 0 | 0 | 364.2127 | 0 | 53 | Residential_2030_SC D_MW_Before Competition Groups_53 | Smart Burners | 0% | 0 | 0 | Residential_2030_SC D_MW_Before Competition Groups_Smart Burners
Residential | Res ¦ Smart Power Bar | 2030 | SC D | MW | Before Competition Groups | 0 | 0 | 0 | 364.2127 | 0 | 54 | Residential_2030_SC D_MW_Before Competition Groups_54 | Smart Power Bar | 0% | 0 | 0 | Residential_2030_SC D_MW_Before Competition Groups_Smart Power Bar
Residential | Res ¦ Energy Star Central Air Conditioner | 2030 | Technical | MW | Before Competition Groups | 245.3504 | 0 | 0 | 2789.2527 | 0.087963 | 1 | Residential_2030_Technical_MW_Before Competition Groups_1 | Energy Star Central Air Conditioner | 8.796% | 0 | 245.3504 | Residential_2030_Technical_MW_Before Competition Groups_Energy Star Central Air Conditioner
Residential | Res ¦ Adaptive Thermostat | 2030 | Technical | MW | Before Competition Groups | 196.9541 | 0 | 0 | 2789.2527 | 0.070612 | 2 | Residential_2030_Technical_MW_Before Competition Groups_2 | Adaptive Thermostat | 7.061% | 0 | 196.9541 | Residential_2030_Technical_MW_Before Competition Groups_Adaptive Thermostat
Residential | Res ¦ Energy Star Ground Source Heat Pump | 2030 | Technical | MW | Before Competition Groups | 164.0809 | 0 | 0 | 2789.2527 | 0.058826 | 3 | Residential_2030_Technical_MW_Before Competition Groups_3 | Energy Star Ground Source Heat Pump | 5.883% | 0 | 164.0809 | Residential_2030_Technical_MW_Before Competition Groups_Energy Star Ground Source Heat Pump
Residential | Res ¦ Ductless Mini-Split Heat Pump | 2030 | Technical | MW | Before Competition Groups | 162.7196 | 0 | 0 | 2789.2527 | 0.058338 | 4 | Residential_2030_Technical_MW_Before Competition Groups_4 | Ductless Mini-Split Heat Pump | 5.834% | 0 | 162.7196 | Residential_2030_Technical_MW_Before Competition Groups_Ductless Mini-Split Heat Pump
Residential | Res ¦ Ductless Mini-Split Air Conditioner | 2030 | Technical | MW | Before Competition Groups | 162.1809 | 0 | 0 | 2789.2527 | 0.058145 | 5 | Residential_2030_Technical_MW_Before Competition Groups_5 | Ductless Mini-Split Air Conditioner | 5.814% | 0 | 162.1809 | Residential_2030_Technical_MW_Before Competition Groups_Ductless Mini-Split Air Conditioner
Residential | Res ¦ Smart Burners | 2030 | Technical | MW | Before Competition Groups | 108.979 | 0 | 0 | 2789.2527 | 0.039071 | 6 | Residential_2030_Technical_MW_Before Competition Groups_6 | Smart Burners | 3.907% | 0 | 108.979 | Residential_2030_Technical_MW_Before Competition Groups_Smart Burners
Residential | Res ¦ Energy Star A Line, PAR, MR Lamps | 2030 | Technical | MW | Before Competition Groups | 101.985 | 0 | 0 | 2789.2527 | 0.036564 | 7 | Residential_2030_Technical_MW_Before Competition Groups_7 | Energy Star A Line, PAR, MR Lamps | 3.656% | 0 | 101.985 | Residential_2030_Technical_MW_Before Competition Groups_Energy Star A Line, PAR, MR Lamps
Residential | Res ¦ Energy Star LED Bulbs General Purpose LEDs | 2030 | Technical | MW | Before Competition Groups | 100.6166 | 0 | 0 | 2789.2527 | 0.036073 | 8 | Residential_2030_Technical_MW_Before Competition Groups_8 | Energy Star LED Bulbs General Purpose LEDs | 3.607% | 0 | 100.6166 | Residential_2030_Technical_MW_Before Competition Groups_Energy Star LED Bulbs General Purpose LEDs
Residential | Res ¦ Energy Star Air Source Heat Pump | 2030 | Technical | MW | Before Competition Groups | 93.0127 | 0 | 0 | 2789.2527 | 0.033347 | 9 | Residential_2030_Technical_MW_Before Competition Groups_9 | Energy Star Air Source Heat Pump | 3.335% | 0 | 93.0127 | Residential_2030_Technical_MW_Before Competition Groups_Energy Star Air Source Heat Pump
Residential | Res ¦ Energy Star Refrigerator | 2030 | Technical | MW | Before Competition Groups | 92.0653 | 0 | 0 | 2789.2527 | 0.033007 | 10 | Residential_2030_Technical_MW_Before Competition Groups_10 | Energy Star Refrigerator | 3.301% | 0 | 92.0653 | Residential_2030_Technical_MW_Before Competition Groups_Energy Star Refrigerator
Residential | Res ¦ Energy Star LED Specialty Bulbs | 2030 | Technical | MW | Before Competition Groups | 91.9838 | 0 | 0 | 2789.2527 | 0.032978 | 11 | Residential_2030_Technical_MW_Before Competition Groups_11 | Energy Star LED Specialty Bulbs | 3.298% | 0 | 91.9838 | Residential_2030_Technical_MW_Before Competition Groups_Energy Star LED Specialty Bulbs
Residential | Res ¦ Heat Pump Clothes Dryer | 2030 | Technical | MW | Before Competition Groups | 82.7125 | 0 | 0 | 2789.2527 | 0.029654 | 12 | Residential_2030_Technical_MW_Before Competition Groups_12 | Heat Pump Clothes Dryer | 2.965% | 0 | 82.7125 | Residential_2030_Technical_MW_Before Competition Groups_Heat Pump Clothes Dryer
Residential | Res ¦ Building Recommissioning, Operations and Maintenance (O&M) Improvements | 2030 | Technical | MW | Before Competition Groups | 81.4199 | 0 | 0 | 2789.2527 | 0.029191 | 13 | Residential_2030_Technical_MW_Before Competition Groups_13 | Building Recommissioning, Operations and Maintenance (O&M) Improvements | 2.919% | 0 | 81.4199 | Residential_2030_Technical_MW_Before Competition Groups_Building Recommissioning, Operations and Maintenance (O&M) Improvements
Residential | Res ¦ Energy Star Clothes Washer | 2030 | Technical | MW | Before Competition Groups | 77.1639 | 0 | 0 | 2789.2527 | 0.027665 | 14 | Residential_2030_Technical_MW_Before Competition Groups_14 | Energy Star Clothes Washer | 2.766% | 0 | 77.1639 | Residential_2030_Technical_MW_Before Competition Groups_Energy Star Clothes Washer
Residential | Res ¦ Basement Wall Insulation | 2030 | Technical | MW | Before Competition Groups | 75.0982 | 0 | 0 | 2789.2527 | 0.026924 | 15 | Residential_2030_Technical_MW_Before Competition Groups_15 | Basement Wall Insulation | 2.692% | 0 | 75.0982 | Residential_2030_Technical_MW_Before Competition Groups_Basement Wall Insulation
Residential | Res ¦ Induction Cooking Stove Top | 2030 | Technical | MW | Before Competition Groups | 67.1311 | 0 | 0 | 2789.2527 | 0.024068 | 16 | Residential_2030_Technical_MW_Before Competition Groups_16 | Induction Cooking Stove Top | 2.407% | 0 | 67.1311 | Residential_2030_Technical_MW_Before Competition Groups_Induction Cooking Stove Top
Residential | Res ¦ Networked/ Connected - Indoor LED Lamp | 2030 | Technical | MW | Before Competition Groups | 62.9834 | 0 | 0 | 2789.2527 | 0.022581 | 17 | Residential_2030_Technical_MW_Before Competition Groups_17 | Networked/ Connected - Indoor LED Lamp | 2.258% | 0 | 62.9834 | Residential_2030_Technical_MW_Before Competition Groups_Networked/ Connected - Indoor LED Lamp
Residential | Res ¦ Energy Star Room Air Conditioner | 2030 | Technical | MW | Before Competition Groups | 62.7192 | 0 | 0 | 2789.2527 | 0.022486 | 18 | Residential_2030_Technical_MW_Before Competition Groups_18 | Energy Star Room Air Conditioner | 2.249% | 0 | 62.7192 | Residential_2030_Technical_MW_Before Competition Groups_Energy Star Room Air Conditioner
Residential | Res ¦ Basement or Crawlspace Insulation | 2030 | Technical | MW | Before Competition Groups | 62.3637 | 0 | 0 | 2789.2527 | 0.022359 | 19 | Residential_2030_Technical_MW_Before Competition Groups_19 | Basement or Crawlspace Insulation | 2.236% | 0 | 62.3637 | Residential_2030_Technical_MW_Before Competition Groups_Basement or Crawlspace Insulation
Residential | Res ¦ Smart Power Bar | 2030 | Technical | MW | Before Competition Groups | 60.3764 | 0 | 0 | 2789.2527 | 0.021646 | 20 | Residential_2030_Technical_MW_Before Competition Groups_20 | Smart Power Bar | 2.165% | 0 | 60.3764 | Residential_2030_Technical_MW_Before Competition Groups_Smart Power Bar
Residential | Res ¦ Variable Speed Pool Pump Motor | 2030 | Technical | MW | Before Competition Groups | 58.1575 | 0 | 0 | 2789.2527 | 0.020851 | 21 | Residential_2030_Technical_MW_Before Competition Groups_21 | Variable Speed Pool Pump Motor | 2.085% | 0 | 58.1575 | Residential_2030_Technical_MW_Before Competition Groups_Variable Speed Pool Pump Motor
Residential | Res ¦ Attic Insulation | 2030 | Technical | MW | Before Competition Groups | 57.9334 | 0 | 0 | 2789.2527 | 0.02077 | 22 | Residential_2030_Technical_MW_Before Competition Groups_22 | Attic Insulation | 2.077% | 0 | 57.9334 | Residential_2030_Technical_MW_Before Competition Groups_Attic Insulation
Residential | Res ¦ Energy Star Clothes Dryer | 2030 | Technical | MW | Before Competition Groups | 47.2428 | 0 | 0 | 2789.2527 | 0.016937 | 23 | Residential_2030_Technical_MW_Before Competition Groups_23 | Energy Star Clothes Dryer | 1.694% | 0 | 47.2428 | Residential_2030_Technical_MW_Before Competition Groups_Energy Star Clothes Dryer
Residential | Res ¦ Wall Insulation | 2030 | Technical | MW | Before Competition Groups | 45.2637 | 0 | 0 | 2789.2527 | 0.016228 | 24 | Residential_2030_Technical_MW_Before Competition Groups_24 | Wall Insulation | 1.623% | 0 | 45.2637 | Residential_2030_Technical_MW_Before Competition Groups_Wall Insulation
Residential | Res ¦ Lighting Motion Sensors, Timers, Dimmers | 2030 | Technical | MW | Before Competition Groups | 33.0678 | 0 | 0 | 2789.2527 | 0.011855 | 25 | Residential_2030_Technical_MW_Before Competition Groups_25 | Lighting Motion Sensors, Timers, Dimmers | 1.186% | 0 | 33.0678 | Residential_2030_Technical_MW_Before Competition Groups_Lighting Motion Sensors, Timers, Dimmers
Residential | Res ¦ Variable Refrigerant Flow Heat Pump | 2030 | Technical | MW | Before Competition Groups | 29.6165 | 0 | 0 | 2789.2527 | 0.010618 | 26 | Residential_2030_Technical_MW_Before Competition Groups_26 | Variable Refrigerant Flow Heat Pump | 1.062% | 0 | 29.6165 | Residential_2030_Technical_MW_Before Competition Groups_Variable Refrigerant Flow Heat Pump
Residential | Res ¦ Air Source Heat Pump | 2030 | Technical | MW | Before Competition Groups | 23.8859 | 0 | 0 | 2789.2527 | 0.0085635 | 27 | Residential_2030_Technical_MW_Before Competition Groups_27 | Air Source Heat Pump | 0.8564% | 0 | 23.8859 | Residential_2030_Technical_MW_Before Competition Groups_Air Source Heat Pump
Residential | Res ¦ Ceiling Insulation | 2030 | Technical | MW | Before Competition Groups | 22.6895 | 0 | 0 | 2789.2527 | 0.0081346 | 28 | Residential_2030_Technical_MW_Before Competition Groups_28 | Ceiling Insulation | 0.8135% | 0 | 22.6895 | Residential_2030_Technical_MW_Before Competition Groups_Ceiling Insulation
Residential | Res ¦ Home Energy Reports | 2030 | Technical | MW | Before Competition Groups | 20.9445 | 0 | 0 | 2789.2527 | 0.007509 | 29 | Residential_2030_Technical_MW_Before Competition Groups_29 | Home Energy Reports | 0.7509% | 0 | 20.9445 | Residential_2030_Technical_MW_Before Competition Groups_Home Energy Reports
Residential | Res ¦ Duct Insulation | 2030 | Technical | MW | Before Competition Groups | 18.6525 | 0 | 0 | 2789.2527 | 0.0066873 | 30 | Residential_2030_Technical_MW_Before Competition Groups_30 | Duct Insulation | 0.6687% | 0 | 18.6525 | Residential_2030_Technical_MW_Before Competition Groups_Duct Insulation
Residential | Res ¦ Energy Star Light Fixture | 2030 | Technical | MW | Before Competition Groups | 18.5516 | 0 | 0 | 2789.2527 | 0.0066511 | 31 | Residential_2030_Technical_MW_Before Competition Groups_31 | Energy Star Light Fixture | 0.6651% | 0 | 18.5516 | Residential_2030_Technical_MW_Before Competition Groups_Energy Star Light Fixture
Residential | Res ¦ Air Sealing | 2030 | Technical | MW | Before Competition Groups | 15.9743 | 0 | 0 | 2789.2527 | 0.0057271 | 32 | Residential_2030_Technical_MW_Before Competition Groups_32 | Air Sealing | 0.5727% | 0 | 15.9743 | Residential_2030_Technical_MW_Before Competition Groups_Air Sealing
Residential | Res ¦ Central Air Conditioner Maintenance | 2030 | Technical | MW | Before Competition Groups | 15.1836 | 0 | 0 | 2789.2527 | 0.0054436 | 33 | Residential_2030_Technical_MW_Before Competition Groups_33 | Central Air Conditioner Maintenance | 0.5444% | 0 | 15.1836 | Residential_2030_Technical_MW_Before Competition Groups_Central Air Conditioner Maintenance
Residential | Res ¦ Floor Insulation | 2030 | Technical | MW | Before Competition Groups | 15.1835 | 0 | 0 | 2789.2527 | 0.0054436 | 34 | Residential_2030_Technical_MW_Before Competition Groups_34 | Floor Insulation | 0.5444% | 0 | 15.1835 | Residential_2030_Technical_MW_Before Competition Groups_Floor Insulation
Residential | Res ¦ Energy Star Torchiere | 2030 | Technical | MW | Before Competition Groups | 14.1366 | 0 | 0 | 2789.2527 | 0.0050682 | 35 | Residential_2030_Technical_MW_Before Competition Groups_35 | Energy Star Torchiere | 0.5068% | 0 | 14.1366 | Residential_2030_Technical_MW_Before Competition Groups_Energy Star Torchiere
Residential | Res ¦ Dehumidifier Recycling | 2030 | Technical | MW | Before Competition Groups | 14.0054 | 0 | 0 | 2789.2527 | 0.0050212 | 36 | Residential_2030_Technical_MW_Before Competition Groups_36 | Dehumidifier Recycling | 0.5021% | 0 | 14.0054 | Residential_2030_Technical_MW_Before Competition Groups_Dehumidifier Recycling
Residential | Res ¦ Advanced BAS/Controllers | 2030 | Technical | MW | Before Competition Groups | 11.9168 | 0 | 0 | 2789.2527 | 0.0042724 | 37 | Residential_2030_Technical_MW_Before Competition Groups_37 | Advanced BAS/Controllers | 0.4272% | 0 | 11.9168 | Residential_2030_Technical_MW_Before Competition Groups_Advanced BAS/Controllers
Residential | Res ¦ Clothes Drying Racks | 2030 | Technical | MW | Before Competition Groups | 11.0277 | 0 | 0 | 2789.2527 | 0.0039536 | 38 | Residential_2030_Technical_MW_Before Competition Groups_38 | Clothes Drying Racks | 0.3954% | 0 | 11.0277 | Residential_2030_Technical_MW_Before Competition Groups_Clothes Drying Racks
Residential | Res ¦ Refrigerator Recycling | 2030 | Technical | MW | Before Competition Groups | 9.3452 | 0 | 0 | 2789.2527 | 0.0033504 | 39 | Residential_2030_Technical_MW_Before Competition Groups_39 | Refrigerator Recycling | 0.335% | 0 | 9.3452 | Residential_2030_Technical_MW_Before Competition Groups_Refrigerator Recycling
Residential | Res ¦ Energy Star Freezer | 2030 | Technical | MW | Before Competition Groups | 9.1423 | 0 | 0 | 2789.2527 | 0.0032777 | 40 | Residential_2030_Technical_MW_Before Competition Groups_40 | Energy Star Freezer | 0.3278% | 0 | 9.1423 | Residential_2030_Technical_MW_Before Competition Groups_Energy Star Freezer
Residential | Res ¦ High Efficiency Chiller (avg of water and air cooled) | 2030 | Technical | MW | Before Competition Groups | 9.0576 | 0 | 0 | 2789.2527 | 0.0032473 | 41 | Residential_2030_Technical_MW_Before Competition Groups_41 | High Efficiency Chiller (avg of water and air cooled) | 0.3247% | 0 | 9.0576 | Residential_2030_Technical_MW_Before Competition Groups_High Efficiency Chiller (avg of water and air cooled)
Residential | Res ¦ Occupancy Sensors MF | 2030 | Technical | MW | Before Competition Groups | 8.8548 | 0 | 0 | 2789.2527 | 0.0031746 | 42 | Residential_2030_Technical_MW_Before Competition Groups_42 | Occupancy Sensors MF | 0.3175% | 0 | 8.8548 | Residential_2030_Technical_MW_Before Competition Groups_Occupancy Sensors MF
Residential | Res ¦ Freezer Recycling | 2030 | Technical | MW | Before Competition Groups | 8.7059 | 0 | 0 | 2789.2527 | 0.0031212 | 43 | Residential_2030_Technical_MW_Before Competition Groups_43 | Freezer Recycling | 0.3121% | 0 | 8.7059 | Residential_2030_Technical_MW_Before Competition Groups_Freezer Recycling
Residential | Res ¦ Energy Star Dehumidifier | 2030 | Technical | MW | Before Competition Groups | 8.229 | 0 | 0 | 2789.2527 | 0.0029503 | 44 | Residential_2030_Technical_MW_Before Competition Groups_44 | Energy Star Dehumidifier | 0.295% | 0 | 8.229 | Residential_2030_Technical_MW_Before Competition Groups_Energy Star Dehumidifier
Residential | Res ¦ Duct Insulation MF | 2030 | Technical | MW | Before Competition Groups | 8.2286 | 0 | 0 | 2789.2527 | 0.0029501 | 45 | Residential_2030_Technical_MW_Before Competition Groups_45 | Duct Insulation MF | 0.295% | 0 | 8.2286 | Residential_2030_Technical_MW_Before Competition Groups_Duct Insulation MF
Residential | Res ¦ Energy Star Windows | 2030 | Technical | MW | Before Competition Groups | 6.4622 | 0 | 0 | 2789.2527 | 0.0023168 | 46 | Residential_2030_Technical_MW_Before Competition Groups_46 | Energy Star Windows | 0.2317% | 0 | 6.4622 | Residential_2030_Technical_MW_Before Competition Groups_Energy Star Windows
Residential | Res ¦ Furnace with ECM | 2030 | Technical | MW | Before Competition Groups | 6.1196 | 0 | 0 | 2789.2527 | 0.002194 | 47 | Residential_2030_Technical_MW_Before Competition Groups_47 | Furnace with ECM | 0.2194% | 0 | 6.1196 | Residential_2030_Technical_MW_Before Competition Groups_Furnace with ECM
Residential | Res ¦ Heat Pump Water Heater | 2030 | Technical | MW | Before Competition Groups | 5.1284 | 0 | 0 | 2789.2527 | 0.0018386 | 48 | Residential_2030_Technical_MW_Before Competition Groups_48 | Heat Pump Water Heater | 0.1839% | 0 | 5.1284 | Residential_2030_Technical_MW_Before Competition Groups_Heat Pump Water Heater
Residential | Res ¦ Networked/ Connected - Indoor LED Luminaire | 2030 | Technical | MW | Before Competition Groups | 5.011 | 0 | 0 | 2789.2527 | 0.0017965 | 49 | Residential_2030_Technical_MW_Before Competition Groups_49 | Networked/ Connected - Indoor LED Luminaire | 0.1797% | 0 | 5.011 | Residential_2030_Technical_MW_Before Competition Groups_Networked/ Connected - Indoor LED Luminaire
Residential | Res ¦ INTEGRAL LED TROFFERS | 2030 | Technical | MW | Before Competition Groups | 4.8447 | 0 | 0 | 2789.2527 | 0.0017369 | 50 | Residential_2030_Technical_MW_Before Competition Groups_50 | INTEGRAL LED TROFFERS | 0.1737% | 0 | 4.8447 | Residential_2030_Technical_MW_Before Competition Groups_INTEGRAL LED TROFFERS
Residential | Res ¦ Tankless Water Heater | 2030 | Technical | MW | Before Competition Groups | 4.6322 | 0 | 0 | 2789.2527 | 0.0016607 | 51 | Residential_2030_Technical_MW_Before Competition Groups_51 | Tankless Water Heater | 0.1661% | 0 | 4.6322 | Residential_2030_Technical_MW_Before Competition Groups_Tankless Water Heater
Residential | Res ¦ Minimize Hot and Warm Clothes Wash | 2030 | Technical | MW | Before Competition Groups | 4.6192 | 0 | 0 | 2789.2527 | 0.0016561 | 52 | Residential_2030_Technical_MW_Before Competition Groups_52 | Minimize Hot and Warm Clothes Wash | 0.1656% | 0 | 4.6192 | Residential_2030_Technical_MW_Before Competition Groups_Minimize Hot and Warm Clothes Wash
Residential | Res ¦ Central Lighting Control System | 2030 | Technical | MW | Before Competition Groups | 4.6104 | 0 | 0 | 2789.2527 | 0.0016529 | 53 | Residential_2030_Technical_MW_Before Competition Groups_53 | Central Lighting Control System | 0.1653% | 0 | 4.6104 | Residential_2030_Technical_MW_Before Competition Groups_Central Lighting Control System
Residential | Res ¦ LED Downlight | 2030 | Technical | MW | Before Competition Groups | 4.2857 | 0 | 0 | 2789.2527 | 0.0015365 | 54 | Residential_2030_Technical_MW_Before Competition Groups_54 | LED Downlight | 0.1537% | 0 | 4.2857 | Residential_2030_Technical_MW_Before Competition Groups_LED Downlight
Residential | Res ¦ Heat Recovery Ventilator | 2030 | Technical | MW | Before Competition Groups | 4.2515 | 0 | 0 | 2789.2527 | 0.0015242 | 55 | Residential_2030_Technical_MW_Before Competition Groups_55 | Heat Recovery Ventilator | 0.1524% | 0 | 4.2515 | Residential_2030_Technical_MW_Before Competition Groups_Heat Recovery Ventilator
Residential | Res ¦ Passive Attic Ventilation | 2030 | Technical | MW | Before Competition Groups | 3.9512 | 0 | 0 | 2789.2527 | 0.0014166 | 56 | Residential_2030_Technical_MW_Before Competition Groups_56 | Passive Attic Ventilation | 0.1417% | 0 | 3.9512 | Residential_2030_Technical_MW_Before Competition Groups_Passive Attic Ventilation
Residential | Res ¦ Energy Star Ceiling Fan/Lighting | 2030 | Technical | MW | Before Competition Groups | 3.9477 | 0 | 0 | 2789.2527 | 0.0014153 | 57 | Residential_2030_Technical_MW_Before Competition Groups_57 | Energy Star Ceiling Fan/Lighting | 0.1415% | 0 | 3.9477 | Residential_2030_Technical_MW_Before Competition Groups_Energy Star Ceiling Fan/Lighting
Residential | Res ¦ LED Tube Re-Lamp | 2030 | Technical | MW | Before Competition Groups | 3.6796 | 0 | 0 | 2789.2527 | 0.0013192 | 58 | Residential_2030_Technical_MW_Before Competition Groups_58 | LED Tube Re-Lamp | 0.1319% | 0 | 3.6796 | Residential_2030_Technical_MW_Before Competition Groups_LED Tube Re-Lamp
Residential | Res ¦ Outside Air Economizer | 2030 | Technical | MW | Before Competition Groups | 3.222 | 0 | 0 | 2789.2527 | 0.0011552 | 59 | Residential_2030_Technical_MW_Before Competition Groups_59 | Outside Air Economizer | 0.1155% | 0 | 3.222 | Residential_2030_Technical_MW_Before Competition Groups_Outside Air Economizer
Residential | Res ¦ Early Hot Water Heater Replacement | 2030 | Technical | MW | Before Competition Groups | 2.9977 | 0 | 0 | 2789.2527 | 0.0010747 | 60 | Residential_2030_Technical_MW_Before Competition Groups_60 | Early Hot Water Heater Replacement | 0.1075% | 0 | 2.9977 | Residential_2030_Technical_MW_Before Competition Groups_Early Hot Water Heater Replacement
Residential | Res ¦ Air Source Heat Pump Maintenance | 2030 | Technical | MW | Before Competition Groups | 2.6559 | 0 | 0 | 2789.2527 | 0.0009522 | 61 | Residential_2030_Technical_MW_Before Competition Groups_61 | Air Source Heat Pump Maintenance | 0.09522% | 0 | 2.6559 | Residential_2030_Technical_MW_Before Competition Groups_Air Source Heat Pump Maintenance
Residential | Res ¦ Solar Water Heating System | 2030 | Technical | MW | Before Competition Groups | 2.5262 | 0 | 0 | 2789.2527 | 0.00090568 | 62 | Residential_2030_Technical_MW_Before Competition Groups_62 | Solar Water Heating System | 0.09057% | 0 | 2.5262 | Residential_2030_Technical_MW_Before Competition Groups_Solar Water Heating System
Residential | Res ¦ Energy Star Dishwasher | 2030 | Technical | MW | Before Competition Groups | 2.4547 | 0 | 0 | 2789.2527 | 0.00088005 | 63 | Residential_2030_Technical_MW_Before Competition Groups_63 | Energy Star Dishwasher | 0.08801% | 0 | 2.4547 | Residential_2030_Technical_MW_Before Competition Groups_Energy Star Dishwasher
Residential | Res ¦ High Efficiency Storage Water Heater | 2030 | Technical | MW | Before Competition Groups | 2.2401 | 0 | 0 | 2789.2527 | 0.0008031 | 64 | Residential_2030_Technical_MW_Before Competition Groups_64 | High Efficiency Storage Water Heater | 0.08031% | 0 | 2.2401 | Residential_2030_Technical_MW_Before Competition Groups_High Efficiency Storage Water Heater
Residential | Res ¦ Demand Control Ventilation | 2030 | Technical | MW | Before Competition Groups | 2.0943 | 0 | 0 | 2789.2527 | 0.00075086 | 65 | Residential_2030_Technical_MW_Before Competition Groups_65 | Demand Control Ventilation | 0.07509% | 0 | 2.0943 | Residential_2030_Technical_MW_Before Competition Groups_Demand Control Ventilation
Residential | Res ¦ CO Sensors for parking garage exhaust fans | 2030 | Technical | MW | Before Competition Groups | 2.0329 | 0 | 0 | 2789.2527 | 0.00072882 | 66 | Residential_2030_Technical_MW_Before Competition Groups_66 | CO Sensors for parking garage exhaust fans | 0.07288% | 0 | 2.0329 | Residential_2030_Technical_MW_Before Competition Groups_CO Sensors for parking garage exhaust fans
Residential | Res ¦ Drain Water Heat Recovery | 2030 | Technical | MW | Before Competition Groups | 2.0135 | 0 | 0 | 2789.2527 | 0.00072186 | 67 | Residential_2030_Technical_MW_Before Competition Groups_67 | Drain Water Heat Recovery | 0.07219% | 0 | 2.0135 | Residential_2030_Technical_MW_Before Competition Groups_Drain Water Heat Recovery
Residential | Res ¦ Furnace Whistle | 2030 | Technical | MW | Before Competition Groups | 2.0126 | 0 | 0 | 2789.2527 | 0.00072154 | 68 | Residential_2030_Technical_MW_Before Competition Groups_68 | Furnace Whistle | 0.07215% | 0 | 2.0126 | Residential_2030_Technical_MW_Before Competition Groups_Furnace Whistle
Residential | Res ¦ ENERGY STAR LED LAMPS (REFLECTOR LAMPs/MR16/PAR 16) | 2030 | Technical | MW | Before Competition Groups | 1.9031 | 0 | 0 | 2789.2527 | 0.00068229 | 69 | Residential_2030_Technical_MW_Before Competition Groups_69 | ENERGY STAR LED LAMPS (REFLECTOR LAMPs/MR16/PAR 16) | 0.06823% | 0 | 1.9031 | Residential_2030_Technical_MW_Before Competition Groups_ENERGY STAR LED LAMPS (REFLECTOR LAMPs/MR16/PAR 16)
Residential | Res ¦ Window Film | 2030 | Technical | MW | Before Competition Groups | 1.852 | 0 | 0 | 2789.2527 | 0.00066396 | 70 | Residential_2030_Technical_MW_Before Competition Groups_70 | Window Film | 0.0664% | 0 | 1.852 | Residential_2030_Technical_MW_Before Competition Groups_Window Film
Residential | Res ¦ Comprehensive Draft Proofing | 2030 | Technical | MW | Before Competition Groups | 1.7102 | 0 | 0 | 2789.2527 | 0.00061313 | 71 | Residential_2030_Technical_MW_Before Competition Groups_71 | Comprehensive Draft Proofing | 0.06131% | 0 | 1.7102 | Residential_2030_Technical_MW_Before Competition Groups_Comprehensive Draft Proofing
Residential | Res ¦ Variable Frequency Drive (VFD) | 2030 | Technical | MW | Before Competition Groups | 1.6587 | 0 | 0 | 2789.2527 | 0.00059469 | 72 | Residential_2030_Technical_MW_Before Competition Groups_72 | Variable Frequency Drive (VFD) | 0.05947% | 0 | 1.6587 | Residential_2030_Technical_MW_Before Competition Groups_Variable Frequency Drive (VFD)
Residential | Res ¦ Condensing Make Up Air Unit | 2030 | Technical | MW | Before Competition Groups | 1.6427 | 0 | 0 | 2789.2527 | 0.00058895 | 73 | Residential_2030_Technical_MW_Before Competition Groups_73 | Condensing Make Up Air Unit | 0.0589% | 0 | 1.6427 | Residential_2030_Technical_MW_Before Competition Groups_Condensing Make Up Air Unit
Residential | Res ¦ Solar Powered Attic Fan | 2030 | Technical | MW | Before Competition Groups | 1.3457 | 0 | 0 | 2789.2527 | 0.00048246 | 74 | Residential_2030_Technical_MW_Before Competition Groups_74 | Solar Powered Attic Fan | 0.04825% | 0 | 1.3457 | Residential_2030_Technical_MW_Before Competition Groups_Solar Powered Attic Fan
Residential | Res ¦ DHW Recirculation Systems | 2030 | Technical | MW | Before Competition Groups | 1.3023 | 0 | 0 | 2789.2527 | 0.0004669 | 75 | Residential_2030_Technical_MW_Before Competition Groups_75 | DHW Recirculation Systems | 0.04669% | 0 | 1.3023 | Residential_2030_Technical_MW_Before Competition Groups_DHW Recirculation Systems
Residential | Res ¦ Water Heater Temperature Setback | 2030 | Technical | MW | Before Competition Groups | 1.0491 | 0 | 0 | 2789.2527 | 0.00037611 | 76 | Residential_2030_Technical_MW_Before Competition Groups_76 | Water Heater Temperature Setback | 0.03761% | 0 | 1.0491 | Residential_2030_Technical_MW_Before Competition Groups_Water Heater Temperature Setback
Residential | Res ¦ LED Parking Lot Fixture | 2030 | Technical | MW | Before Competition Groups | 0.86885 | 0 | 0 | 2789.2527 | 0.0003115 | 77 | Residential_2030_Technical_MW_Before Competition Groups_77 | LED Parking Lot Fixture | 0.03115% | 0 | 0.86885 | Residential_2030_Technical_MW_Before Competition Groups_LED Parking Lot Fixture
Residential | Res ¦ HVAC Optimization | 2030 | Technical | MW | Before Competition Groups | 0.82943 | 0 | 0 | 2789.2527 | 0.00029737 | 78 | Residential_2030_Technical_MW_Before Competition Groups_78 | HVAC Optimization | 0.02974% | 0 | 0.82943 | Residential_2030_Technical_MW_Before Competition Groups_HVAC Optimization
Residential | Res ¦ VFD on Pumps | 2030 | Technical | MW | Before Competition Groups | 0.51008 | 0 | 0 | 2789.2527 | 0.00018287 | 79 | Residential_2030_Technical_MW_Before Competition Groups_79 | VFD on Pumps | 0.01829% | 0 | 0.51008 | Residential_2030_Technical_MW_Before Competition Groups_VFD on Pumps
Residential | Res ¦ ENERGY STAR LED Lamps (General Service Lamps) | 2030 | Technical | MW | Before Competition Groups | 0.44296 | 0 | 0 | 2789.2527 | 0.00015881 | 80 | Residential_2030_Technical_MW_Before Competition Groups_80 | ENERGY STAR LED Lamps (General Service Lamps) | 0.01588% | 0 | 0.44296 | Residential_2030_Technical_MW_Before Competition Groups_ENERGY STAR LED Lamps (General Service Lamps)
Residential | Res ¦ LED Exterior Area Lights - LED Fixture (200W) | 2030 | Technical | MW | Before Competition Groups | 0.40561 | 0 | 0 | 2789.2527 | 0.00014542 | 81 | Residential_2030_Technical_MW_Before Competition Groups_81 | LED Exterior Area Lights - LED Fixture (200W) | 0.01454% | 0 | 0.40561 | Residential_2030_Technical_MW_Before Competition Groups_LED Exterior Area Lights - LED Fixture (200W)
Residential | Res ¦ ECM MOTORS FOR HVAC APPLICATION (FAN-POWERED VAV BOX) | 2030 | Technical | MW | Before Competition Groups | 0.33768 | 0 | 0 | 2789.2527 | 0.00012107 | 82 | Residential_2030_Technical_MW_Before Competition Groups_82 | ECM MOTORS FOR HVAC APPLICATION (FAN-POWERED VAV BOX) | 0.01211% | 0 | 0.33768 | Residential_2030_Technical_MW_Before Competition Groups_ECM MOTORS FOR HVAC APPLICATION (FAN-POWERED VAV BOX)
Residential | Res ¦ Beverage Vending Machine Controls | 2030 | Technical | MW | Before Competition Groups | 0.24308 | 0 | 0 | 2789.2527 | 8.7149e-05 | 83 | Residential_2030_Technical_MW_Before Competition Groups_83 | Beverage Vending Machine Controls | 0.008715% | 0 | 0.24308 | Residential_2030_Technical_MW_Before Competition Groups_Beverage Vending Machine Controls
Residential | Res ¦ Chilled Water Optimization | 2030 | Technical | MW | Before Competition Groups | 0.22938 | 0 | 0 | 2789.2527 | 8.2236e-05 | 84 | Residential_2030_Technical_MW_Before Competition Groups_84 | Chilled Water Optimization | 0.008224% | 0 | 0.22938 | Residential_2030_Technical_MW_Before Competition Groups_Chilled Water Optimization
Residential | Res ¦ Wall Insulation MF | 2030 | Technical | MW | Before Competition Groups | 0.16527 | 0 | 0 | 2789.2527 | 5.9251e-05 | 85 | Residential_2030_Technical_MW_Before Competition Groups_85 | Wall Insulation MF | 0.005925% | 0 | 0.16527 | Residential_2030_Technical_MW_Before Competition Groups_Wall Insulation MF
Residential | Res ¦ LED Recessed Downlights | 2030 | Technical | MW | Before Competition Groups | 0.02615 | 0 | 0 | 2789.2527 | 9.3752e-06 | 86 | Residential_2030_Technical_MW_Before Competition Groups_86 | LED Recessed Downlights | 0.0009375% | 0 | 0.02615 | Residential_2030_Technical_MW_Before Competition Groups_LED Recessed Downlights
Residential | Res ¦ LED High Bay Fixture | 2030 | Technical | MW | Before Competition Groups | 0.022346 | 0 | 0 | 2789.2527 | 8.0116e-06 | 87 | Residential_2030_Technical_MW_Before Competition Groups_87 | LED High Bay Fixture | 0.0008012% | 0 | 0.022346 | Residential_2030_Technical_MW_Before Competition Groups_LED High Bay Fixture
Residential | Res ¦ Radiant Barrier | 2030 | Technical | MW | Before Competition Groups | 0.012759 | 0 | 0 | 2789.2527 | 4.5742e-06 | 88 | Residential_2030_Technical_MW_Before Competition Groups_88 | Radiant Barrier | 0.0004574% | 0 | 0.012759 | Residential_2030_Technical_MW_Before Competition Groups_Radiant Barrier
Residential | Res ¦ Solar Water Preheat (Pools/DHW) | 2030 | Technical | MW | Before Competition Groups | 0.0084223 | 0 | 0 | 2789.2527 | 3.0196e-06 | 89 | Residential_2030_Technical_MW_Before Competition Groups_89 | Solar Water Preheat (Pools/DHW) | 0.000302% | 0 | 0.0084223 | Residential_2030_Technical_MW_Before Competition Groups_Solar Water Preheat (Pools/DHW)
Residential | Res ¦ Photocell Controls (Outdoor) | 2030 | Technical | MW | Before Competition Groups | 5.2383e-05 | 0 | 0 | 2789.2527 | 1.878e-08 | 90 | Residential_2030_Technical_MW_Before Competition Groups_90 | Photocell Controls (Outdoor) | 1.878e-06% | 0 | 5.2383e-05 | Residential_2030_Technical_MW_Before Competition Groups_Photocell Controls (Outdoor)
Residential | Res ¦ Adaptive Thermostat | 2031 | Economic | MW | Before Competition Groups | 198.0299 | 0 | 0 | 1416.3642 | 0.13982 | 1 | Residential_2031_Economic_MW_Before Competition Groups_1 | Adaptive Thermostat | 13.98% | 0 | 198.0299 | Residential_2031_Economic_MW_Before Competition Groups_Adaptive Thermostat
Residential | Res ¦ Ductless Mini-Split Heat Pump | 2031 | Economic | MW | Before Competition Groups | 173.041 | 0 | 0 | 1416.3642 | 0.12217 | 2 | Residential_2031_Economic_MW_Before Competition Groups_2 | Ductless Mini-Split Heat Pump | 12.22% | 0 | 173.041 | Residential_2031_Economic_MW_Before Competition Groups_Ductless Mini-Split Heat Pump
Residential | Res ¦ Energy Star A Line, PAR, MR Lamps | 2031 | Economic | MW | Before Competition Groups | 103.5569 | 0 | 0 | 1416.3642 | 0.073115 | 3 | Residential_2031_Economic_MW_Before Competition Groups_3 | Energy Star A Line, PAR, MR Lamps | 7.311% | 0 | 103.5569 | Residential_2031_Economic_MW_Before Competition Groups_Energy Star A Line, PAR, MR Lamps
Residential | Res ¦ Energy Star LED Bulbs General Purpose LEDs | 2031 | Economic | MW | Before Competition Groups | 102.1196 | 0 | 0 | 1416.3642 | 0.0721 | 4 | Residential_2031_Economic_MW_Before Competition Groups_4 | Energy Star LED Bulbs General Purpose LEDs | 7.21% | 0 | 102.1196 | Residential_2031_Economic_MW_Before Competition Groups_Energy Star LED Bulbs General Purpose LEDs
Residential | Res ¦ Energy Star Air Source Heat Pump | 2031 | Economic | MW | Before Competition Groups | 98.895 | 0 | 0 | 1416.3642 | 0.069823 | 5 | Residential_2031_Economic_MW_Before Competition Groups_5 | Energy Star Air Source Heat Pump | 6.982% | 0 | 98.895 | Residential_2031_Economic_MW_Before Competition Groups_Energy Star Air Source Heat Pump
Residential | Res ¦ Energy Star LED Specialty Bulbs | 2031 | Economic | MW | Before Competition Groups | 93.3421 | 0 | 0 | 1416.3642 | 0.065903 | 6 | Residential_2031_Economic_MW_Before Competition Groups_6 | Energy Star LED Specialty Bulbs | 6.59% | 0 | 93.3421 | Residential_2031_Economic_MW_Before Competition Groups_Energy Star LED Specialty Bulbs
Residential | Res ¦ Energy Star Clothes Washer | 2031 | Economic | MW | Before Competition Groups | 81.2357 | 0 | 0 | 1416.3642 | 0.057355 | 7 | Residential_2031_Economic_MW_Before Competition Groups_7 | Energy Star Clothes Washer | 5.736% | 0 | 81.2357 | Residential_2031_Economic_MW_Before Competition Groups_Energy Star Clothes Washer
Residential | Res ¦ Building Recommissioning, Operations and Maintenance (O&M) Improvements | 2031 | Economic | MW | Before Competition Groups | 80.1335 | 0 | 0 | 1416.3642 | 0.056577 | 8 | Residential_2031_Economic_MW_Before Competition Groups_8 | Building Recommissioning, Operations and Maintenance (O&M) Improvements | 5.658% | 0 | 80.1335 | Residential_2031_Economic_MW_Before Competition Groups_Building Recommissioning, Operations and Maintenance (O&M) Improvements
Residential | Res ¦ Basement Wall Insulation | 2031 | Economic | MW | Before Competition Groups | 73.9117 | 0 | 0 | 1416.3642 | 0.052184 | 9 | Residential_2031_Economic_MW_Before Competition Groups_9 | Basement Wall Insulation | 5.218% | 0 | 73.9117 | Residential_2031_Economic_MW_Before Competition Groups_Basement Wall Insulation
Residential | Res ¦ Energy Star Room Air Conditioner | 2031 | Economic | MW | Before Competition Groups | 65.5934 | 0 | 0 | 1416.3642 | 0.046311 | 10 | Residential_2031_Economic_MW_Before Competition Groups_10 | Energy Star Room Air Conditioner | 4.631% | 0 | 65.5934 | Residential_2031_Economic_MW_Before Competition Groups_Energy Star Room Air Conditioner
Residential | Res ¦ Variable Speed Pool Pump Motor | 2031 | Economic | MW | Before Competition Groups | 57.2386 | 0 | 0 | 1416.3642 | 0.040412 | 11 | Residential_2031_Economic_MW_Before Competition Groups_11 | Variable Speed Pool Pump Motor | 4.041% | 0 | 57.2386 | Residential_2031_Economic_MW_Before Competition Groups_Variable Speed Pool Pump Motor
Residential | Res ¦ Attic Insulation | 2031 | Economic | MW | Before Competition Groups | 57.0181 | 0 | 0 | 1416.3642 | 0.040257 | 12 | Residential_2031_Economic_MW_Before Competition Groups_12 | Attic Insulation | 4.026% | 0 | 57.0181 | Residential_2031_Economic_MW_Before Competition Groups_Attic Insulation
Residential | Res ¦ Energy Star Clothes Dryer | 2031 | Economic | MW | Before Competition Groups | 31.4628 | 0 | 0 | 1416.3642 | 0.022214 | 13 | Residential_2031_Economic_MW_Before Competition Groups_13 | Energy Star Clothes Dryer | 2.221% | 0 | 31.4628 | Residential_2031_Economic_MW_Before Competition Groups_Energy Star Clothes Dryer
Residential | Res ¦ Duct Insulation | 2031 | Economic | MW | Before Competition Groups | 16.3922 | 0 | 0 | 1416.3642 | 0.011573 | 14 | Residential_2031_Economic_MW_Before Competition Groups_14 | Duct Insulation | 1.157% | 0 | 16.3922 | Residential_2031_Economic_MW_Before Competition Groups_Duct Insulation
Residential | Res ¦ Air Sealing | 2031 | Economic | MW | Before Competition Groups | 15.7219 | 0 | 0 | 1416.3642 | 0.0111 | 15 | Residential_2031_Economic_MW_Before Competition Groups_15 | Air Sealing | 1.11% | 0 | 15.7219 | Residential_2031_Economic_MW_Before Competition Groups_Air Sealing
Residential | Res ¦ Floor Insulation | 2031 | Economic | MW | Before Competition Groups | 14.9436 | 0 | 0 | 1416.3642 | 0.010551 | 16 | Residential_2031_Economic_MW_Before Competition Groups_16 | Floor Insulation | 1.055% | 0 | 14.9436 | Residential_2031_Economic_MW_Before Competition Groups_Floor Insulation
Residential | Res ¦ Energy Star Torchiere | 2031 | Economic | MW | Before Competition Groups | 14.6333 | 0 | 0 | 1416.3642 | 0.010332 | 17 | Residential_2031_Economic_MW_Before Competition Groups_17 | Energy Star Torchiere | 1.033% | 0 | 14.6333 | Residential_2031_Economic_MW_Before Competition Groups_Energy Star Torchiere
Residential | Res ¦ Advanced BAS/Controllers | 2031 | Economic | MW | Before Competition Groups | 11.7285 | 0 | 0 | 1416.3642 | 0.0082807 | 18 | Residential_2031_Economic_MW_Before Competition Groups_18 | Advanced BAS/Controllers | 0.8281% | 0 | 11.7285 | Residential_2031_Economic_MW_Before Competition Groups_Advanced BAS/Controllers
Residential | Res ¦ Home Energy Reports | 2031 | Economic | MW | Before Competition Groups | 11.5248 | 0 | 0 | 1416.3642 | 0.0081369 | 19 | Residential_2031_Economic_MW_Before Competition Groups_19 | Home Energy Reports | 0.8137% | 0 | 11.5248 | Residential_2031_Economic_MW_Before Competition Groups_Home Energy Reports
Residential | Res ¦ Clothes Drying Racks | 2031 | Economic | MW | Before Competition Groups | 10.8535 | 0 | 0 | 1416.3642 | 0.0076629 | 20 | Residential_2031_Economic_MW_Before Competition Groups_20 | Clothes Drying Racks | 0.7663% | 0 | 10.8535 | Residential_2031_Economic_MW_Before Competition Groups_Clothes Drying Racks
Residential | Res ¦ High Efficiency Chiller (avg of water and air cooled) | 2031 | Economic | MW | Before Competition Groups | 9.6657 | 0 | 0 | 1416.3642 | 0.0068243 | 21 | Residential_2031_Economic_MW_Before Competition Groups_21 | High Efficiency Chiller (avg of water and air cooled) | 0.6824% | 0 | 9.6657 | Residential_2031_Economic_MW_Before Competition Groups_High Efficiency Chiller (avg of water and air cooled)
Residential | Res ¦ Refrigerator Recycling | 2031 | Economic | MW | Before Competition Groups | 9.1976 | 0 | 0 | 1416.3642 | 0.0064938 | 22 | Residential_2031_Economic_MW_Before Competition Groups_22 | Refrigerator Recycling | 0.6494% | 0 | 9.1976 | Residential_2031_Economic_MW_Before Competition Groups_Refrigerator Recycling
Residential | Res ¦ Freezer Recycling | 2031 | Economic | MW | Before Competition Groups | 8.5683 | 0 | 0 | 1416.3642 | 0.0060495 | 23 | Residential_2031_Economic_MW_Before Competition Groups_23 | Freezer Recycling | 0.605% | 0 | 8.5683 | Residential_2031_Economic_MW_Before Competition Groups_Freezer Recycling
Residential | Res ¦ Occupancy Sensors MF | 2031 | Economic | MW | Before Competition Groups | 8.5398 | 0 | 0 | 1416.3642 | 0.0060294 | 24 | Residential_2031_Economic_MW_Before Competition Groups_24 | Occupancy Sensors MF | 0.6029% | 0 | 8.5398 | Residential_2031_Economic_MW_Before Competition Groups_Occupancy Sensors MF
Residential | Res ¦ Energy Star Dehumidifier | 2031 | Economic | MW | Before Competition Groups | 8.099 | 0 | 0 | 1416.3642 | 0.0057182 | 25 | Residential_2031_Economic_MW_Before Competition Groups_25 | Energy Star Dehumidifier | 0.5718% | 0 | 8.099 | Residential_2031_Economic_MW_Before Competition Groups_Energy Star Dehumidifier
Residential | Res ¦ Smart Burners | 2031 | Economic | MW | Before Competition Groups | 7.0806 | 0 | 0 | 1416.3642 | 0.0049992 | 26 | Residential_2031_Economic_MW_Before Competition Groups_26 | Smart Burners | 0.4999% | 0 | 7.0806 | Residential_2031_Economic_MW_Before Competition Groups_Smart Burners
Residential | Res ¦ Energy Star Light Fixture | 2031 | Economic | MW | Before Competition Groups | 6.3216 | 0 | 0 | 1416.3642 | 0.0044633 | 27 | Residential_2031_Economic_MW_Before Competition Groups_27 | Energy Star Light Fixture | 0.4463% | 0 | 6.3216 | Residential_2031_Economic_MW_Before Competition Groups_Energy Star Light Fixture
Residential | Res ¦ Duct Insulation MF | 2031 | Economic | MW | Before Competition Groups | 6.1458 | 0 | 0 | 1416.3642 | 0.0043391 | 28 | Residential_2031_Economic_MW_Before Competition Groups_28 | Duct Insulation MF | 0.4339% | 0 | 6.1458 | Residential_2031_Economic_MW_Before Competition Groups_Duct Insulation MF
Residential | Res ¦ Energy Star Freezer | 2031 | Economic | MW | Before Competition Groups | 5.6782 | 0 | 0 | 1416.3642 | 0.004009 | 29 | Residential_2031_Economic_MW_Before Competition Groups_29 | Energy Star Freezer | 0.4009% | 0 | 5.6782 | Residential_2031_Economic_MW_Before Competition Groups_Energy Star Freezer
Residential | Res ¦ Minimize Hot and Warm Clothes Wash | 2031 | Economic | MW | Before Competition Groups | 4.5462 | 0 | 0 | 1416.3642 | 0.0032098 | 30 | Residential_2031_Economic_MW_Before Competition Groups_30 | Minimize Hot and Warm Clothes Wash | 0.321% | 0 | 4.5462 | Residential_2031_Economic_MW_Before Competition Groups_Minimize Hot and Warm Clothes Wash
Residential | Res ¦ Heat Recovery Ventilator | 2031 | Economic | MW | Before Competition Groups | 4.4255 | 0 | 0 | 1416.3642 | 0.0031246 | 31 | Residential_2031_Economic_MW_Before Competition Groups_31 | Heat Recovery Ventilator | 0.3125% | 0 | 4.4255 | Residential_2031_Economic_MW_Before Competition Groups_Heat Recovery Ventilator
Residential | Res ¦ LED Tube Re-Lamp | 2031 | Economic | MW | Before Competition Groups | 3.7946 | 0 | 0 | 1416.3642 | 0.0026791 | 32 | Residential_2031_Economic_MW_Before Competition Groups_32 | LED Tube Re-Lamp | 0.2679% | 0 | 3.7946 | Residential_2031_Economic_MW_Before Competition Groups_LED Tube Re-Lamp
Residential | Res ¦ Outside Air Economizer | 2031 | Economic | MW | Before Competition Groups | 3.2603 | 0 | 0 | 1416.3642 | 0.0023019 | 33 | Residential_2031_Economic_MW_Before Competition Groups_33 | Outside Air Economizer | 0.2302% | 0 | 3.2603 | Residential_2031_Economic_MW_Before Competition Groups_Outside Air Economizer
Residential | Res ¦ Tankless Water Heater | 2031 | Economic | MW | Before Competition Groups | 2.2636 | 0 | 0 | 1416.3642 | 0.0015981 | 34 | Residential_2031_Economic_MW_Before Competition Groups_34 | Tankless Water Heater | 0.1598% | 0 | 2.2636 | Residential_2031_Economic_MW_Before Competition Groups_Tankless Water Heater
Residential | Res ¦ Demand Control Ventilation | 2031 | Economic | MW | Before Competition Groups | 2.0612 | 0 | 0 | 1416.3642 | 0.0014553 | 35 | Residential_2031_Economic_MW_Before Competition Groups_35 | Demand Control Ventilation | 0.1455% | 0 | 2.0612 | Residential_2031_Economic_MW_Before Competition Groups_Demand Control Ventilation
Residential | Res ¦ CO Sensors for parking garage exhaust fans | 2031 | Economic | MW | Before Competition Groups | 2.057 | 0 | 0 | 1416.3642 | 0.0014523 | 36 | Residential_2031_Economic_MW_Before Competition Groups_36 | CO Sensors for parking garage exhaust fans | 0.1452% | 0 | 2.057 | Residential_2031_Economic_MW_Before Competition Groups_CO Sensors for parking garage exhaust fans
Residential | Res ¦ Furnace Whistle | 2031 | Economic | MW | Before Competition Groups | 1.9808 | 0 | 0 | 1416.3642 | 0.0013985 | 37 | Residential_2031_Economic_MW_Before Competition Groups_37 | Furnace Whistle | 0.1398% | 0 | 1.9808 | Residential_2031_Economic_MW_Before Competition Groups_Furnace Whistle
Residential | Res ¦ ENERGY STAR LED LAMPS (REFLECTOR LAMPs/MR16/PAR 16) | 2031 | Economic | MW | Before Competition Groups | 1.9013 | 0 | 0 | 1416.3642 | 0.0013424 | 38 | Residential_2031_Economic_MW_Before Competition Groups_38 | ENERGY STAR LED LAMPS (REFLECTOR LAMPs/MR16/PAR 16) | 0.1342% | 0 | 1.9013 | Residential_2031_Economic_MW_Before Competition Groups_ENERGY STAR LED LAMPS (REFLECTOR LAMPs/MR16/PAR 16)
Residential | Res ¦ Condensing Make Up Air Unit | 2031 | Economic | MW | Before Competition Groups | 1.7481 | 0 | 0 | 1416.3642 | 0.0012342 | 39 | Residential_2031_Economic_MW_Before Competition Groups_39 | Condensing Make Up Air Unit | 0.1234% | 0 | 1.7481 | Residential_2031_Economic_MW_Before Competition Groups_Condensing Make Up Air Unit
Residential | Res ¦ Comprehensive Draft Proofing | 2031 | Economic | MW | Before Competition Groups | 1.6831 | 0 | 0 | 1416.3642 | 0.0011884 | 40 | Residential_2031_Economic_MW_Before Competition Groups_40 | Comprehensive Draft Proofing | 0.1188% | 0 | 1.6831 | Residential_2031_Economic_MW_Before Competition Groups_Comprehensive Draft Proofing
Residential | Res ¦ Variable Frequency Drive (VFD) | 2031 | Economic | MW | Before Competition Groups | 1.6325 | 0 | 0 | 1416.3642 | 0.0011526 | 41 | Residential_2031_Economic_MW_Before Competition Groups_41 | Variable Frequency Drive (VFD) | 0.1153% | 0 | 1.6325 | Residential_2031_Economic_MW_Before Competition Groups_Variable Frequency Drive (VFD)
Residential | Res ¦ Water Heater Temperature Setback | 2031 | Economic | MW | Before Competition Groups | 1.0325 | 0 | 0 | 1416.3642 | 0.00072897 | 42 | Residential_2031_Economic_MW_Before Competition Groups_42 | Water Heater Temperature Setback | 0.0729% | 0 | 1.0325 | Residential_2031_Economic_MW_Before Competition Groups_Water Heater Temperature Setback
Residential | Res ¦ LED Parking Lot Fixture | 2031 | Economic | MW | Before Competition Groups | 0.87058 | 0 | 0 | 1416.3642 | 0.00061466 | 43 | Residential_2031_Economic_MW_Before Competition Groups_43 | LED Parking Lot Fixture | 0.06147% | 0 | 0.87058 | Residential_2031_Economic_MW_Before Competition Groups_LED Parking Lot Fixture
Residential | Res ¦ VFD on Pumps | 2031 | Economic | MW | Before Competition Groups | 0.50202 | 0 | 0 | 1416.3642 | 0.00035444 | 44 | Residential_2031_Economic_MW_Before Competition Groups_44 | VFD on Pumps | 0.03544% | 0 | 0.50202 | Residential_2031_Economic_MW_Before Competition Groups_VFD on Pumps
Residential | Res ¦ ENERGY STAR LED Lamps (General Service Lamps) | 2031 | Economic | MW | Before Competition Groups | 0.4438 | 0 | 0 | 1416.3642 | 0.00031334 | 45 | Residential_2031_Economic_MW_Before Competition Groups_45 | ENERGY STAR LED Lamps (General Service Lamps) | 0.03133% | 0 | 0.4438 | Residential_2031_Economic_MW_Before Competition Groups_ENERGY STAR LED Lamps (General Service Lamps)
Residential | Res ¦ LED Exterior Area Lights - LED Fixture (200W) | 2031 | Economic | MW | Before Competition Groups | 0.40725 | 0 | 0 | 1416.3642 | 0.00028753 | 46 | Residential_2031_Economic_MW_Before Competition Groups_46 | LED Exterior Area Lights - LED Fixture (200W) | 0.02875% | 0 | 0.40725 | Residential_2031_Economic_MW_Before Competition Groups_LED Exterior Area Lights - LED Fixture (200W)
Residential | Res ¦ ECM MOTORS FOR HVAC APPLICATION (FAN-POWERED VAV BOX) | 2031 | Economic | MW | Before Competition Groups | 0.34166 | 0 | 0 | 1416.3642 | 0.00024122 | 47 | Residential_2031_Economic_MW_Before Competition Groups_47 | ECM MOTORS FOR HVAC APPLICATION (FAN-POWERED VAV BOX) | 0.02412% | 0 | 0.34166 | Residential_2031_Economic_MW_Before Competition Groups_ECM MOTORS FOR HVAC APPLICATION (FAN-POWERED VAV BOX)
Residential | Res ¦ Beverage Vending Machine Controls | 2031 | Economic | MW | Before Competition Groups | 0.24627 | 0 | 0 | 1416.3642 | 0.00017388 | 48 | Residential_2031_Economic_MW_Before Competition Groups_48 | Beverage Vending Machine Controls | 0.01739% | 0 | 0.24627 | Residential_2031_Economic_MW_Before Competition Groups_Beverage Vending Machine Controls
Residential | Res ¦ Chilled Water Optimization | 2031 | Economic | MW | Before Competition Groups | 0.24398 | 0 | 0 | 1416.3642 | 0.00017225 | 49 | Residential_2031_Economic_MW_Before Competition Groups_49 | Chilled Water Optimization | 0.01723% | 0 | 0.24398 | Residential_2031_Economic_MW_Before Competition Groups_Chilled Water Optimization
Residential | Res ¦ Wall Insulation | 2031 | Economic | MW | Before Competition Groups | 0.21481 | 0 | 0 | 1416.3642 | 0.00015166 | 50 | Residential_2031_Economic_MW_Before Competition Groups_50 | Wall Insulation | 0.01517% | 0 | 0.21481 | Residential_2031_Economic_MW_Before Competition Groups_Wall Insulation
Residential | Res ¦ LED High Bay Fixture | 2031 | Economic | MW | Before Competition Groups | 0.021551 | 0 | 0 | 1416.3642 | 1.5216e-05 | 51 | Residential_2031_Economic_MW_Before Competition Groups_51 | LED High Bay Fixture | 0.001522% | 0 | 0.021551 | Residential_2031_Economic_MW_Before Competition Groups_LED High Bay Fixture
Residential | Res ¦ Wall Insulation MF | 2031 | Economic | MW | Before Competition Groups | 0.013019 | 0 | 0 | 1416.3642 | 9.1915e-06 | 52 | Residential_2031_Economic_MW_Before Competition Groups_52 | Wall Insulation MF | 0.0009192% | 0 | 0.013019 | Residential_2031_Economic_MW_Before Competition Groups_Wall Insulation MF
Residential | Res ¦ LED Downlight | 2031 | Economic | MW | Before Competition Groups | 0 | 0 | 0 | 1416.3642 | 0 | 53 | Residential_2031_Economic_MW_Before Competition Groups_53 | LED Downlight | 0% | 0 | 0 | Residential_2031_Economic_MW_Before Competition Groups_LED Downlight
Residential | Res ¦ Smart Power Bar | 2031 | Economic | MW | Before Competition Groups | 0 | 0 | 0 | 1416.3642 | 0 | 54 | Residential_2031_Economic_MW_Before Competition Groups_54 | Smart Power Bar | 0% | 0 | 0 | Residential_2031_Economic_MW_Before Competition Groups_Smart Power Bar
Residential | Res ¦ Ductless Mini-Split Heat Pump | 2031 | SC A | MW | Before Competition Groups | 79.3439 | 0 | 0 | 399.5051 | 0.19861 | 1 | Residential_2031_SC A_MW_Before Competition Groups_1 | Ductless Mini-Split Heat Pump | 19.86% | 0 | 79.3439 | Residential_2031_SC A_MW_Before Competition Groups_Ductless Mini-Split Heat Pump
Residential | Res ¦ Building Recommissioning, Operations and Maintenance (O&M) Improvements | 2031 | SC A | MW | Before Competition Groups | 46.6748 | 0 | 0 | 399.5051 | 0.11683 | 2 | Residential_2031_SC A_MW_Before Competition Groups_2 | Building Recommissioning, Operations and Maintenance (O&M) Improvements | 11.68% | 0 | 46.6748 | Residential_2031_SC A_MW_Before Competition Groups_Building Recommissioning, Operations and Maintenance (O&M) Improvements
Residential | Res ¦ Energy Star Clothes Washer | 2031 | SC A | MW | Before Competition Groups | 41.904 | 0 | 0 | 399.5051 | 0.10489 | 3 | Residential_2031_SC A_MW_Before Competition Groups_3 | Energy Star Clothes Washer | 10.49% | 0 | 41.904 | Residential_2031_SC A_MW_Before Competition Groups_Energy Star Clothes Washer
Residential | Res ¦ Energy Star LED Specialty Bulbs | 2031 | SC A | MW | Before Competition Groups | 28.6193 | 0 | 0 | 399.5051 | 0.071637 | 4 | Residential_2031_SC A_MW_Before Competition Groups_4 | Energy Star LED Specialty Bulbs | 7.164% | 0 | 28.6193 | Residential_2031_SC A_MW_Before Competition Groups_Energy Star LED Specialty Bulbs
Residential | Res ¦ Adaptive Thermostat | 2031 | SC A | MW | Before Competition Groups | 27.5326 | 0 | 0 | 399.5051 | 0.068917 | 5 | Residential_2031_SC A_MW_Before Competition Groups_5 | Adaptive Thermostat | 6.892% | 0 | 27.5326 | Residential_2031_SC A_MW_Before Competition Groups_Adaptive Thermostat
Residential | Res ¦ Variable Speed Pool Pump Motor | 2031 | SC A | MW | Before Competition Groups | 23.8693 | 0 | 0 | 399.5051 | 0.059747 | 6 | Residential_2031_SC A_MW_Before Competition Groups_6 | Variable Speed Pool Pump Motor | 5.975% | 0 | 23.8693 | Residential_2031_SC A_MW_Before Competition Groups_Variable Speed Pool Pump Motor
Residential | Res ¦ Energy Star Air Source Heat Pump | 2031 | SC A | MW | Before Competition Groups | 19.511 | 0 | 0 | 399.5051 | 0.048838 | 7 | Residential_2031_SC A_MW_Before Competition Groups_7 | Energy Star Air Source Heat Pump | 4.884% | 0 | 19.511 | Residential_2031_SC A_MW_Before Competition Groups_Energy Star Air Source Heat Pump
Residential | Res ¦ Basement Wall Insulation | 2031 | SC A | MW | Before Competition Groups | 19.0411 | 0 | 0 | 399.5051 | 0.047662 | 8 | Residential_2031_SC A_MW_Before Competition Groups_8 | Basement Wall Insulation | 4.766% | 0 | 19.0411 | Residential_2031_SC A_MW_Before Competition Groups_Basement Wall Insulation
Residential | Res ¦ Energy Star Room Air Conditioner | 2031 | SC A | MW | Before Competition Groups | 13.3986 | 0 | 0 | 399.5051 | 0.033538 | 9 | Residential_2031_SC A_MW_Before Competition Groups_9 | Energy Star Room Air Conditioner | 3.354% | 0 | 13.3986 | Residential_2031_SC A_MW_Before Competition Groups_Energy Star Room Air Conditioner
Residential | Res ¦ Energy Star A Line, PAR, MR Lamps | 2031 | SC A | MW | Before Competition Groups | 12.647 | 0 | 0 | 399.5051 | 0.031657 | 10 | Residential_2031_SC A_MW_Before Competition Groups_10 | Energy Star A Line, PAR, MR Lamps | 3.166% | 0 | 12.647 | Residential_2031_SC A_MW_Before Competition Groups_Energy Star A Line, PAR, MR Lamps
Residential | Res ¦ Energy Star LED Bulbs General Purpose LEDs | 2031 | SC A | MW | Before Competition Groups | 9.3675 | 0 | 0 | 399.5051 | 0.023448 | 11 | Residential_2031_SC A_MW_Before Competition Groups_11 | Energy Star LED Bulbs General Purpose LEDs | 2.345% | 0 | 9.3675 | Residential_2031_SC A_MW_Before Competition Groups_Energy Star LED Bulbs General Purpose LEDs
Residential | Res ¦ High Efficiency Chiller (avg of water and air cooled) | 2031 | SC A | MW | Before Competition Groups | 8.4666 | 0 | 0 | 399.5051 | 0.021193 | 12 | Residential_2031_SC A_MW_Before Competition Groups_12 | High Efficiency Chiller (avg of water and air cooled) | 2.119% | 0 | 8.4666 | Residential_2031_SC A_MW_Before Competition Groups_High Efficiency Chiller (avg of water and air cooled)
Residential | Res ¦ Energy Star Clothes Dryer | 2031 | SC A | MW | Before Competition Groups | 7.5241 | 0 | 0 | 399.5051 | 0.018833 | 13 | Residential_2031_SC A_MW_Before Competition Groups_13 | Energy Star Clothes Dryer | 1.883% | 0 | 7.5241 | Residential_2031_SC A_MW_Before Competition Groups_Energy Star Clothes Dryer
Residential | Res ¦ Home Energy Reports | 2031 | SC A | MW | Before Competition Groups | 7.0174 | 0 | 0 | 399.5051 | 0.017565 | 14 | Residential_2031_SC A_MW_Before Competition Groups_14 | Home Energy Reports | 1.757% | 0 | 7.0174 | Residential_2031_SC A_MW_Before Competition Groups_Home Energy Reports
Residential | Res ¦ Energy Star Torchiere | 2031 | SC A | MW | Before Competition Groups | 6.2943 | 0 | 0 | 399.5051 | 0.015755 | 15 | Residential_2031_SC A_MW_Before Competition Groups_15 | Energy Star Torchiere | 1.576% | 0 | 6.2943 | Residential_2031_SC A_MW_Before Competition Groups_Energy Star Torchiere
Residential | Res ¦ Attic Insulation | 2031 | SC A | MW | Before Competition Groups | 6.0088 | 0 | 0 | 399.5051 | 0.01504 | 16 | Residential_2031_SC A_MW_Before Competition Groups_16 | Attic Insulation | 1.504% | 0 | 6.0088 | Residential_2031_SC A_MW_Before Competition Groups_Attic Insulation
Residential | Res ¦ Occupancy Sensors MF | 2031 | SC A | MW | Before Competition Groups | 5.7751 | 0 | 0 | 399.5051 | 0.014456 | 17 | Residential_2031_SC A_MW_Before Competition Groups_17 | Occupancy Sensors MF | 1.446% | 0 | 5.7751 | Residential_2031_SC A_MW_Before Competition Groups_Occupancy Sensors MF
Residential | Res ¦ Advanced BAS/Controllers | 2031 | SC A | MW | Before Competition Groups | 4.4963 | 0 | 0 | 399.5051 | 0.011255 | 18 | Residential_2031_SC A_MW_Before Competition Groups_18 | Advanced BAS/Controllers | 1.125% | 0 | 4.4963 | Residential_2031_SC A_MW_Before Competition Groups_Advanced BAS/Controllers
Residential | Res ¦ Refrigerator Recycling | 2031 | SC A | MW | Before Competition Groups | 3.8584 | 0 | 0 | 399.5051 | 0.0096579 | 19 | Residential_2031_SC A_MW_Before Competition Groups_19 | Refrigerator Recycling | 0.9658% | 0 | 3.8584 | Residential_2031_SC A_MW_Before Competition Groups_Refrigerator Recycling
Residential | Res ¦ LED Tube Re-Lamp | 2031 | SC A | MW | Before Competition Groups | 3.271 | 0 | 0 | 399.5051 | 0.0081876 | 20 | Residential_2031_SC A_MW_Before Competition Groups_20 | LED Tube Re-Lamp | 0.8188% | 0 | 3.271 | Residential_2031_SC A_MW_Before Competition Groups_LED Tube Re-Lamp
Residential | Res ¦ Energy Star Freezer | 2031 | SC A | MW | Before Competition Groups | 2.7965 | 0 | 0 | 399.5051 | 0.0069999 | 21 | Residential_2031_SC A_MW_Before Competition Groups_21 | Energy Star Freezer | 0.7% | 0 | 2.7965 | Residential_2031_SC A_MW_Before Competition Groups_Energy Star Freezer
Residential | Res ¦ Minimize Hot and Warm Clothes Wash | 2031 | SC A | MW | Before Competition Groups | 2.6433 | 0 | 0 | 399.5051 | 0.0066164 | 22 | Residential_2031_SC A_MW_Before Competition Groups_22 | Minimize Hot and Warm Clothes Wash | 0.6616% | 0 | 2.6433 | Residential_2031_SC A_MW_Before Competition Groups_Minimize Hot and Warm Clothes Wash
Residential | Res ¦ Energy Star Light Fixture | 2031 | SC A | MW | Before Competition Groups | 2.382 | 0 | 0 | 399.5051 | 0.0059624 | 23 | Residential_2031_SC A_MW_Before Competition Groups_23 | Energy Star Light Fixture | 0.5962% | 0 | 2.382 | Residential_2031_SC A_MW_Before Competition Groups_Energy Star Light Fixture
Residential | Res ¦ Outside Air Economizer | 2031 | SC A | MW | Before Competition Groups | 2.3078 | 0 | 0 | 399.5051 | 0.0057766 | 24 | Residential_2031_SC A_MW_Before Competition Groups_24 | Outside Air Economizer | 0.5777% | 0 | 2.3078 | Residential_2031_SC A_MW_Before Competition Groups_Outside Air Economizer
Residential | Res ¦ Air Sealing | 2031 | SC A | MW | Before Competition Groups | 2.2105 | 0 | 0 | 399.5051 | 0.0055331 | 25 | Residential_2031_SC A_MW_Before Competition Groups_25 | Air Sealing | 0.5533% | 0 | 2.2105 | Residential_2031_SC A_MW_Before Competition Groups_Air Sealing
Residential | Res ¦ ENERGY STAR LED LAMPS (REFLECTOR LAMPs/MR16/PAR 16) | 2031 | SC A | MW | Before Competition Groups | 1.9568 | 0 | 0 | 399.5051 | 0.004898 | 26 | Residential_2031_SC A_MW_Before Competition Groups_26 | ENERGY STAR LED LAMPS (REFLECTOR LAMPs/MR16/PAR 16) | 0.4898% | 0 | 1.9568 | Residential_2031_SC A_MW_Before Competition Groups_ENERGY STAR LED LAMPS (REFLECTOR LAMPs/MR16/PAR 16)
Residential | Res ¦ Furnace Whistle | 2031 | SC A | MW | Before Competition Groups | 1.1558 | 0 | 0 | 399.5051 | 0.0028932 | 27 | Residential_2031_SC A_MW_Before Competition Groups_27 | Furnace Whistle | 0.2893% | 0 | 1.1558 | Residential_2031_SC A_MW_Before Competition Groups_Furnace Whistle
Residential | Res ¦ Variable Frequency Drive (VFD) | 2031 | SC A | MW | Before Competition Groups | 0.95263 | 0 | 0 | 399.5051 | 0.0023845 | 28 | Residential_2031_SC A_MW_Before Competition Groups_28 | Variable Frequency Drive (VFD) | 0.2385% | 0 | 0.95263 | Residential_2031_SC A_MW_Before Competition Groups_Variable Frequency Drive (VFD)
Residential | Res ¦ Comprehensive Draft Proofing | 2031 | SC A | MW | Before Competition Groups | 0.93147 | 0 | 0 | 399.5051 | 0.0023316 | 29 | Residential_2031_SC A_MW_Before Competition Groups_29 | Comprehensive Draft Proofing | 0.2332% | 0 | 0.93147 | Residential_2031_SC A_MW_Before Competition Groups_Comprehensive Draft Proofing
Residential | Res ¦ LED Parking Lot Fixture | 2031 | SC A | MW | Before Competition Groups | 0.82007 | 0 | 0 | 399.5051 | 0.0020527 | 30 | Residential_2031_SC A_MW_Before Competition Groups_30 | LED Parking Lot Fixture | 0.2053% | 0 | 0.82007 | Residential_2031_SC A_MW_Before Competition Groups_LED Parking Lot Fixture
Residential | Res ¦ CO Sensors for parking garage exhaust fans | 2031 | SC A | MW | Before Competition Groups | 0.77865 | 0 | 0 | 399.5051 | 0.001949 | 31 | Residential_2031_SC A_MW_Before Competition Groups_31 | CO Sensors for parking garage exhaust fans | 0.1949% | 0 | 0.77865 | Residential_2031_SC A_MW_Before Competition Groups_CO Sensors for parking garage exhaust fans
Residential | Res ¦ Energy Star Dehumidifier | 2031 | SC A | MW | Before Competition Groups | 0.73642 | 0 | 0 | 399.5051 | 0.0018433 | 32 | Residential_2031_SC A_MW_Before Competition Groups_32 | Energy Star Dehumidifier | 0.1843% | 0 | 0.73642 | Residential_2031_SC A_MW_Before Competition Groups_Energy Star Dehumidifier
Residential | Res ¦ Demand Control Ventilation | 2031 | SC A | MW | Before Competition Groups | 0.61878 | 0 | 0 | 399.5051 | 0.0015489 | 33 | Residential_2031_SC A_MW_Before Competition Groups_33 | Demand Control Ventilation | 0.1549% | 0 | 0.61878 | Residential_2031_SC A_MW_Before Competition Groups_Demand Control Ventilation
Residential | Res ¦ Water Heater Temperature Setback | 2031 | SC A | MW | Before Competition Groups | 0.59863 | 0 | 0 | 399.5051 | 0.0014984 | 34 | Residential_2031_SC A_MW_Before Competition Groups_34 | Water Heater Temperature Setback | 0.1498% | 0 | 0.59863 | Residential_2031_SC A_MW_Before Competition Groups_Water Heater Temperature Setback
Residential | Res ¦ ENERGY STAR LED Lamps (General Service Lamps) | 2031 | SC A | MW | Before Competition Groups | 0.43506 | 0 | 0 | 399.5051 | 0.001089 | 35 | Residential_2031_SC A_MW_Before Competition Groups_35 | ENERGY STAR LED Lamps (General Service Lamps) | 0.1089% | 0 | 0.43506 | Residential_2031_SC A_MW_Before Competition Groups_ENERGY STAR LED Lamps (General Service Lamps)
Residential | Res ¦ Clothes Drying Racks | 2031 | SC A | MW | Before Competition Groups | 0.43182 | 0 | 0 | 399.5051 | 0.0010809 | 36 | Residential_2031_SC A_MW_Before Competition Groups_36 | Clothes Drying Racks | 0.1081% | 0 | 0.43182 | Residential_2031_SC A_MW_Before Competition Groups_Clothes Drying Racks
Residential | Res ¦ Floor Insulation | 2031 | SC A | MW | Before Competition Groups | 0.42606 | 0 | 0 | 399.5051 | 0.0010665 | 37 | Residential_2031_SC A_MW_Before Competition Groups_37 | Floor Insulation | 0.1066% | 0 | 0.42606 | Residential_2031_SC A_MW_Before Competition Groups_Floor Insulation
Residential | Res ¦ LED Exterior Area Lights - LED Fixture (200W) | 2031 | SC A | MW | Before Competition Groups | 0.4014 | 0 | 0 | 399.5051 | 0.0010048 | 38 | Residential_2031_SC A_MW_Before Competition Groups_38 | LED Exterior Area Lights - LED Fixture (200W) | 0.1005% | 0 | 0.4014 | Residential_2031_SC A_MW_Before Competition Groups_LED Exterior Area Lights - LED Fixture (200W)
Residential | Res ¦ Smart Burners | 2031 | SC A | MW | Before Competition Groups | 0.39707 | 0 | 0 | 399.5051 | 0.00099391 | 39 | Residential_2031_SC A_MW_Before Competition Groups_39 | Smart Burners | 0.09939% | 0 | 0.39707 | Residential_2031_SC A_MW_Before Competition Groups_Smart Burners
Residential | Res ¦ Tankless Water Heater | 2031 | SC A | MW | Before Competition Groups | 0.38625 | 0 | 0 | 399.5051 | 0.00096683 | 40 | Residential_2031_SC A_MW_Before Competition Groups_40 | Tankless Water Heater | 0.09668% | 0 | 0.38625 | Residential_2031_SC A_MW_Before Competition Groups_Tankless Water Heater
Residential | Res ¦ Condensing Make Up Air Unit | 2031 | SC A | MW | Before Competition Groups | 0.30043 | 0 | 0 | 399.5051 | 0.00075201 | 41 | Residential_2031_SC A_MW_Before Competition Groups_41 | Condensing Make Up Air Unit | 0.0752% | 0 | 0.30043 | Residential_2031_SC A_MW_Before Competition Groups_Condensing Make Up Air Unit
Residential | Res ¦ VFD on Pumps | 2031 | SC A | MW | Before Competition Groups | 0.27398 | 0 | 0 | 399.5051 | 0.00068579 | 42 | Residential_2031_SC A_MW_Before Competition Groups_42 | VFD on Pumps | 0.06858% | 0 | 0.27398 | Residential_2031_SC A_MW_Before Competition Groups_VFD on Pumps
Residential | Res ¦ Duct Insulation | 2031 | SC A | MW | Before Competition Groups | 0.25029 | 0 | 0 | 399.5051 | 0.00062651 | 43 | Residential_2031_SC A_MW_Before Competition Groups_43 | Duct Insulation | 0.06265% | 0 | 0.25029 | Residential_2031_SC A_MW_Before Competition Groups_Duct Insulation
Residential | Res ¦ ECM MOTORS FOR HVAC APPLICATION (FAN-POWERED VAV BOX) | 2031 | SC A | MW | Before Competition Groups | 0.16366 | 0 | 0 | 399.5051 | 0.00040966 | 44 | Residential_2031_SC A_MW_Before Competition Groups_44 | ECM MOTORS FOR HVAC APPLICATION (FAN-POWERED VAV BOX) | 0.04097% | 0 | 0.16366 | Residential_2031_SC A_MW_Before Competition Groups_ECM MOTORS FOR HVAC APPLICATION (FAN-POWERED VAV BOX)
Residential | Res ¦ Heat Recovery Ventilator | 2031 | SC A | MW | Before Competition Groups | 0.14877 | 0 | 0 | 399.5051 | 0.00037239 | 45 | Residential_2031_SC A_MW_Before Competition Groups_45 | Heat Recovery Ventilator | 0.03724% | 0 | 0.14877 | Residential_2031_SC A_MW_Before Competition Groups_Heat Recovery Ventilator
Residential | Res ¦ Duct Insulation MF | 2031 | SC A | MW | Before Competition Groups | 0.14775 | 0 | 0 | 399.5051 | 0.00036983 | 46 | Residential_2031_SC A_MW_Before Competition Groups_46 | Duct Insulation MF | 0.03698% | 0 | 0.14775 | Residential_2031_SC A_MW_Before Competition Groups_Duct Insulation MF
Residential | Res ¦ Chilled Water Optimization | 2031 | SC A | MW | Before Competition Groups | 0.11605 | 0 | 0 | 399.5051 | 0.00029048 | 47 | Residential_2031_SC A_MW_Before Competition Groups_47 | Chilled Water Optimization | 0.02905% | 0 | 0.11605 | Residential_2031_SC A_MW_Before Competition Groups_Chilled Water Optimization
Residential | Res ¦ Beverage Vending Machine Controls | 2031 | SC A | MW | Before Competition Groups | 0.098112 | 0 | 0 | 399.5051 | 0.00024558 | 48 | Residential_2031_SC A_MW_Before Competition Groups_48 | Beverage Vending Machine Controls | 0.02456% | 0 | 0.098112 | Residential_2031_SC A_MW_Before Competition Groups_Beverage Vending Machine Controls
Residential | Res ¦ LED High Bay Fixture | 2031 | SC A | MW | Before Competition Groups | 0.012964 | 0 | 0 | 399.5051 | 3.2449e-05 | 49 | Residential_2031_SC A_MW_Before Competition Groups_49 | LED High Bay Fixture | 0.003245% | 0 | 0.012964 | Residential_2031_SC A_MW_Before Competition Groups_LED High Bay Fixture
Residential | Res ¦ Wall Insulation MF | 2031 | SC A | MW | Before Competition Groups | 0.0030336 | 0 | 0 | 399.5051 | 7.5933e-06 | 50 | Residential_2031_SC A_MW_Before Competition Groups_50 | Wall Insulation MF | 0.0007593% | 0 | 0.0030336 | Residential_2031_SC A_MW_Before Competition Groups_Wall Insulation MF
Residential | Res ¦ Wall Insulation | 2031 | SC A | MW | Before Competition Groups | 0.0019046 | 0 | 0 | 399.5051 | 4.7673e-06 | 51 | Residential_2031_SC A_MW_Before Competition Groups_51 | Wall Insulation | 0.0004767% | 0 | 0.0019046 | Residential_2031_SC A_MW_Before Competition Groups_Wall Insulation
Residential | Res ¦ Freezer Recycling | 2031 | SC A | MW | Before Competition Groups | 0.00042044 | 0 | 0 | 399.5051 | 1.0524e-06 | 52 | Residential_2031_SC A_MW_Before Competition Groups_52 | Freezer Recycling | 0.0001052% | 0 | 0.00042044 | Residential_2031_SC A_MW_Before Competition Groups_Freezer Recycling
Residential | Res ¦ LED Downlight | 2031 | SC A | MW | Before Competition Groups | 0 | 0 | 0 | 399.5051 | 0 | 53 | Residential_2031_SC A_MW_Before Competition Groups_53 | LED Downlight | 0% | 0 | 0 | Residential_2031_SC A_MW_Before Competition Groups_LED Downlight
Residential | Res ¦ Smart Power Bar | 2031 | SC A | MW | Before Competition Groups | 0 | 0 | 0 | 399.5051 | 0 | 54 | Residential_2031_SC A_MW_Before Competition Groups_54 | Smart Power Bar | 0% | 0 | 0 | Residential_2031_SC A_MW_Before Competition Groups_Smart Power Bar
Residential | Res ¦ Ductless Mini-Split Heat Pump | 2031 | SC B | MW | Before Competition Groups | 101.9834 | 0 | 0 | 666.3125 | 0.15306 | 1 | Residential_2031_SC B_MW_Before Competition Groups_1 | Ductless Mini-Split Heat Pump | 15.31% | 0 | 101.9834 | Residential_2031_SC B_MW_Before Competition Groups_Ductless Mini-Split Heat Pump
Residential | Res ¦ Building Recommissioning, Operations and Maintenance (O&M) Improvements | 2031 | SC B | MW | Before Competition Groups | 80.6528 | 0 | 0 | 666.3125 | 0.12104 | 2 | Residential_2031_SC B_MW_Before Competition Groups_2 | Building Recommissioning, Operations and Maintenance (O&M) Improvements | 12.1% | 0 | 80.6528 | Residential_2031_SC B_MW_Before Competition Groups_Building Recommissioning, Operations and Maintenance (O&M) Improvements
Residential | Res ¦ Adaptive Thermostat | 2031 | SC B | MW | Before Competition Groups | 67.8892 | 0 | 0 | 666.3125 | 0.10189 | 3 | Residential_2031_SC B_MW_Before Competition Groups_3 | Adaptive Thermostat | 10.19% | 0 | 67.8892 | Residential_2031_SC B_MW_Before Competition Groups_Adaptive Thermostat
Residential | Res ¦ Energy Star Clothes Washer | 2031 | SC B | MW | Before Competition Groups | 65.4967 | 0 | 0 | 666.3125 | 0.098297 | 4 | Residential_2031_SC B_MW_Before Competition Groups_4 | Energy Star Clothes Washer | 9.83% | 0 | 65.4967 | Residential_2031_SC B_MW_Before Competition Groups_Energy Star Clothes Washer
Residential | Res ¦ Variable Speed Pool Pump Motor | 2031 | SC B | MW | Before Competition Groups | 57.6076 | 0 | 0 | 666.3125 | 0.086457 | 5 | Residential_2031_SC B_MW_Before Competition Groups_5 | Variable Speed Pool Pump Motor | 8.646% | 0 | 57.6076 | Residential_2031_SC B_MW_Before Competition Groups_Variable Speed Pool Pump Motor
Residential | Res ¦ Energy Star Air Source Heat Pump | 2031 | SC B | MW | Before Competition Groups | 30.4923 | 0 | 0 | 666.3125 | 0.045763 | 6 | Residential_2031_SC B_MW_Before Competition Groups_6 | Energy Star Air Source Heat Pump | 4.576% | 0 | 30.4923 | Residential_2031_SC B_MW_Before Competition Groups_Energy Star Air Source Heat Pump
Residential | Res ¦ Energy Star Room Air Conditioner | 2031 | SC B | MW | Before Competition Groups | 25.8336 | 0 | 0 | 666.3125 | 0.038771 | 7 | Residential_2031_SC B_MW_Before Competition Groups_7 | Energy Star Room Air Conditioner | 3.877% | 0 | 25.8336 | Residential_2031_SC B_MW_Before Competition Groups_Energy Star Room Air Conditioner
Residential | Res ¦ Basement Wall Insulation | 2031 | SC B | MW | Before Competition Groups | 19.4205 | 0 | 0 | 666.3125 | 0.029146 | 8 | Residential_2031_SC B_MW_Before Competition Groups_8 | Basement Wall Insulation | 2.915% | 0 | 19.4205 | Residential_2031_SC B_MW_Before Competition Groups_Basement Wall Insulation
Residential | Res ¦ Energy Star LED Bulbs General Purpose LEDs | 2031 | SC B | MW | Before Competition Groups | 18.5166 | 0 | 0 | 666.3125 | 0.02779 | 9 | Residential_2031_SC B_MW_Before Competition Groups_9 | Energy Star LED Bulbs General Purpose LEDs | 2.779% | 0 | 18.5166 | Residential_2031_SC B_MW_Before Competition Groups_Energy Star LED Bulbs General Purpose LEDs
Residential | Res ¦ Energy Star A Line, PAR, MR Lamps | 2031 | SC B | MW | Before Competition Groups | 18.1399 | 0 | 0 | 666.3125 | 0.027224 | 10 | Residential_2031_SC B_MW_Before Competition Groups_10 | Energy Star A Line, PAR, MR Lamps | 2.722% | 0 | 18.1399 | Residential_2031_SC B_MW_Before Competition Groups_Energy Star A Line, PAR, MR Lamps
Residential | Res ¦ Energy Star LED Specialty Bulbs | 2031 | SC B | MW | Before Competition Groups | 16.7755 | 0 | 0 | 666.3125 | 0.025177 | 11 | Residential_2031_SC B_MW_Before Competition Groups_11 | Energy Star LED Specialty Bulbs | 2.518% | 0 | 16.7755 | Residential_2031_SC B_MW_Before Competition Groups_Energy Star LED Specialty Bulbs
Residential | Res ¦ Attic Insulation | 2031 | SC B | MW | Before Competition Groups | 14.9788 | 0 | 0 | 666.3125 | 0.02248 | 12 | Residential_2031_SC B_MW_Before Competition Groups_12 | Attic Insulation | 2.248% | 0 | 14.9788 | Residential_2031_SC B_MW_Before Competition Groups_Attic Insulation
Residential | Res ¦ Energy Star Clothes Dryer | 2031 | SC B | MW | Before Competition Groups | 13.5612 | 0 | 0 | 666.3125 | 0.020353 | 13 | Residential_2031_SC B_MW_Before Competition Groups_13 | Energy Star Clothes Dryer | 2.035% | 0 | 13.5612 | Residential_2031_SC B_MW_Before Competition Groups_Energy Star Clothes Dryer
Residential | Res ¦ Advanced BAS/Controllers | 2031 | SC B | MW | Before Competition Groups | 11.8039 | 0 | 0 | 666.3125 | 0.017715 | 14 | Residential_2031_SC B_MW_Before Competition Groups_14 | Advanced BAS/Controllers | 1.772% | 0 | 11.8039 | Residential_2031_SC B_MW_Before Competition Groups_Advanced BAS/Controllers
Residential | Res ¦ Clothes Drying Racks | 2031 | SC B | MW | Before Competition Groups | 10.9216 | 0 | 0 | 666.3125 | 0.016391 | 15 | Residential_2031_SC B_MW_Before Competition Groups_15 | Clothes Drying Racks | 1.639% | 0 | 10.9216 | Residential_2031_SC B_MW_Before Competition Groups_Clothes Drying Racks
Residential | Res ¦ Occupancy Sensors MF | 2031 | SC B | MW | Before Competition Groups | 10.4328 | 0 | 0 | 666.3125 | 0.015657 | 16 | Residential_2031_SC B_MW_Before Competition Groups_16 | Occupancy Sensors MF | 1.566% | 0 | 10.4328 | Residential_2031_SC B_MW_Before Competition Groups_Occupancy Sensors MF
Residential | Res ¦ Refrigerator Recycling | 2031 | SC B | MW | Before Competition Groups | 9.2568 | 0 | 0 | 666.3125 | 0.013893 | 17 | Residential_2031_SC B_MW_Before Competition Groups_17 | Refrigerator Recycling | 1.389% | 0 | 9.2568 | Residential_2031_SC B_MW_Before Competition Groups_Refrigerator Recycling
Residential | Res ¦ Energy Star Torchiere | 2031 | SC B | MW | Before Competition Groups | 9.0431 | 0 | 0 | 666.3125 | 0.013572 | 18 | Residential_2031_SC B_MW_Before Competition Groups_18 | Energy Star Torchiere | 1.357% | 0 | 9.0431 | Residential_2031_SC B_MW_Before Competition Groups_Energy Star Torchiere
Residential | Res ¦ High Efficiency Chiller (avg of water and air cooled) | 2031 | SC B | MW | Before Competition Groups | 8.6919 | 0 | 0 | 666.3125 | 0.013045 | 19 | Residential_2031_SC B_MW_Before Competition Groups_19 | High Efficiency Chiller (avg of water and air cooled) | 1.304% | 0 | 8.6919 | Residential_2031_SC B_MW_Before Competition Groups_High Efficiency Chiller (avg of water and air cooled)
Residential | Res ¦ Freezer Recycling | 2031 | SC B | MW | Before Competition Groups | 8.6146 | 0 | 0 | 666.3125 | 0.012929 | 20 | Residential_2031_SC B_MW_Before Competition Groups_20 | Freezer Recycling | 1.293% | 0 | 8.6146 | Residential_2031_SC B_MW_Before Competition Groups_Freezer Recycling
Residential | Res ¦ Home Energy Reports | 2031 | SC B | MW | Before Competition Groups | 7.0174 | 0 | 0 | 666.3125 | 0.010532 | 21 | Residential_2031_SC B_MW_Before Competition Groups_21 | Home Energy Reports | 1.053% | 0 | 7.0174 | Residential_2031_SC B_MW_Before Competition Groups_Home Energy Reports
Residential | Res ¦ Energy Star Dehumidifier | 2031 | SC B | MW | Before Competition Groups | 6.8226 | 0 | 0 | 666.3125 | 0.010239 | 22 | Residential_2031_SC B_MW_Before Competition Groups_22 | Energy Star Dehumidifier | 1.024% | 0 | 6.8226 | Residential_2031_SC B_MW_Before Competition Groups_Energy Star Dehumidifier
Residential | Res ¦ Energy Star Freezer | 2031 | SC B | MW | Before Competition Groups | 5.9313 | 0 | 0 | 666.3125 | 0.0089017 | 23 | Residential_2031_SC B_MW_Before Competition Groups_23 | Energy Star Freezer | 0.8902% | 0 | 5.9313 | Residential_2031_SC B_MW_Before Competition Groups_Energy Star Freezer
Residential | Res ¦ Air Sealing | 2031 | SC B | MW | Before Competition Groups | 4.1307 | 0 | 0 | 666.3125 | 0.0061993 | 24 | Residential_2031_SC B_MW_Before Competition Groups_24 | Air Sealing | 0.6199% | 0 | 4.1307 | Residential_2031_SC B_MW_Before Competition Groups_Air Sealing
Residential | Res ¦ Floor Insulation | 2031 | SC B | MW | Before Competition Groups | 3.9241 | 0 | 0 | 666.3125 | 0.0058892 | 25 | Residential_2031_SC B_MW_Before Competition Groups_25 | Floor Insulation | 0.5889% | 0 | 3.9241 | Residential_2031_SC B_MW_Before Competition Groups_Floor Insulation
Residential | Res ¦ Duct Insulation | 2031 | SC B | MW | Before Competition Groups | 3.6031 | 0 | 0 | 666.3125 | 0.0054075 | 26 | Residential_2031_SC B_MW_Before Competition Groups_26 | Duct Insulation | 0.5407% | 0 | 3.6031 | Residential_2031_SC B_MW_Before Competition Groups_Duct Insulation
Residential | Res ¦ Energy Star Light Fixture | 2031 | SC B | MW | Before Competition Groups | 3.3986 | 0 | 0 | 666.3125 | 0.0051006 | 27 | Residential_2031_SC B_MW_Before Competition Groups_27 | Energy Star Light Fixture | 0.5101% | 0 | 3.3986 | Residential_2031_SC B_MW_Before Competition Groups_Energy Star Light Fixture
Residential | Res ¦ LED Tube Re-Lamp | 2031 | SC B | MW | Before Competition Groups | 3.271 | 0 | 0 | 666.3125 | 0.0049091 | 28 | Residential_2031_SC B_MW_Before Competition Groups_28 | LED Tube Re-Lamp | 0.4909% | 0 | 3.271 | Residential_2031_SC B_MW_Before Competition Groups_LED Tube Re-Lamp
Residential | Res ¦ Outside Air Economizer | 2031 | SC B | MW | Before Competition Groups | 3.2414 | 0 | 0 | 666.3125 | 0.0048648 | 29 | Residential_2031_SC B_MW_Before Competition Groups_29 | Outside Air Economizer | 0.4865% | 0 | 3.2414 | Residential_2031_SC B_MW_Before Competition Groups_Outside Air Economizer
Residential | Res ¦ Minimize Hot and Warm Clothes Wash | 2031 | SC B | MW | Before Competition Groups | 2.6433 | 0 | 0 | 666.3125 | 0.0039671 | 30 | Residential_2031_SC B_MW_Before Competition Groups_30 | Minimize Hot and Warm Clothes Wash | 0.3967% | 0 | 2.6433 | Residential_2031_SC B_MW_Before Competition Groups_Minimize Hot and Warm Clothes Wash
Residential | Res ¦ Demand Control Ventilation | 2031 | SC B | MW | Before Competition Groups | 2.0744 | 0 | 0 | 666.3125 | 0.0031133 | 31 | Residential_2031_SC B_MW_Before Competition Groups_31 | Demand Control Ventilation | 0.3113% | 0 | 2.0744 | Residential_2031_SC B_MW_Before Competition Groups_Demand Control Ventilation
Residential | Res ¦ Furnace Whistle | 2031 | SC B | MW | Before Competition Groups | 1.9936 | 0 | 0 | 666.3125 | 0.002992 | 32 | Residential_2031_SC B_MW_Before Competition Groups_32 | Furnace Whistle | 0.2992% | 0 | 1.9936 | Residential_2031_SC B_MW_Before Competition Groups_Furnace Whistle
Residential | Res ¦ ENERGY STAR LED LAMPS (REFLECTOR LAMPs/MR16/PAR 16) | 2031 | SC B | MW | Before Competition Groups | 1.9568 | 0 | 0 | 666.3125 | 0.0029367 | 33 | Residential_2031_SC B_MW_Before Competition Groups_33 | ENERGY STAR LED LAMPS (REFLECTOR LAMPs/MR16/PAR 16) | 0.2937% | 0 | 1.9568 | Residential_2031_SC B_MW_Before Competition Groups_ENERGY STAR LED LAMPS (REFLECTOR LAMPs/MR16/PAR 16)
Residential | Res ¦ Heat Recovery Ventilator | 2031 | SC B | MW | Before Competition Groups | 1.7776 | 0 | 0 | 666.3125 | 0.0026678 | 34 | Residential_2031_SC B_MW_Before Competition Groups_34 | Heat Recovery Ventilator | 0.2668% | 0 | 1.7776 | Residential_2031_SC B_MW_Before Competition Groups_Heat Recovery Ventilator
Residential | Res ¦ CO Sensors for parking garage exhaust fans | 2031 | SC B | MW | Before Competition Groups | 1.7321 | 0 | 0 | 666.3125 | 0.0025996 | 35 | Residential_2031_SC B_MW_Before Competition Groups_35 | CO Sensors for parking garage exhaust fans | 0.26% | 0 | 1.7321 | Residential_2031_SC B_MW_Before Competition Groups_CO Sensors for parking garage exhaust fans
Residential | Res ¦ Smart Burners | 2031 | SC B | MW | Before Competition Groups | 1.7172 | 0 | 0 | 666.3125 | 0.0025772 | 36 | Residential_2031_SC B_MW_Before Competition Groups_36 | Smart Burners | 0.2577% | 0 | 1.7172 | Residential_2031_SC B_MW_Before Competition Groups_Smart Burners
Residential | Res ¦ Comprehensive Draft Proofing | 2031 | SC B | MW | Before Competition Groups | 1.6941 | 0 | 0 | 666.3125 | 0.0025424 | 37 | Residential_2031_SC B_MW_Before Competition Groups_37 | Comprehensive Draft Proofing | 0.2542% | 0 | 1.6941 | Residential_2031_SC B_MW_Before Competition Groups_Comprehensive Draft Proofing
Residential | Res ¦ Variable Frequency Drive (VFD) | 2031 | SC B | MW | Before Competition Groups | 1.6431 | 0 | 0 | 666.3125 | 0.0024659 | 38 | Residential_2031_SC B_MW_Before Competition Groups_38 | Variable Frequency Drive (VFD) | 0.2466% | 0 | 1.6431 | Residential_2031_SC B_MW_Before Competition Groups_Variable Frequency Drive (VFD)
Residential | Res ¦ Duct Insulation MF | 2031 | SC B | MW | Before Competition Groups | 1.5183 | 0 | 0 | 666.3125 | 0.0022786 | 39 | Residential_2031_SC B_MW_Before Competition Groups_39 | Duct Insulation MF | 0.2279% | 0 | 1.5183 | Residential_2031_SC B_MW_Before Competition Groups_Duct Insulation MF
Residential | Res ¦ Condensing Make Up Air Unit | 2031 | SC B | MW | Before Competition Groups | 1.0881 | 0 | 0 | 666.3125 | 0.001633 | 40 | Residential_2031_SC B_MW_Before Competition Groups_40 | Condensing Make Up Air Unit | 0.1633% | 0 | 1.0881 | Residential_2031_SC B_MW_Before Competition Groups_Condensing Make Up Air Unit
Residential | Res ¦ Tankless Water Heater | 2031 | SC B | MW | Before Competition Groups | 1.0395 | 0 | 0 | 666.3125 | 0.0015601 | 41 | Residential_2031_SC B_MW_Before Competition Groups_41 | Tankless Water Heater | 0.156% | 0 | 1.0395 | Residential_2031_SC B_MW_Before Competition Groups_Tankless Water Heater
Residential | Res ¦ Water Heater Temperature Setback | 2031 | SC B | MW | Before Competition Groups | 1.0392 | 0 | 0 | 666.3125 | 0.0015596 | 42 | Residential_2031_SC B_MW_Before Competition Groups_42 | Water Heater Temperature Setback | 0.156% | 0 | 1.0392 | Residential_2031_SC B_MW_Before Competition Groups_Water Heater Temperature Setback
Residential | Res ¦ LED Parking Lot Fixture | 2031 | SC B | MW | Before Competition Groups | 0.88566 | 0 | 0 | 666.3125 | 0.0013292 | 43 | Residential_2031_SC B_MW_Before Competition Groups_43 | LED Parking Lot Fixture | 0.1329% | 0 | 0.88566 | Residential_2031_SC B_MW_Before Competition Groups_LED Parking Lot Fixture
Residential | Res ¦ VFD on Pumps | 2031 | SC B | MW | Before Competition Groups | 0.50526 | 0 | 0 | 666.3125 | 0.0007583 | 44 | Residential_2031_SC B_MW_Before Competition Groups_44 | VFD on Pumps | 0.07583% | 0 | 0.50526 | Residential_2031_SC B_MW_Before Competition Groups_VFD on Pumps
Residential | Res ¦ ENERGY STAR LED Lamps (General Service Lamps) | 2031 | SC B | MW | Before Competition Groups | 0.43506 | 0 | 0 | 666.3125 | 0.00065294 | 45 | Residential_2031_SC B_MW_Before Competition Groups_45 | ENERGY STAR LED Lamps (General Service Lamps) | 0.06529% | 0 | 0.43506 | Residential_2031_SC B_MW_Before Competition Groups_ENERGY STAR LED Lamps (General Service Lamps)
Residential | Res ¦ LED Exterior Area Lights - LED Fixture (200W) | 2031 | SC B | MW | Before Competition Groups | 0.4014 | 0 | 0 | 666.3125 | 0.00060242 | 46 | Residential_2031_SC B_MW_Before Competition Groups_46 | LED Exterior Area Lights - LED Fixture (200W) | 0.06024% | 0 | 0.4014 | Residential_2031_SC B_MW_Before Competition Groups_LED Exterior Area Lights - LED Fixture (200W)
Residential | Res ¦ ECM MOTORS FOR HVAC APPLICATION (FAN-POWERED VAV BOX) | 2031 | SC B | MW | Before Competition Groups | 0.28145 | 0 | 0 | 666.3125 | 0.0004224 | 47 | Residential_2031_SC B_MW_Before Competition Groups_47 | ECM MOTORS FOR HVAC APPLICATION (FAN-POWERED VAV BOX) | 0.04224% | 0 | 0.28145 | Residential_2031_SC B_MW_Before Competition Groups_ECM MOTORS FOR HVAC APPLICATION (FAN-POWERED VAV BOX)
Residential | Res ¦ Beverage Vending Machine Controls | 2031 | SC B | MW | Before Competition Groups | 0.19313 | 0 | 0 | 666.3125 | 0.00028986 | 48 | Residential_2031_SC B_MW_Before Competition Groups_48 | Beverage Vending Machine Controls | 0.02899% | 0 | 0.19313 | Residential_2031_SC B_MW_Before Competition Groups_Beverage Vending Machine Controls
Residential | Res ¦ Chilled Water Optimization | 2031 | SC B | MW | Before Competition Groups | 0.15609 | 0 | 0 | 666.3125 | 0.00023425 | 49 | Residential_2031_SC B_MW_Before Competition Groups_49 | Chilled Water Optimization | 0.02343% | 0 | 0.15609 | Residential_2031_SC B_MW_Before Competition Groups_Chilled Water Optimization
Residential | Res ¦ Wall Insulation | 2031 | SC B | MW | Before Competition Groups | 0.056399 | 0 | 0 | 666.3125 | 8.4643e-05 | 50 | Residential_2031_SC B_MW_Before Competition Groups_50 | Wall Insulation | 0.008464% | 0 | 0.056399 | Residential_2031_SC B_MW_Before Competition Groups_Wall Insulation
Residential | Res ¦ LED High Bay Fixture | 2031 | SC B | MW | Before Competition Groups | 0.024467 | 0 | 0 | 666.3125 | 3.672e-05 | 51 | Residential_2031_SC B_MW_Before Competition Groups_51 | LED High Bay Fixture | 0.003672% | 0 | 0.024467 | Residential_2031_SC B_MW_Before Competition Groups_LED High Bay Fixture
Residential | Res ¦ Wall Insulation MF | 2031 | SC B | MW | Before Competition Groups | 0.0034209 | 0 | 0 | 666.3125 | 5.1341e-06 | 52 | Residential_2031_SC B_MW_Before Competition Groups_52 | Wall Insulation MF | 0.0005134% | 0 | 0.0034209 | Residential_2031_SC B_MW_Before Competition Groups_Wall Insulation MF
Residential | Res ¦ LED Downlight | 2031 | SC B | MW | Before Competition Groups | 0 | 0 | 0 | 666.3125 | 0 | 53 | Residential_2031_SC B_MW_Before Competition Groups_53 | LED Downlight | 0% | 0 | 0 | Residential_2031_SC B_MW_Before Competition Groups_LED Downlight
Residential | Res ¦ Smart Power Bar | 2031 | SC B | MW | Before Competition Groups | 0 | 0 | 0 | 666.3125 | 0 | 54 | Residential_2031_SC B_MW_Before Competition Groups_54 | Smart Power Bar | 0% | 0 | 0 | Residential_2031_SC B_MW_Before Competition Groups_Smart Power Bar
Residential | Res ¦ Ductless Mini-Split Heat Pump | 2031 | SC C | MW | Before Competition Groups | 79.3412 | 0 | 0 | 485.6759 | 0.16336 | 1 | Residential_2031_SC C_MW_Before Competition Groups_1 | Ductless Mini-Split Heat Pump | 16.34% | 0 | 79.3412 | Residential_2031_SC C_MW_Before Competition Groups_Ductless Mini-Split Heat Pump
Residential | Res ¦ Energy Star Clothes Washer | 2031 | SC C | MW | Before Competition Groups | 58.7792 | 0 | 0 | 485.6759 | 0.12103 | 2 | Residential_2031_SC C_MW_Before Competition Groups_2 | Energy Star Clothes Washer | 12.1% | 0 | 58.7792 | Residential_2031_SC C_MW_Before Competition Groups_Energy Star Clothes Washer
Residential | Res ¦ Building Recommissioning, Operations and Maintenance (O&M) Improvements | 2031 | SC C | MW | Before Competition Groups | 46.7604 | 0 | 0 | 485.6759 | 0.096279 | 3 | Residential_2031_SC C_MW_Before Competition Groups_3 | Building Recommissioning, Operations and Maintenance (O&M) Improvements | 9.628% | 0 | 46.7604 | Residential_2031_SC C_MW_Before Competition Groups_Building Recommissioning, Operations and Maintenance (O&M) Improvements
Residential | Res ¦ Adaptive Thermostat | 2031 | SC C | MW | Before Competition Groups | 46.4796 | 0 | 0 | 485.6759 | 0.095701 | 4 | Residential_2031_SC C_MW_Before Competition Groups_4 | Adaptive Thermostat | 9.57% | 0 | 46.4796 | Residential_2031_SC C_MW_Before Competition Groups_Adaptive Thermostat
Residential | Res ¦ Variable Speed Pool Pump Motor | 2031 | SC C | MW | Before Competition Groups | 33.4005 | 0 | 0 | 485.6759 | 0.068771 | 5 | Residential_2031_SC C_MW_Before Competition Groups_5 | Variable Speed Pool Pump Motor | 6.877% | 0 | 33.4005 | Residential_2031_SC C_MW_Before Competition Groups_Variable Speed Pool Pump Motor
Residential | Res ¦ Energy Star LED Specialty Bulbs | 2031 | SC C | MW | Before Competition Groups | 28.6193 | 0 | 0 | 485.6759 | 0.058927 | 6 | Residential_2031_SC C_MW_Before Competition Groups_6 | Energy Star LED Specialty Bulbs | 5.893% | 0 | 28.6193 | Residential_2031_SC C_MW_Before Competition Groups_Energy Star LED Specialty Bulbs
Residential | Res ¦ Energy Star Room Air Conditioner | 2031 | SC C | MW | Before Competition Groups | 20.9102 | 0 | 0 | 485.6759 | 0.043054 | 7 | Residential_2031_SC C_MW_Before Competition Groups_7 | Energy Star Room Air Conditioner | 4.305% | 0 | 20.9102 | Residential_2031_SC C_MW_Before Competition Groups_Energy Star Room Air Conditioner
Residential | Res ¦ Energy Star Air Source Heat Pump | 2031 | SC C | MW | Before Competition Groups | 19.511 | 0 | 0 | 485.6759 | 0.040173 | 8 | Residential_2031_SC C_MW_Before Competition Groups_8 | Energy Star Air Source Heat Pump | 4.017% | 0 | 19.511 | Residential_2031_SC C_MW_Before Competition Groups_Energy Star Air Source Heat Pump
Residential | Res ¦ Basement Wall Insulation | 2031 | SC C | MW | Before Competition Groups | 19.4233 | 0 | 0 | 485.6759 | 0.039992 | 9 | Residential_2031_SC C_MW_Before Competition Groups_9 | Basement Wall Insulation | 3.999% | 0 | 19.4233 | Residential_2031_SC C_MW_Before Competition Groups_Basement Wall Insulation
Residential | Res ¦ Attic Insulation | 2031 | SC C | MW | Before Competition Groups | 14.6225 | 0 | 0 | 485.6759 | 0.030107 | 10 | Residential_2031_SC C_MW_Before Competition Groups_10 | Attic Insulation | 3.011% | 0 | 14.6225 | Residential_2031_SC C_MW_Before Competition Groups_Attic Insulation
Residential | Res ¦ Energy Star Clothes Dryer | 2031 | SC C | MW | Before Competition Groups | 13.5658 | 0 | 0 | 485.6759 | 0.027932 | 11 | Residential_2031_SC C_MW_Before Competition Groups_11 | Energy Star Clothes Dryer | 2.793% | 0 | 13.5658 | Residential_2031_SC C_MW_Before Competition Groups_Energy Star Clothes Dryer
Residential | Res ¦ Energy Star A Line, PAR, MR Lamps | 2031 | SC C | MW | Before Competition Groups | 12.647 | 0 | 0 | 485.6759 | 0.02604 | 12 | Residential_2031_SC C_MW_Before Competition Groups_12 | Energy Star A Line, PAR, MR Lamps | 2.604% | 0 | 12.647 | Residential_2031_SC C_MW_Before Competition Groups_Energy Star A Line, PAR, MR Lamps
Residential | Res ¦ Energy Star LED Bulbs General Purpose LEDs | 2031 | SC C | MW | Before Competition Groups | 9.3675 | 0 | 0 | 485.6759 | 0.019288 | 13 | Residential_2031_SC C_MW_Before Competition Groups_13 | Energy Star LED Bulbs General Purpose LEDs | 1.929% | 0 | 9.3675 | Residential_2031_SC C_MW_Before Competition Groups_Energy Star LED Bulbs General Purpose LEDs
Residential | Res ¦ High Efficiency Chiller (avg of water and air cooled) | 2031 | SC C | MW | Before Competition Groups | 8.4666 | 0 | 0 | 485.6759 | 0.017433 | 14 | Residential_2031_SC C_MW_Before Competition Groups_14 | High Efficiency Chiller (avg of water and air cooled) | 1.743% | 0 | 8.4666 | Residential_2031_SC C_MW_Before Competition Groups_High Efficiency Chiller (avg of water and air cooled)
Residential | Res ¦ Home Energy Reports | 2031 | SC C | MW | Before Competition Groups | 7.0174 | 0 | 0 | 485.6759 | 0.014449 | 15 | Residential_2031_SC C_MW_Before Competition Groups_15 | Home Energy Reports | 1.445% | 0 | 7.0174 | Residential_2031_SC C_MW_Before Competition Groups_Home Energy Reports
Residential | Res ¦ Advanced BAS/Controllers | 2031 | SC C | MW | Before Competition Groups | 6.8439 | 0 | 0 | 485.6759 | 0.014092 | 16 | Residential_2031_SC C_MW_Before Competition Groups_16 | Advanced BAS/Controllers | 1.409% | 0 | 6.8439 | Residential_2031_SC C_MW_Before Competition Groups_Advanced BAS/Controllers
Residential | Res ¦ Energy Star Torchiere | 2031 | SC C | MW | Before Competition Groups | 6.2943 | 0 | 0 | 485.6759 | 0.01296 | 17 | Residential_2031_SC C_MW_Before Competition Groups_17 | Energy Star Torchiere | 1.296% | 0 | 6.2943 | Residential_2031_SC C_MW_Before Competition Groups_Energy Star Torchiere
Residential | Res ¦ Occupancy Sensors MF | 2031 | SC C | MW | Before Competition Groups | 5.7751 | 0 | 0 | 485.6759 | 0.011891 | 18 | Residential_2031_SC C_MW_Before Competition Groups_18 | Occupancy Sensors MF | 1.189% | 0 | 5.7751 | Residential_2031_SC C_MW_Before Competition Groups_Occupancy Sensors MF
Residential | Res ¦ Refrigerator Recycling | 2031 | SC C | MW | Before Competition Groups | 5.3671 | 0 | 0 | 485.6759 | 0.011051 | 19 | Residential_2031_SC C_MW_Before Competition Groups_19 | Refrigerator Recycling | 1.105% | 0 | 5.3671 | Residential_2031_SC C_MW_Before Competition Groups_Refrigerator Recycling
Residential | Res ¦ Energy Star Freezer | 2031 | SC C | MW | Before Competition Groups | 4.8364 | 0 | 0 | 485.6759 | 0.0099581 | 20 | Residential_2031_SC C_MW_Before Competition Groups_20 | Energy Star Freezer | 0.9958% | 0 | 4.8364 | Residential_2031_SC C_MW_Before Competition Groups_Energy Star Freezer
Residential | Res ¦ Air Sealing | 2031 | SC C | MW | Before Competition Groups | 3.7645 | 0 | 0 | 485.6759 | 0.007751 | 21 | Residential_2031_SC C_MW_Before Competition Groups_21 | Air Sealing | 0.7751% | 0 | 3.7645 | Residential_2031_SC C_MW_Before Competition Groups_Air Sealing
Residential | Res ¦ Energy Star Dehumidifier | 2031 | SC C | MW | Before Competition Groups | 3.3584 | 0 | 0 | 485.6759 | 0.006915 | 22 | Residential_2031_SC C_MW_Before Competition Groups_22 | Energy Star Dehumidifier | 0.6915% | 0 | 3.3584 | Residential_2031_SC C_MW_Before Competition Groups_Energy Star Dehumidifier
Residential | Res ¦ LED Tube Re-Lamp | 2031 | SC C | MW | Before Competition Groups | 3.271 | 0 | 0 | 485.6759 | 0.0067349 | 23 | Residential_2031_SC C_MW_Before Competition Groups_23 | LED Tube Re-Lamp | 0.6735% | 0 | 3.271 | Residential_2031_SC C_MW_Before Competition Groups_LED Tube Re-Lamp
Residential | Res ¦ Energy Star Light Fixture | 2031 | SC C | MW | Before Competition Groups | 3.1402 | 0 | 0 | 485.6759 | 0.0064656 | 24 | Residential_2031_SC C_MW_Before Competition Groups_24 | Energy Star Light Fixture | 0.6466% | 0 | 3.1402 | Residential_2031_SC C_MW_Before Competition Groups_Energy Star Light Fixture
Residential | Res ¦ Floor Insulation | 2031 | SC C | MW | Before Competition Groups | 3.0693 | 0 | 0 | 485.6759 | 0.0063197 | 25 | Residential_2031_SC C_MW_Before Competition Groups_25 | Floor Insulation | 0.632% | 0 | 3.0693 | Residential_2031_SC C_MW_Before Competition Groups_Floor Insulation
Residential | Res ¦ Minimize Hot and Warm Clothes Wash | 2031 | SC C | MW | Before Competition Groups | 2.6433 | 0 | 0 | 485.6759 | 0.0054425 | 26 | Residential_2031_SC C_MW_Before Competition Groups_26 | Minimize Hot and Warm Clothes Wash | 0.5443% | 0 | 2.6433 | Residential_2031_SC C_MW_Before Competition Groups_Minimize Hot and Warm Clothes Wash
Residential | Res ¦ Outside Air Economizer | 2031 | SC C | MW | Before Competition Groups | 2.3078 | 0 | 0 | 485.6759 | 0.0047517 | 27 | Residential_2031_SC C_MW_Before Competition Groups_27 | Outside Air Economizer | 0.4752% | 0 | 2.3078 | Residential_2031_SC C_MW_Before Competition Groups_Outside Air Economizer
Residential | Res ¦ ENERGY STAR LED LAMPS (REFLECTOR LAMPs/MR16/PAR 16) | 2031 | SC C | MW | Before Competition Groups | 1.9568 | 0 | 0 | 485.6759 | 0.004029 | 28 | Residential_2031_SC C_MW_Before Competition Groups_28 | ENERGY STAR LED LAMPS (REFLECTOR LAMPs/MR16/PAR 16) | 0.4029% | 0 | 1.9568 | Residential_2031_SC C_MW_Before Competition Groups_ENERGY STAR LED LAMPS (REFLECTOR LAMPs/MR16/PAR 16)
Residential | Res ¦ Duct Insulation MF | 2031 | SC C | MW | Before Competition Groups | 1.388 | 0 | 0 | 485.6759 | 0.002858 | 29 | Residential_2031_SC C_MW_Before Competition Groups_29 | Duct Insulation MF | 0.2858% | 0 | 1.388 | Residential_2031_SC C_MW_Before Competition Groups_Duct Insulation MF
Residential | Res ¦ Demand Control Ventilation | 2031 | SC C | MW | Before Competition Groups | 1.2028 | 0 | 0 | 485.6759 | 0.0024765 | 30 | Residential_2031_SC C_MW_Before Competition Groups_30 | Demand Control Ventilation | 0.2477% | 0 | 1.2028 | Residential_2031_SC C_MW_Before Competition Groups_Demand Control Ventilation
Residential | Res ¦ Furnace Whistle | 2031 | SC C | MW | Before Competition Groups | 1.1558 | 0 | 0 | 485.6759 | 0.0023798 | 31 | Residential_2031_SC C_MW_Before Competition Groups_31 | Furnace Whistle | 0.238% | 0 | 1.1558 | Residential_2031_SC C_MW_Before Competition Groups_Furnace Whistle
Residential | Res ¦ Smart Burners | 2031 | SC C | MW | Before Competition Groups | 1.1013 | 0 | 0 | 485.6759 | 0.0022675 | 32 | Residential_2031_SC C_MW_Before Competition Groups_32 | Smart Burners | 0.2268% | 0 | 1.1013 | Residential_2031_SC C_MW_Before Competition Groups_Smart Burners
Residential | Res ¦ Duct Insulation | 2031 | SC C | MW | Before Competition Groups | 1.0722 | 0 | 0 | 485.6759 | 0.0022076 | 33 | Residential_2031_SC C_MW_Before Competition Groups_33 | Duct Insulation | 0.2208% | 0 | 1.0722 | Residential_2031_SC C_MW_Before Competition Groups_Duct Insulation
Residential | Res ¦ CO Sensors for parking garage exhaust fans | 2031 | SC C | MW | Before Competition Groups | 1.0405 | 0 | 0 | 485.6759 | 0.0021423 | 34 | Residential_2031_SC C_MW_Before Competition Groups_34 | CO Sensors for parking garage exhaust fans | 0.2142% | 0 | 1.0405 | Residential_2031_SC C_MW_Before Competition Groups_CO Sensors for parking garage exhaust fans
Residential | Res ¦ Comprehensive Draft Proofing | 2031 | SC C | MW | Before Competition Groups | 0.98217 | 0 | 0 | 485.6759 | 0.0020223 | 35 | Residential_2031_SC C_MW_Before Competition Groups_35 | Comprehensive Draft Proofing | 0.2022% | 0 | 0.98217 | Residential_2031_SC C_MW_Before Competition Groups_Comprehensive Draft Proofing
Residential | Res ¦ Variable Frequency Drive (VFD) | 2031 | SC C | MW | Before Competition Groups | 0.95263 | 0 | 0 | 485.6759 | 0.0019615 | 36 | Residential_2031_SC C_MW_Before Competition Groups_36 | Variable Frequency Drive (VFD) | 0.1961% | 0 | 0.95263 | Residential_2031_SC C_MW_Before Competition Groups_Variable Frequency Drive (VFD)
Residential | Res ¦ LED Parking Lot Fixture | 2031 | SC C | MW | Before Competition Groups | 0.82007 | 0 | 0 | 485.6759 | 0.0016885 | 37 | Residential_2031_SC C_MW_Before Competition Groups_37 | LED Parking Lot Fixture | 0.1689% | 0 | 0.82007 | Residential_2031_SC C_MW_Before Competition Groups_LED Parking Lot Fixture
Residential | Res ¦ Condensing Make Up Air Unit | 2031 | SC C | MW | Before Competition Groups | 0.79557 | 0 | 0 | 485.6759 | 0.0016381 | 38 | Residential_2031_SC C_MW_Before Competition Groups_38 | Condensing Make Up Air Unit | 0.1638% | 0 | 0.79557 | Residential_2031_SC C_MW_Before Competition Groups_Condensing Make Up Air Unit
Residential | Res ¦ Tankless Water Heater | 2031 | SC C | MW | Before Competition Groups | 0.65034 | 0 | 0 | 485.6759 | 0.001339 | 39 | Residential_2031_SC C_MW_Before Competition Groups_39 | Tankless Water Heater | 0.1339% | 0 | 0.65034 | Residential_2031_SC C_MW_Before Competition Groups_Tankless Water Heater
Residential | Res ¦ Water Heater Temperature Setback | 2031 | SC C | MW | Before Competition Groups | 0.60249 | 0 | 0 | 485.6759 | 0.0012405 | 40 | Residential_2031_SC C_MW_Before Competition Groups_40 | Water Heater Temperature Setback | 0.1241% | 0 | 0.60249 | Residential_2031_SC C_MW_Before Competition Groups_Water Heater Temperature Setback
Residential | Res ¦ ENERGY STAR LED Lamps (General Service Lamps) | 2031 | SC C | MW | Before Competition Groups | 0.43506 | 0 | 0 | 485.6759 | 0.00089578 | 41 | Residential_2031_SC C_MW_Before Competition Groups_41 | ENERGY STAR LED Lamps (General Service Lamps) | 0.08958% | 0 | 0.43506 | Residential_2031_SC C_MW_Before Competition Groups_ENERGY STAR LED Lamps (General Service Lamps)
Residential | Res ¦ Clothes Drying Racks | 2031 | SC C | MW | Before Competition Groups | 0.43182 | 0 | 0 | 485.6759 | 0.00088912 | 42 | Residential_2031_SC C_MW_Before Competition Groups_42 | Clothes Drying Racks | 0.08891% | 0 | 0.43182 | Residential_2031_SC C_MW_Before Competition Groups_Clothes Drying Racks
Residential | Res ¦ LED Exterior Area Lights - LED Fixture (200W) | 2031 | SC C | MW | Before Competition Groups | 0.4014 | 0 | 0 | 485.6759 | 0.00082648 | 43 | Residential_2031_SC C_MW_Before Competition Groups_43 | LED Exterior Area Lights - LED Fixture (200W) | 0.08265% | 0 | 0.4014 | Residential_2031_SC C_MW_Before Competition Groups_LED Exterior Area Lights - LED Fixture (200W)
Residential | Res ¦ Heat Recovery Ventilator | 2031 | SC C | MW | Before Competition Groups | 0.39306 | 0 | 0 | 485.6759 | 0.00080931 | 44 | Residential_2031_SC C_MW_Before Competition Groups_44 | Heat Recovery Ventilator | 0.08093% | 0 | 0.39306 | Residential_2031_SC C_MW_Before Competition Groups_Heat Recovery Ventilator
Residential | Res ¦ VFD on Pumps | 2031 | SC C | MW | Before Competition Groups | 0.29295 | 0 | 0 | 485.6759 | 0.00060317 | 45 | Residential_2031_SC C_MW_Before Competition Groups_45 | VFD on Pumps | 0.06032% | 0 | 0.29295 | Residential_2031_SC C_MW_Before Competition Groups_VFD on Pumps
Residential | Res ¦ ECM MOTORS FOR HVAC APPLICATION (FAN-POWERED VAV BOX) | 2031 | SC C | MW | Before Competition Groups | 0.16403 | 0 | 0 | 485.6759 | 0.00033773 | 46 | Residential_2031_SC C_MW_Before Competition Groups_46 | ECM MOTORS FOR HVAC APPLICATION (FAN-POWERED VAV BOX) | 0.03377% | 0 | 0.16403 | Residential_2031_SC C_MW_Before Competition Groups_ECM MOTORS FOR HVAC APPLICATION (FAN-POWERED VAV BOX)
Residential | Res ¦ Chilled Water Optimization | 2031 | SC C | MW | Before Competition Groups | 0.11605 | 0 | 0 | 485.6759 | 0.00023894 | 47 | Residential_2031_SC C_MW_Before Competition Groups_47 | Chilled Water Optimization | 0.02389% | 0 | 0.11605 | Residential_2031_SC C_MW_Before Competition Groups_Chilled Water Optimization
Residential | Res ¦ Beverage Vending Machine Controls | 2031 | SC C | MW | Before Competition Groups | 0.10659 | 0 | 0 | 485.6759 | 0.00021948 | 48 | Residential_2031_SC C_MW_Before Competition Groups_48 | Beverage Vending Machine Controls | 0.02195% | 0 | 0.10659 | Residential_2031_SC C_MW_Before Competition Groups_Beverage Vending Machine Controls
Residential | Res ¦ LED High Bay Fixture | 2031 | SC C | MW | Before Competition Groups | 0.024467 | 0 | 0 | 485.6759 | 5.0377e-05 | 49 | Residential_2031_SC C_MW_Before Competition Groups_49 | LED High Bay Fixture | 0.005038% | 0 | 0.024467 | Residential_2031_SC C_MW_Before Competition Groups_LED High Bay Fixture
Residential | Res ¦ Wall Insulation | 2031 | SC C | MW | Before Competition Groups | 0.0034267 | 0 | 0 | 485.6759 | 7.0556e-06 | 50 | Residential_2031_SC C_MW_Before Competition Groups_50 | Wall Insulation | 0.0007056% | 0 | 0.0034267 | Residential_2031_SC C_MW_Before Competition Groups_Wall Insulation
Residential | Res ¦ Wall Insulation MF | 2031 | SC C | MW | Before Competition Groups | 0.0034212 | 0 | 0 | 485.6759 | 7.0441e-06 | 51 | Residential_2031_SC C_MW_Before Competition Groups_51 | Wall Insulation MF | 0.0007044% | 0 | 0.0034212 | Residential_2031_SC C_MW_Before Competition Groups_Wall Insulation MF
Residential | Res ¦ Freezer Recycling | 2031 | SC C | MW | Before Competition Groups | 0.00042044 | 0 | 0 | 485.6759 | 8.6568e-07 | 52 | Residential_2031_SC C_MW_Before Competition Groups_52 | Freezer Recycling | 8.657e-05% | 0 | 0.00042044 | Residential_2031_SC C_MW_Before Competition Groups_Freezer Recycling
Residential | Res ¦ LED Downlight | 2031 | SC C | MW | Before Competition Groups | 0 | 0 | 0 | 485.6759 | 0 | 53 | Residential_2031_SC C_MW_Before Competition Groups_53 | LED Downlight | 0% | 0 | 0 | Residential_2031_SC C_MW_Before Competition Groups_LED Downlight
Residential | Res ¦ Smart Power Bar | 2031 | SC C | MW | Before Competition Groups | 0 | 0 | 0 | 485.6759 | 0 | 54 | Residential_2031_SC C_MW_Before Competition Groups_54 | Smart Power Bar | 0% | 0 | 0 | Residential_2031_SC C_MW_Before Competition Groups_Smart Power Bar
Residential | Res ¦ Ductless Mini-Split Heat Pump | 2031 | SC D | MW | Before Competition Groups | 79.3439 | 0 | 0 | 402.2483 | 0.19725 | 1 | Residential_2031_SC D_MW_Before Competition Groups_1 | Ductless Mini-Split Heat Pump | 19.73% | 0 | 79.3439 | Residential_2031_SC D_MW_Before Competition Groups_Ductless Mini-Split Heat Pump
Residential | Res ¦ Building Recommissioning, Operations and Maintenance (O&M) Improvements | 2031 | SC D | MW | Before Competition Groups | 46.7604 | 0 | 0 | 402.2483 | 0.11625 | 2 | Residential_2031_SC D_MW_Before Competition Groups_2 | Building Recommissioning, Operations and Maintenance (O&M) Improvements | 11.62% | 0 | 46.7604 | Residential_2031_SC D_MW_Before Competition Groups_Building Recommissioning, Operations and Maintenance (O&M) Improvements
Residential | Res ¦ Energy Star Clothes Washer | 2031 | SC D | MW | Before Competition Groups | 38.6443 | 0 | 0 | 402.2483 | 0.096071 | 3 | Residential_2031_SC D_MW_Before Competition Groups_3 | Energy Star Clothes Washer | 9.607% | 0 | 38.6443 | Residential_2031_SC D_MW_Before Competition Groups_Energy Star Clothes Washer
Residential | Res ¦ Adaptive Thermostat | 2031 | SC D | MW | Before Competition Groups | 27.6168 | 0 | 0 | 402.2483 | 0.068656 | 4 | Residential_2031_SC D_MW_Before Competition Groups_4 | Adaptive Thermostat | 6.866% | 0 | 27.6168 | Residential_2031_SC D_MW_Before Competition Groups_Adaptive Thermostat
Residential | Res ¦ Variable Speed Pool Pump Motor | 2031 | SC D | MW | Before Competition Groups | 21.4951 | 0 | 0 | 402.2483 | 0.053437 | 5 | Residential_2031_SC D_MW_Before Competition Groups_5 | Variable Speed Pool Pump Motor | 5.344% | 0 | 21.4951 | Residential_2031_SC D_MW_Before Competition Groups_Variable Speed Pool Pump Motor
Residential | Res ¦ Energy Star Room Air Conditioner | 2031 | SC D | MW | Before Competition Groups | 20.8123 | 0 | 0 | 402.2483 | 0.05174 | 6 | Residential_2031_SC D_MW_Before Competition Groups_6 | Energy Star Room Air Conditioner | 5.174% | 0 | 20.8123 | Residential_2031_SC D_MW_Before Competition Groups_Energy Star Room Air Conditioner
Residential | Res ¦ Energy Star LED Bulbs General Purpose LEDs | 2031 | SC D | MW | Before Competition Groups | 19.7038 | 0 | 0 | 402.2483 | 0.048984 | 7 | Residential_2031_SC D_MW_Before Competition Groups_7 | Energy Star LED Bulbs General Purpose LEDs | 4.898% | 0 | 19.7038 | Residential_2031_SC D_MW_Before Competition Groups_Energy Star LED Bulbs General Purpose LEDs
Residential | Res ¦ Energy Star Air Source Heat Pump | 2031 | SC D | MW | Before Competition Groups | 19.511 | 0 | 0 | 402.2483 | 0.048505 | 8 | Residential_2031_SC D_MW_Before Competition Groups_8 | Energy Star Air Source Heat Pump | 4.85% | 0 | 19.511 | Residential_2031_SC D_MW_Before Competition Groups_Energy Star Air Source Heat Pump
Residential | Res ¦ Energy Star LED Specialty Bulbs | 2031 | SC D | MW | Before Competition Groups | 18.9984 | 0 | 0 | 402.2483 | 0.047231 | 9 | Residential_2031_SC D_MW_Before Competition Groups_9 | Energy Star LED Specialty Bulbs | 4.723% | 0 | 18.9984 | Residential_2031_SC D_MW_Before Competition Groups_Energy Star LED Specialty Bulbs
Residential | Res ¦ Basement Wall Insulation | 2031 | SC D | MW | Before Competition Groups | 18.6623 | 0 | 0 | 402.2483 | 0.046395 | 10 | Residential_2031_SC D_MW_Before Competition Groups_10 | Basement Wall Insulation | 4.639% | 0 | 18.6623 | Residential_2031_SC D_MW_Before Competition Groups_Basement Wall Insulation
Residential | Res ¦ Energy Star A Line, PAR, MR Lamps | 2031 | SC D | MW | Before Competition Groups | 12.6708 | 0 | 0 | 402.2483 | 0.0315 | 11 | Residential_2031_SC D_MW_Before Competition Groups_11 | Energy Star A Line, PAR, MR Lamps | 3.15% | 0 | 12.6708 | Residential_2031_SC D_MW_Before Competition Groups_Energy Star A Line, PAR, MR Lamps
Residential | Res ¦ High Efficiency Chiller (avg of water and air cooled) | 2031 | SC D | MW | Before Competition Groups | 8.4666 | 0 | 0 | 402.2483 | 0.021048 | 12 | Residential_2031_SC D_MW_Before Competition Groups_12 | High Efficiency Chiller (avg of water and air cooled) | 2.105% | 0 | 8.4666 | Residential_2031_SC D_MW_Before Competition Groups_High Efficiency Chiller (avg of water and air cooled)
Residential | Res ¦ Attic Insulation | 2031 | SC D | MW | Before Competition Groups | 7.8414 | 0 | 0 | 402.2483 | 0.019494 | 13 | Residential_2031_SC D_MW_Before Competition Groups_13 | Attic Insulation | 1.949% | 0 | 7.8414 | Residential_2031_SC D_MW_Before Competition Groups_Attic Insulation
Residential | Res ¦ Energy Star Clothes Dryer | 2031 | SC D | MW | Before Competition Groups | 7.1428 | 0 | 0 | 402.2483 | 0.017757 | 14 | Residential_2031_SC D_MW_Before Competition Groups_14 | Energy Star Clothes Dryer | 1.776% | 0 | 7.1428 | Residential_2031_SC D_MW_Before Competition Groups_Energy Star Clothes Dryer
Residential | Res ¦ Home Energy Reports | 2031 | SC D | MW | Before Competition Groups | 7.0174 | 0 | 0 | 402.2483 | 0.017445 | 15 | Residential_2031_SC D_MW_Before Competition Groups_15 | Home Energy Reports | 1.745% | 0 | 7.0174 | Residential_2031_SC D_MW_Before Competition Groups_Home Energy Reports
Residential | Res ¦ Advanced BAS/Controllers | 2031 | SC D | MW | Before Competition Groups | 6.8439 | 0 | 0 | 402.2483 | 0.017014 | 16 | Residential_2031_SC D_MW_Before Competition Groups_16 | Advanced BAS/Controllers | 1.701% | 0 | 6.8439 | Residential_2031_SC D_MW_Before Competition Groups_Advanced BAS/Controllers
Residential | Res ¦ Occupancy Sensors MF | 2031 | SC D | MW | Before Competition Groups | 5.7751 | 0 | 0 | 402.2483 | 0.014357 | 17 | Residential_2031_SC D_MW_Before Competition Groups_17 | Occupancy Sensors MF | 1.436% | 0 | 5.7751 | Residential_2031_SC D_MW_Before Competition Groups_Occupancy Sensors MF
Residential | Res ¦ Energy Star Torchiere | 2031 | SC D | MW | Before Competition Groups | 5.5845 | 0 | 0 | 402.2483 | 0.013883 | 18 | Residential_2031_SC D_MW_Before Competition Groups_18 | Energy Star Torchiere | 1.388% | 0 | 5.5845 | Residential_2031_SC D_MW_Before Competition Groups_Energy Star Torchiere
Residential | Res ¦ LED Tube Re-Lamp | 2031 | SC D | MW | Before Competition Groups | 3.2632 | 0 | 0 | 402.2483 | 0.0081124 | 19 | Residential_2031_SC D_MW_Before Competition Groups_19 | LED Tube Re-Lamp | 0.8112% | 0 | 3.2632 | Residential_2031_SC D_MW_Before Competition Groups_LED Tube Re-Lamp
Residential | Res ¦ Refrigerator Recycling | 2031 | SC D | MW | Before Competition Groups | 3.2206 | 0 | 0 | 402.2483 | 0.0080064 | 20 | Residential_2031_SC D_MW_Before Competition Groups_20 | Refrigerator Recycling | 0.8006% | 0 | 3.2206 | Residential_2031_SC D_MW_Before Competition Groups_Refrigerator Recycling
Residential | Res ¦ Minimize Hot and Warm Clothes Wash | 2031 | SC D | MW | Before Competition Groups | 2.6433 | 0 | 0 | 402.2483 | 0.0065713 | 21 | Residential_2031_SC D_MW_Before Competition Groups_21 | Minimize Hot and Warm Clothes Wash | 0.6571% | 0 | 2.6433 | Residential_2031_SC D_MW_Before Competition Groups_Minimize Hot and Warm Clothes Wash
Residential | Res ¦ Energy Star Freezer | 2031 | SC D | MW | Before Competition Groups | 2.5601 | 0 | 0 | 402.2483 | 0.0063644 | 22 | Residential_2031_SC D_MW_Before Competition Groups_22 | Energy Star Freezer | 0.6364% | 0 | 2.5601 | Residential_2031_SC D_MW_Before Competition Groups_Energy Star Freezer
Residential | Res ¦ Outside Air Economizer | 2031 | SC D | MW | Before Competition Groups | 2.3078 | 0 | 0 | 402.2483 | 0.0057372 | 23 | Residential_2031_SC D_MW_Before Competition Groups_23 | Outside Air Economizer | 0.5737% | 0 | 2.3078 | Residential_2031_SC D_MW_Before Competition Groups_Outside Air Economizer
Residential | Res ¦ ENERGY STAR LED LAMPS (REFLECTOR LAMPs/MR16/PAR 16) | 2031 | SC D | MW | Before Competition Groups | 1.9568 | 0 | 0 | 402.2483 | 0.0048646 | 24 | Residential_2031_SC D_MW_Before Competition Groups_24 | ENERGY STAR LED LAMPS (REFLECTOR LAMPs/MR16/PAR 16) | 0.4865% | 0 | 1.9568 | Residential_2031_SC D_MW_Before Competition Groups_ENERGY STAR LED LAMPS (REFLECTOR LAMPs/MR16/PAR 16)
Residential | Res ¦ Energy Star Light Fixture | 2031 | SC D | MW | Before Competition Groups | 1.8951 | 0 | 0 | 402.2483 | 0.0047113 | 25 | Residential_2031_SC D_MW_Before Competition Groups_25 | Energy Star Light Fixture | 0.4711% | 0 | 1.8951 | Residential_2031_SC D_MW_Before Competition Groups_Energy Star Light Fixture
Residential | Res ¦ Air Sealing | 2031 | SC D | MW | Before Competition Groups | 1.4308 | 0 | 0 | 402.2483 | 0.003557 | 26 | Residential_2031_SC D_MW_Before Competition Groups_26 | Air Sealing | 0.3557% | 0 | 1.4308 | Residential_2031_SC D_MW_Before Competition Groups_Air Sealing
Residential | Res ¦ Furnace Whistle | 2031 | SC D | MW | Before Competition Groups | 1.1558 | 0 | 0 | 402.2483 | 0.0028734 | 27 | Residential_2031_SC D_MW_Before Competition Groups_27 | Furnace Whistle | 0.2873% | 0 | 1.1558 | Residential_2031_SC D_MW_Before Competition Groups_Furnace Whistle
Residential | Res ¦ Energy Star Dehumidifier | 2031 | SC D | MW | Before Competition Groups | 0.97048 | 0 | 0 | 402.2483 | 0.0024126 | 28 | Residential_2031_SC D_MW_Before Competition Groups_28 | Energy Star Dehumidifier | 0.2413% | 0 | 0.97048 | Residential_2031_SC D_MW_Before Competition Groups_Energy Star Dehumidifier
Residential | Res ¦ Comprehensive Draft Proofing | 2031 | SC D | MW | Before Competition Groups | 0.88276 | 0 | 0 | 402.2483 | 0.0021946 | 29 | Residential_2031_SC D_MW_Before Competition Groups_29 | Comprehensive Draft Proofing | 0.2195% | 0 | 0.88276 | Residential_2031_SC D_MW_Before Competition Groups_Comprehensive Draft Proofing
Residential | Res ¦ LED Parking Lot Fixture | 2031 | SC D | MW | Before Competition Groups | 0.82007 | 0 | 0 | 402.2483 | 0.0020387 | 30 | Residential_2031_SC D_MW_Before Competition Groups_30 | LED Parking Lot Fixture | 0.2039% | 0 | 0.82007 | Residential_2031_SC D_MW_Before Competition Groups_LED Parking Lot Fixture
Residential | Res ¦ Variable Frequency Drive (VFD) | 2031 | SC D | MW | Before Competition Groups | 0.71289 | 0 | 0 | 402.2483 | 0.0017723 | 31 | Residential_2031_SC D_MW_Before Competition Groups_31 | Variable Frequency Drive (VFD) | 0.1772% | 0 | 0.71289 | Residential_2031_SC D_MW_Before Competition Groups_Variable Frequency Drive (VFD)
Residential | Res ¦ CO Sensors for parking garage exhaust fans | 2031 | SC D | MW | Before Competition Groups | 0.65054 | 0 | 0 | 402.2483 | 0.0016173 | 32 | Residential_2031_SC D_MW_Before Competition Groups_32 | CO Sensors for parking garage exhaust fans | 0.1617% | 0 | 0.65054 | Residential_2031_SC D_MW_Before Competition Groups_CO Sensors for parking garage exhaust fans
Residential | Res ¦ Water Heater Temperature Setback | 2031 | SC D | MW | Before Competition Groups | 0.54417 | 0 | 0 | 402.2483 | 0.0013528 | 33 | Residential_2031_SC D_MW_Before Competition Groups_33 | Water Heater Temperature Setback | 0.1353% | 0 | 0.54417 | Residential_2031_SC D_MW_Before Competition Groups_Water Heater Temperature Setback
Residential | Res ¦ Floor Insulation | 2031 | SC D | MW | Before Competition Groups | 0.52748 | 0 | 0 | 402.2483 | 0.0013113 | 34 | Residential_2031_SC D_MW_Before Competition Groups_34 | Floor Insulation | 0.1311% | 0 | 0.52748 | Residential_2031_SC D_MW_Before Competition Groups_Floor Insulation
Residential | Res ¦ Demand Control Ventilation | 2031 | SC D | MW | Before Competition Groups | 0.46699 | 0 | 0 | 402.2483 | 0.001161 | 35 | Residential_2031_SC D_MW_Before Competition Groups_35 | Demand Control Ventilation | 0.1161% | 0 | 0.46699 | Residential_2031_SC D_MW_Before Competition Groups_Demand Control Ventilation
Residential | Res ¦ ENERGY STAR LED Lamps (General Service Lamps) | 2031 | SC D | MW | Before Competition Groups | 0.43506 | 0 | 0 | 402.2483 | 0.0010816 | 36 | Residential_2031_SC D_MW_Before Competition Groups_36 | ENERGY STAR LED Lamps (General Service Lamps) | 0.1082% | 0 | 0.43506 | Residential_2031_SC D_MW_Before Competition Groups_ENERGY STAR LED Lamps (General Service Lamps)
Residential | Res ¦ Clothes Drying Racks | 2031 | SC D | MW | Before Competition Groups | 0.43182 | 0 | 0 | 402.2483 | 0.0010735 | 37 | Residential_2031_SC D_MW_Before Competition Groups_37 | Clothes Drying Racks | 0.1074% | 0 | 0.43182 | Residential_2031_SC D_MW_Before Competition Groups_Clothes Drying Racks
Residential | Res ¦ Smart Burners | 2031 | SC D | MW | Before Competition Groups | 0.37675 | 0 | 0 | 402.2483 | 0.00093662 | 38 | Residential_2031_SC D_MW_Before Competition Groups_38 | Smart Burners | 0.09366% | 0 | 0.37675 | Residential_2031_SC D_MW_Before Competition Groups_Smart Burners
Residential | Res ¦ LED Exterior Area Lights - LED Fixture (200W) | 2031 | SC D | MW | Before Competition Groups | 0.36379 | 0 | 0 | 402.2483 | 0.00090438 | 39 | Residential_2031_SC D_MW_Before Competition Groups_39 | LED Exterior Area Lights - LED Fixture (200W) | 0.09044% | 0 | 0.36379 | Residential_2031_SC D_MW_Before Competition Groups_LED Exterior Area Lights - LED Fixture (200W)
Residential | Res ¦ Tankless Water Heater | 2031 | SC D | MW | Before Competition Groups | 0.33941 | 0 | 0 | 402.2483 | 0.00084377 | 40 | Residential_2031_SC D_MW_Before Competition Groups_40 | Tankless Water Heater | 0.08438% | 0 | 0.33941 | Residential_2031_SC D_MW_Before Competition Groups_Tankless Water Heater
Residential | Res ¦ Duct Insulation | 2031 | SC D | MW | Before Competition Groups | 0.28251 | 0 | 0 | 402.2483 | 0.00070233 | 41 | Residential_2031_SC D_MW_Before Competition Groups_41 | Duct Insulation | 0.07023% | 0 | 0.28251 | Residential_2031_SC D_MW_Before Competition Groups_Duct Insulation
Residential | Res ¦ Condensing Make Up Air Unit | 2031 | SC D | MW | Before Competition Groups | 0.27712 | 0 | 0 | 402.2483 | 0.00068893 | 42 | Residential_2031_SC D_MW_Before Competition Groups_42 | Condensing Make Up Air Unit | 0.06889% | 0 | 0.27712 | Residential_2031_SC D_MW_Before Competition Groups_Condensing Make Up Air Unit
Residential | Res ¦ VFD on Pumps | 2031 | SC D | MW | Before Competition Groups | 0.20148 | 0 | 0 | 402.2483 | 0.00050088 | 43 | Residential_2031_SC D_MW_Before Competition Groups_43 | VFD on Pumps | 0.05009% | 0 | 0.20148 | Residential_2031_SC D_MW_Before Competition Groups_VFD on Pumps
Residential | Res ¦ Duct Insulation MF | 2031 | SC D | MW | Before Competition Groups | 0.16585 | 0 | 0 | 402.2483 | 0.00041231 | 44 | Residential_2031_SC D_MW_Before Competition Groups_44 | Duct Insulation MF | 0.04123% | 0 | 0.16585 | Residential_2031_SC D_MW_Before Competition Groups_Duct Insulation MF
Residential | Res ¦ Heat Recovery Ventilator | 2031 | SC D | MW | Before Competition Groups | 0.1353 | 0 | 0 | 402.2483 | 0.00033636 | 45 | Residential_2031_SC D_MW_Before Competition Groups_45 | Heat Recovery Ventilator | 0.03364% | 0 | 0.1353 | Residential_2031_SC D_MW_Before Competition Groups_Heat Recovery Ventilator
Residential | Res ¦ ECM MOTORS FOR HVAC APPLICATION (FAN-POWERED VAV BOX) | 2031 | SC D | MW | Before Competition Groups | 0.12597 | 0 | 0 | 402.2483 | 0.00031317 | 46 | Residential_2031_SC D_MW_Before Competition Groups_46 | ECM MOTORS FOR HVAC APPLICATION (FAN-POWERED VAV BOX) | 0.03132% | 0 | 0.12597 | Residential_2031_SC D_MW_Before Competition Groups_ECM MOTORS FOR HVAC APPLICATION (FAN-POWERED VAV BOX)
Residential | Res ¦ Chilled Water Optimization | 2031 | SC D | MW | Before Competition Groups | 0.11605 | 0 | 0 | 402.2483 | 0.0002885 | 47 | Residential_2031_SC D_MW_Before Competition Groups_47 | Chilled Water Optimization | 0.02885% | 0 | 0.11605 | Residential_2031_SC D_MW_Before Competition Groups_Chilled Water Optimization
Residential | Res ¦ Beverage Vending Machine Controls | 2031 | SC D | MW | Before Competition Groups | 0.084412 | 0 | 0 | 402.2483 | 0.00020985 | 48 | Residential_2031_SC D_MW_Before Competition Groups_48 | Beverage Vending Machine Controls | 0.02098% | 0 | 0.084412 | Residential_2031_SC D_MW_Before Competition Groups_Beverage Vending Machine Controls
Residential | Res ¦ LED High Bay Fixture | 2031 | SC D | MW | Before Competition Groups | 0.0090339 | 0 | 0 | 402.2483 | 2.2458e-05 | 49 | Residential_2031_SC D_MW_Before Competition Groups_49 | LED High Bay Fixture | 0.002246% | 0 | 0.0090339 | Residential_2031_SC D_MW_Before Competition Groups_LED High Bay Fixture
Residential | Res ¦ Wall Insulation MF | 2031 | SC D | MW | Before Competition Groups | 0.0021257 | 0 | 0 | 402.2483 | 5.2845e-06 | 50 | Residential_2031_SC D_MW_Before Competition Groups_50 | Wall Insulation MF | 0.0005284% | 0 | 0.0021257 | Residential_2031_SC D_MW_Before Competition Groups_Wall Insulation MF
Residential | Res ¦ Wall Insulation | 2031 | SC D | MW | Before Competition Groups | 0.0016515 | 0 | 0 | 402.2483 | 4.1056e-06 | 51 | Residential_2031_SC D_MW_Before Competition Groups_51 | Wall Insulation | 0.0004106% | 0 | 0.0016515 | Residential_2031_SC D_MW_Before Competition Groups_Wall Insulation
Residential | Res ¦ Freezer Recycling | 2031 | SC D | MW | Before Competition Groups | 0.00042044 | 0 | 0 | 402.2483 | 1.0452e-06 | 52 | Residential_2031_SC D_MW_Before Competition Groups_52 | Freezer Recycling | 0.0001045% | 0 | 0.00042044 | Residential_2031_SC D_MW_Before Competition Groups_Freezer Recycling
Residential | Res ¦ LED Downlight | 2031 | SC D | MW | Before Competition Groups | 0 | 0 | 0 | 402.2483 | 0 | 53 | Residential_2031_SC D_MW_Before Competition Groups_53 | LED Downlight | 0% | 0 | 0 | Residential_2031_SC D_MW_Before Competition Groups_LED Downlight
Residential | Res ¦ Smart Power Bar | 2031 | SC D | MW | Before Competition Groups | 0 | 0 | 0 | 402.2483 | 0 | 54 | Residential_2031_SC D_MW_Before Competition Groups_54 | Smart Power Bar | 0% | 0 | 0 | Residential_2031_SC D_MW_Before Competition Groups_Smart Power Bar
Residential | Res ¦ Energy Star Central Air Conditioner | 2031 | Technical | MW | Before Competition Groups | 246.9375 | 0 | 0 | 2862.0185 | 0.086281 | 1 | Residential_2031_Technical_MW_Before Competition Groups_1 | Energy Star Central Air Conditioner | 8.628% | 0 | 246.9375 | Residential_2031_Technical_MW_Before Competition Groups_Energy Star Central Air Conditioner
Residential | Res ¦ Adaptive Thermostat | 2031 | Technical | MW | Before Competition Groups | 198.0299 | 0 | 0 | 2862.0185 | 0.069192 | 2 | Residential_2031_Technical_MW_Before Competition Groups_2 | Adaptive Thermostat | 6.919% | 0 | 198.0299 | Residential_2031_Technical_MW_Before Competition Groups_Adaptive Thermostat
Residential | Res ¦ Energy Star Ground Source Heat Pump | 2031 | Technical | MW | Before Competition Groups | 174.4389 | 0 | 0 | 2862.0185 | 0.06095 | 3 | Residential_2031_Technical_MW_Before Competition Groups_3 | Energy Star Ground Source Heat Pump | 6.095% | 0 | 174.4389 | Residential_2031_Technical_MW_Before Competition Groups_Energy Star Ground Source Heat Pump
Residential | Res ¦ Ductless Mini-Split Heat Pump | 2031 | Technical | MW | Before Competition Groups | 173.041 | 0 | 0 | 2862.0185 | 0.060461 | 4 | Residential_2031_Technical_MW_Before Competition Groups_4 | Ductless Mini-Split Heat Pump | 6.046% | 0 | 173.041 | Residential_2031_Technical_MW_Before Competition Groups_Ductless Mini-Split Heat Pump
Residential | Res ¦ Ductless Mini-Split Air Conditioner | 2031 | Technical | MW | Before Competition Groups | 170.4005 | 0 | 0 | 2862.0185 | 0.059539 | 5 | Residential_2031_Technical_MW_Before Competition Groups_5 | Ductless Mini-Split Air Conditioner | 5.954% | 0 | 170.4005 | Residential_2031_Technical_MW_Before Competition Groups_Ductless Mini-Split Air Conditioner
Residential | Res ¦ Smart Burners | 2031 | Technical | MW | Before Competition Groups | 116.0596 | 0 | 0 | 2862.0185 | 0.040552 | 6 | Residential_2031_Technical_MW_Before Competition Groups_6 | Smart Burners | 4.055% | 0 | 116.0596 | Residential_2031_Technical_MW_Before Competition Groups_Smart Burners
Residential | Res ¦ Energy Star A Line, PAR, MR Lamps | 2031 | Technical | MW | Before Competition Groups | 103.5569 | 0 | 0 | 2862.0185 | 0.036183 | 7 | Residential_2031_Technical_MW_Before Competition Groups_7 | Energy Star A Line, PAR, MR Lamps | 3.618% | 0 | 103.5569 | Residential_2031_Technical_MW_Before Competition Groups_Energy Star A Line, PAR, MR Lamps
Residential | Res ¦ Energy Star LED Bulbs General Purpose LEDs | 2031 | Technical | MW | Before Competition Groups | 102.1196 | 0 | 0 | 2862.0185 | 0.035681 | 8 | Residential_2031_Technical_MW_Before Competition Groups_8 | Energy Star LED Bulbs General Purpose LEDs | 3.568% | 0 | 102.1196 | Residential_2031_Technical_MW_Before Competition Groups_Energy Star LED Bulbs General Purpose LEDs
Residential | Res ¦ Energy Star Air Source Heat Pump | 2031 | Technical | MW | Before Competition Groups | 98.895 | 0 | 0 | 2862.0185 | 0.034554 | 9 | Residential_2031_Technical_MW_Before Competition Groups_9 | Energy Star Air Source Heat Pump | 3.455% | 0 | 98.895 | Residential_2031_Technical_MW_Before Competition Groups_Energy Star Air Source Heat Pump
Residential | Res ¦ Energy Star Refrigerator | 2031 | Technical | MW | Before Competition Groups | 97.4631 | 0 | 0 | 2862.0185 | 0.034054 | 10 | Residential_2031_Technical_MW_Before Competition Groups_10 | Energy Star Refrigerator | 3.405% | 0 | 97.4631 | Residential_2031_Technical_MW_Before Competition Groups_Energy Star Refrigerator
Residential | Res ¦ Energy Star LED Specialty Bulbs | 2031 | Technical | MW | Before Competition Groups | 93.3421 | 0 | 0 | 2862.0185 | 0.032614 | 11 | Residential_2031_Technical_MW_Before Competition Groups_11 | Energy Star LED Specialty Bulbs | 3.261% | 0 | 93.3421 | Residential_2031_Technical_MW_Before Competition Groups_Energy Star LED Specialty Bulbs
Residential | Res ¦ Heat Pump Clothes Dryer | 2031 | Technical | MW | Before Competition Groups | 87.2625 | 0 | 0 | 2862.0185 | 0.03049 | 12 | Residential_2031_Technical_MW_Before Competition Groups_12 | Heat Pump Clothes Dryer | 3.049% | 0 | 87.2625 | Residential_2031_Technical_MW_Before Competition Groups_Heat Pump Clothes Dryer
Residential | Res ¦ Energy Star Clothes Washer | 2031 | Technical | MW | Before Competition Groups | 81.2357 | 0 | 0 | 2862.0185 | 0.028384 | 13 | Residential_2031_Technical_MW_Before Competition Groups_13 | Energy Star Clothes Washer | 2.838% | 0 | 81.2357 | Residential_2031_Technical_MW_Before Competition Groups_Energy Star Clothes Washer
Residential | Res ¦ Building Recommissioning, Operations and Maintenance (O&M) Improvements | 2031 | Technical | MW | Before Competition Groups | 80.1335 | 0 | 0 | 2862.0185 | 0.027999 | 14 | Residential_2031_Technical_MW_Before Competition Groups_14 | Building Recommissioning, Operations and Maintenance (O&M) Improvements | 2.8% | 0 | 80.1335 | Residential_2031_Technical_MW_Before Competition Groups_Building Recommissioning, Operations and Maintenance (O&M) Improvements
Residential | Res ¦ Basement Wall Insulation | 2031 | Technical | MW | Before Competition Groups | 73.9117 | 0 | 0 | 2862.0185 | 0.025825 | 15 | Residential_2031_Technical_MW_Before Competition Groups_15 | Basement Wall Insulation | 2.583% | 0 | 73.9117 | Residential_2031_Technical_MW_Before Competition Groups_Basement Wall Insulation
Residential | Res ¦ Induction Cooking Stove Top | 2031 | Technical | MW | Before Competition Groups | 71.4927 | 0 | 0 | 2862.0185 | 0.02498 | 16 | Residential_2031_Technical_MW_Before Competition Groups_16 | Induction Cooking Stove Top | 2.498% | 0 | 71.4927 | Residential_2031_Technical_MW_Before Competition Groups_Induction Cooking Stove Top
Residential | Res ¦ Energy Star Room Air Conditioner | 2031 | Technical | MW | Before Competition Groups | 65.8967 | 0 | 0 | 2862.0185 | 0.023025 | 17 | Residential_2031_Technical_MW_Before Competition Groups_17 | Energy Star Room Air Conditioner | 2.302% | 0 | 65.8967 | Residential_2031_Technical_MW_Before Competition Groups_Energy Star Room Air Conditioner
Residential | Res ¦ Networked/ Connected - Indoor LED Lamp | 2031 | Technical | MW | Before Competition Groups | 63.9472 | 0 | 0 | 2862.0185 | 0.022343 | 18 | Residential_2031_Technical_MW_Before Competition Groups_18 | Networked/ Connected - Indoor LED Lamp | 2.234% | 0 | 63.9472 | Residential_2031_Technical_MW_Before Competition Groups_Networked/ Connected - Indoor LED Lamp
Residential | Res ¦ Basement or Crawlspace Insulation | 2031 | Technical | MW | Before Competition Groups | 61.3783 | 0 | 0 | 2862.0185 | 0.021446 | 19 | Residential_2031_Technical_MW_Before Competition Groups_19 | Basement or Crawlspace Insulation | 2.145% | 0 | 61.3783 | Residential_2031_Technical_MW_Before Competition Groups_Basement or Crawlspace Insulation
Residential | Res ¦ Smart Power Bar | 2031 | Technical | MW | Before Competition Groups | 59.4224 | 0 | 0 | 2862.0185 | 0.020762 | 20 | Residential_2031_Technical_MW_Before Competition Groups_20 | Smart Power Bar | 2.076% | 0 | 59.4224 | Residential_2031_Technical_MW_Before Competition Groups_Smart Power Bar
Residential | Res ¦ Variable Speed Pool Pump Motor | 2031 | Technical | MW | Before Competition Groups | 57.2386 | 0 | 0 | 2862.0185 | 0.019999 | 21 | Residential_2031_Technical_MW_Before Competition Groups_21 | Variable Speed Pool Pump Motor | 2% | 0 | 57.2386 | Residential_2031_Technical_MW_Before Competition Groups_Variable Speed Pool Pump Motor
Residential | Res ¦ Attic Insulation | 2031 | Technical | MW | Before Competition Groups | 57.0181 | 0 | 0 | 2862.0185 | 0.019922 | 22 | Residential_2031_Technical_MW_Before Competition Groups_22 | Attic Insulation | 1.992% | 0 | 57.0181 | Residential_2031_Technical_MW_Before Competition Groups_Attic Insulation
Residential | Res ¦ Energy Star Clothes Dryer | 2031 | Technical | MW | Before Competition Groups | 49.8416 | 0 | 0 | 2862.0185 | 0.017415 | 23 | Residential_2031_Technical_MW_Before Competition Groups_23 | Energy Star Clothes Dryer | 1.741% | 0 | 49.8416 | Residential_2031_Technical_MW_Before Competition Groups_Energy Star Clothes Dryer
Residential | Res ¦ Wall Insulation | 2031 | Technical | MW | Before Competition Groups | 44.5486 | 0 | 0 | 2862.0185 | 0.015565 | 24 | Residential_2031_Technical_MW_Before Competition Groups_24 | Wall Insulation | 1.557% | 0 | 44.5486 | Residential_2031_Technical_MW_Before Competition Groups_Wall Insulation
Residential | Res ¦ Lighting Motion Sensors, Timers, Dimmers | 2031 | Technical | MW | Before Competition Groups | 34.4076 | 0 | 0 | 2862.0185 | 0.012022 | 25 | Residential_2031_Technical_MW_Before Competition Groups_25 | Lighting Motion Sensors, Timers, Dimmers | 1.202% | 0 | 34.4076 | Residential_2031_Technical_MW_Before Competition Groups_Lighting Motion Sensors, Timers, Dimmers
Residential | Res ¦ Variable Refrigerant Flow Heat Pump | 2031 | Technical | MW | Before Competition Groups | 30.3488 | 0 | 0 | 2862.0185 | 0.010604 | 26 | Residential_2031_Technical_MW_Before Competition Groups_26 | Variable Refrigerant Flow Heat Pump | 1.06% | 0 | 30.3488 | Residential_2031_Technical_MW_Before Competition Groups_Variable Refrigerant Flow Heat Pump
Residential | Res ¦ Air Source Heat Pump | 2031 | Technical | MW | Before Competition Groups | 25.3843 | 0 | 0 | 2862.0185 | 0.0088694 | 27 | Residential_2031_Technical_MW_Before Competition Groups_27 | Air Source Heat Pump | 0.8869% | 0 | 25.3843 | Residential_2031_Technical_MW_Before Competition Groups_Air Source Heat Pump
Residential | Res ¦ Home Energy Reports | 2031 | Technical | MW | Before Competition Groups | 22.454 | 0 | 0 | 2862.0185 | 0.0078455 | 28 | Residential_2031_Technical_MW_Before Competition Groups_28 | Home Energy Reports | 0.7846% | 0 | 22.454 | Residential_2031_Technical_MW_Before Competition Groups_Home Energy Reports
Residential | Res ¦ Ceiling Insulation | 2031 | Technical | MW | Before Competition Groups | 22.331 | 0 | 0 | 2862.0185 | 0.0078025 | 29 | Residential_2031_Technical_MW_Before Competition Groups_29 | Ceiling Insulation | 0.7803% | 0 | 22.331 | Residential_2031_Technical_MW_Before Competition Groups_Ceiling Insulation
Residential | Res ¦ Energy Star Light Fixture | 2031 | Technical | MW | Before Competition Groups | 18.9634 | 0 | 0 | 2862.0185 | 0.0066259 | 30 | Residential_2031_Technical_MW_Before Competition Groups_30 | Energy Star Light Fixture | 0.6626% | 0 | 18.9634 | Residential_2031_Technical_MW_Before Competition Groups_Energy Star Light Fixture
Residential | Res ¦ Duct Insulation | 2031 | Technical | MW | Before Competition Groups | 18.3578 | 0 | 0 | 2862.0185 | 0.0064143 | 31 | Residential_2031_Technical_MW_Before Competition Groups_31 | Duct Insulation | 0.6414% | 0 | 18.3578 | Residential_2031_Technical_MW_Before Competition Groups_Duct Insulation
Residential | Res ¦ Air Sealing | 2031 | Technical | MW | Before Competition Groups | 15.7219 | 0 | 0 | 2862.0185 | 0.0054933 | 32 | Residential_2031_Technical_MW_Before Competition Groups_32 | Air Sealing | 0.5493% | 0 | 15.7219 | Residential_2031_Technical_MW_Before Competition Groups_Air Sealing
Residential | Res ¦ Central Air Conditioner Maintenance | 2031 | Technical | MW | Before Competition Groups | 14.9437 | 0 | 0 | 2862.0185 | 0.0052214 | 33 | Residential_2031_Technical_MW_Before Competition Groups_33 | Central Air Conditioner Maintenance | 0.5221% | 0 | 14.9437 | Residential_2031_Technical_MW_Before Competition Groups_Central Air Conditioner Maintenance
Residential | Res ¦ Floor Insulation | 2031 | Technical | MW | Before Competition Groups | 14.9436 | 0 | 0 | 2862.0185 | 0.0052214 | 34 | Residential_2031_Technical_MW_Before Competition Groups_34 | Floor Insulation | 0.5221% | 0 | 14.9436 | Residential_2031_Technical_MW_Before Competition Groups_Floor Insulation
Residential | Res ¦ Energy Star Torchiere | 2031 | Technical | MW | Before Competition Groups | 14.6333 | 0 | 0 | 2862.0185 | 0.0051129 | 35 | Residential_2031_Technical_MW_Before Competition Groups_35 | Energy Star Torchiere | 0.5113% | 0 | 14.6333 | Residential_2031_Technical_MW_Before Competition Groups_Energy Star Torchiere
Residential | Res ¦ Dehumidifier Recycling | 2031 | Technical | MW | Before Competition Groups | 13.7841 | 0 | 0 | 2862.0185 | 0.0048162 | 36 | Residential_2031_Technical_MW_Before Competition Groups_36 | Dehumidifier Recycling | 0.4816% | 0 | 13.7841 | Residential_2031_Technical_MW_Before Competition Groups_Dehumidifier Recycling
Residential | Res ¦ Advanced BAS/Controllers | 2031 | Technical | MW | Before Competition Groups | 11.7285 | 0 | 0 | 2862.0185 | 0.004098 | 37 | Residential_2031_Technical_MW_Before Competition Groups_37 | Advanced BAS/Controllers | 0.4098% | 0 | 11.7285 | Residential_2031_Technical_MW_Before Competition Groups_Advanced BAS/Controllers
Residential | Res ¦ Clothes Drying Racks | 2031 | Technical | MW | Before Competition Groups | 10.8535 | 0 | 0 | 2862.0185 | 0.0037922 | 38 | Residential_2031_Technical_MW_Before Competition Groups_38 | Clothes Drying Racks | 0.3792% | 0 | 10.8535 | Residential_2031_Technical_MW_Before Competition Groups_Clothes Drying Racks
Residential | Res ¦ High Efficiency Chiller (avg of water and air cooled) | 2031 | Technical | MW | Before Competition Groups | 9.6657 | 0 | 0 | 2862.0185 | 0.0033772 | 39 | Residential_2031_Technical_MW_Before Competition Groups_39 | High Efficiency Chiller (avg of water and air cooled) | 0.3377% | 0 | 9.6657 | Residential_2031_Technical_MW_Before Competition Groups_High Efficiency Chiller (avg of water and air cooled)
Residential | Res ¦ Energy Star Freezer | 2031 | Technical | MW | Before Competition Groups | 9.6244 | 0 | 0 | 2862.0185 | 0.0033628 | 40 | Residential_2031_Technical_MW_Before Competition Groups_40 | Energy Star Freezer | 0.3363% | 0 | 9.6244 | Residential_2031_Technical_MW_Before Competition Groups_Energy Star Freezer
Residential | Res ¦ Refrigerator Recycling | 2031 | Technical | MW | Before Competition Groups | 9.1976 | 0 | 0 | 2862.0185 | 0.0032137 | 41 | Residential_2031_Technical_MW_Before Competition Groups_41 | Refrigerator Recycling | 0.3214% | 0 | 9.1976 | Residential_2031_Technical_MW_Before Competition Groups_Refrigerator Recycling
Residential | Res ¦ Freezer Recycling | 2031 | Technical | MW | Before Competition Groups | 8.5683 | 0 | 0 | 2862.0185 | 0.0029938 | 42 | Residential_2031_Technical_MW_Before Competition Groups_42 | Freezer Recycling | 0.2994% | 0 | 8.5683 | Residential_2031_Technical_MW_Before Competition Groups_Freezer Recycling
Residential | Res ¦ Occupancy Sensors MF | 2031 | Technical | MW | Before Competition Groups | 8.5398 | 0 | 0 | 2862.0185 | 0.0029838 | 43 | Residential_2031_Technical_MW_Before Competition Groups_43 | Occupancy Sensors MF | 0.2984% | 0 | 8.5398 | Residential_2031_Technical_MW_Before Competition Groups_Occupancy Sensors MF
Residential | Res ¦ Energy Star Dehumidifier | 2031 | Technical | MW | Before Competition Groups | 8.099 | 0 | 0 | 2862.0185 | 0.0028298 | 44 | Residential_2031_Technical_MW_Before Competition Groups_44 | Energy Star Dehumidifier | 0.283% | 0 | 8.099 | Residential_2031_Technical_MW_Before Competition Groups_Energy Star Dehumidifier
Residential | Res ¦ Duct Insulation MF | 2031 | Technical | MW | Before Competition Groups | 8.0986 | 0 | 0 | 2862.0185 | 0.0028297 | 45 | Residential_2031_Technical_MW_Before Competition Groups_45 | Duct Insulation MF | 0.283% | 0 | 8.0986 | Residential_2031_Technical_MW_Before Competition Groups_Duct Insulation MF
Residential | Res ¦ Energy Star Windows | 2031 | Technical | MW | Before Competition Groups | 6.3601 | 0 | 0 | 2862.0185 | 0.0022222 | 46 | Residential_2031_Technical_MW_Before Competition Groups_46 | Energy Star Windows | 0.2222% | 0 | 6.3601 | Residential_2031_Technical_MW_Before Competition Groups_Energy Star Windows
Residential | Res ¦ Furnace with ECM | 2031 | Technical | MW | Before Competition Groups | 6.0229 | 0 | 0 | 2862.0185 | 0.0021044 | 47 | Residential_2031_Technical_MW_Before Competition Groups_47 | Furnace with ECM | 0.2104% | 0 | 6.0229 | Residential_2031_Technical_MW_Before Competition Groups_Furnace with ECM
Residential | Res ¦ Heat Pump Water Heater | 2031 | Technical | MW | Before Competition Groups | 5.4166 | 0 | 0 | 2862.0185 | 0.0018926 | 48 | Residential_2031_Technical_MW_Before Competition Groups_48 | Heat Pump Water Heater | 0.1893% | 0 | 5.4166 | Residential_2031_Technical_MW_Before Competition Groups_Heat Pump Water Heater
Residential | Res ¦ Networked/ Connected - Indoor LED Luminaire | 2031 | Technical | MW | Before Competition Groups | 5.1225 | 0 | 0 | 2862.0185 | 0.0017898 | 49 | Residential_2031_Technical_MW_Before Competition Groups_49 | Networked/ Connected - Indoor LED Luminaire | 0.179% | 0 | 5.1225 | Residential_2031_Technical_MW_Before Competition Groups_Networked/ Connected - Indoor LED Luminaire
Residential | Res ¦ Tankless Water Heater | 2031 | Technical | MW | Before Competition Groups | 4.8928 | 0 | 0 | 2862.0185 | 0.0017096 | 50 | Residential_2031_Technical_MW_Before Competition Groups_50 | Tankless Water Heater | 0.171% | 0 | 4.8928 | Residential_2031_Technical_MW_Before Competition Groups_Tankless Water Heater
Residential | Res ¦ Central Lighting Control System | 2031 | Technical | MW | Before Competition Groups | 4.7757 | 0 | 0 | 2862.0185 | 0.0016686 | 51 | Residential_2031_Technical_MW_Before Competition Groups_51 | Central Lighting Control System | 0.1669% | 0 | 4.7757 | Residential_2031_Technical_MW_Before Competition Groups_Central Lighting Control System
Residential | Res ¦ INTEGRAL LED TROFFERS | 2031 | Technical | MW | Before Competition Groups | 4.6724 | 0 | 0 | 2862.0185 | 0.0016325 | 52 | Residential_2031_Technical_MW_Before Competition Groups_52 | INTEGRAL LED TROFFERS | 0.1633% | 0 | 4.6724 | Residential_2031_Technical_MW_Before Competition Groups_INTEGRAL LED TROFFERS
Residential | Res ¦ Heat Recovery Ventilator | 2031 | Technical | MW | Before Competition Groups | 4.5619 | 0 | 0 | 2862.0185 | 0.0015939 | 53 | Residential_2031_Technical_MW_Before Competition Groups_53 | Heat Recovery Ventilator | 0.1594% | 0 | 4.5619 | Residential_2031_Technical_MW_Before Competition Groups_Heat Recovery Ventilator
Residential | Res ¦ Minimize Hot and Warm Clothes Wash | 2031 | Technical | MW | Before Competition Groups | 4.5462 | 0 | 0 | 2862.0185 | 0.0015885 | 54 | Residential_2031_Technical_MW_Before Competition Groups_54 | Minimize Hot and Warm Clothes Wash | 0.1588% | 0 | 4.5462 | Residential_2031_Technical_MW_Before Competition Groups_Minimize Hot and Warm Clothes Wash
Residential | Res ¦ LED Downlight | 2031 | Technical | MW | Before Competition Groups | 4.3457 | 0 | 0 | 2862.0185 | 0.0015184 | 55 | Residential_2031_Technical_MW_Before Competition Groups_55 | LED Downlight | 0.1518% | 0 | 4.3457 | Residential_2031_Technical_MW_Before Competition Groups_LED Downlight
Residential | Res ¦ Energy Star Ceiling Fan/Lighting | 2031 | Technical | MW | Before Competition Groups | 4.1461 | 0 | 0 | 2862.0185 | 0.0014487 | 56 | Residential_2031_Technical_MW_Before Competition Groups_56 | Energy Star Ceiling Fan/Lighting | 0.1449% | 0 | 4.1461 | Residential_2031_Technical_MW_Before Competition Groups_Energy Star Ceiling Fan/Lighting
Residential | Res ¦ Passive Attic Ventilation | 2031 | Technical | MW | Before Competition Groups | 3.8888 | 0 | 0 | 2862.0185 | 0.0013587 | 57 | Residential_2031_Technical_MW_Before Competition Groups_57 | Passive Attic Ventilation | 0.1359% | 0 | 3.8888 | Residential_2031_Technical_MW_Before Competition Groups_Passive Attic Ventilation
Residential | Res ¦ LED Tube Re-Lamp | 2031 | Technical | MW | Before Competition Groups | 3.7946 | 0 | 0 | 2862.0185 | 0.0013258 | 58 | Residential_2031_Technical_MW_Before Competition Groups_58 | LED Tube Re-Lamp | 0.1326% | 0 | 3.7946 | Residential_2031_Technical_MW_Before Competition Groups_LED Tube Re-Lamp
Residential | Res ¦ Outside Air Economizer | 2031 | Technical | MW | Before Competition Groups | 3.2603 | 0 | 0 | 2862.0185 | 0.0011392 | 59 | Residential_2031_Technical_MW_Before Competition Groups_59 | Outside Air Economizer | 0.1139% | 0 | 3.2603 | Residential_2031_Technical_MW_Before Competition Groups_Outside Air Economizer
Residential | Res ¦ Early Hot Water Heater Replacement | 2031 | Technical | MW | Before Competition Groups | 2.9504 | 0 | 0 | 2862.0185 | 0.0010309 | 60 | Residential_2031_Technical_MW_Before Competition Groups_60 | Early Hot Water Heater Replacement | 0.1031% | 0 | 2.9504 | Residential_2031_Technical_MW_Before Competition Groups_Early Hot Water Heater Replacement
Residential | Res ¦ Solar Water Heating System | 2031 | Technical | MW | Before Competition Groups | 2.6682 | 0 | 0 | 2862.0185 | 0.00093228 | 61 | Residential_2031_Technical_MW_Before Competition Groups_61 | Solar Water Heating System | 0.09323% | 0 | 2.6682 | Residential_2031_Technical_MW_Before Competition Groups_Solar Water Heating System
Residential | Res ¦ Air Source Heat Pump Maintenance | 2031 | Technical | MW | Before Competition Groups | 2.614 | 0 | 0 | 2862.0185 | 0.00091333 | 62 | Residential_2031_Technical_MW_Before Competition Groups_62 | Air Source Heat Pump Maintenance | 0.09133% | 0 | 2.614 | Residential_2031_Technical_MW_Before Competition Groups_Air Source Heat Pump Maintenance
Residential | Res ¦ Energy Star Dishwasher | 2031 | Technical | MW | Before Competition Groups | 2.5943 | 0 | 0 | 2862.0185 | 0.00090647 | 63 | Residential_2031_Technical_MW_Before Competition Groups_63 | Energy Star Dishwasher | 0.09065% | 0 | 2.5943 | Residential_2031_Technical_MW_Before Competition Groups_Energy Star Dishwasher
Residential | Res ¦ High Efficiency Storage Water Heater | 2031 | Technical | MW | Before Competition Groups | 2.3655 | 0 | 0 | 2862.0185 | 0.00082653 | 64 | Residential_2031_Technical_MW_Before Competition Groups_64 | High Efficiency Storage Water Heater | 0.08265% | 0 | 2.3655 | Residential_2031_Technical_MW_Before Competition Groups_High Efficiency Storage Water Heater
Residential | Res ¦ Demand Control Ventilation | 2031 | Technical | MW | Before Competition Groups | 2.0612 | 0 | 0 | 2862.0185 | 0.00072021 | 65 | Residential_2031_Technical_MW_Before Competition Groups_65 | Demand Control Ventilation | 0.07202% | 0 | 2.0612 | Residential_2031_Technical_MW_Before Competition Groups_Demand Control Ventilation
Residential | Res ¦ CO Sensors for parking garage exhaust fans | 2031 | Technical | MW | Before Competition Groups | 2.057 | 0 | 0 | 2862.0185 | 0.00071873 | 66 | Residential_2031_Technical_MW_Before Competition Groups_66 | CO Sensors for parking garage exhaust fans | 0.07187% | 0 | 2.057 | Residential_2031_Technical_MW_Before Competition Groups_CO Sensors for parking garage exhaust fans
Residential | Res ¦ Drain Water Heat Recovery | 2031 | Technical | MW | Before Competition Groups | 1.9816 | 0 | 0 | 2862.0185 | 0.00069239 | 67 | Residential_2031_Technical_MW_Before Competition Groups_67 | Drain Water Heat Recovery | 0.06924% | 0 | 1.9816 | Residential_2031_Technical_MW_Before Competition Groups_Drain Water Heat Recovery
Residential | Res ¦ Furnace Whistle | 2031 | Technical | MW | Before Competition Groups | 1.9808 | 0 | 0 | 2862.0185 | 0.00069208 | 68 | Residential_2031_Technical_MW_Before Competition Groups_68 | Furnace Whistle | 0.06921% | 0 | 1.9808 | Residential_2031_Technical_MW_Before Competition Groups_Furnace Whistle
Residential | Res ¦ ENERGY STAR LED LAMPS (REFLECTOR LAMPs/MR16/PAR 16) | 2031 | Technical | MW | Before Competition Groups | 1.9013 | 0 | 0 | 2862.0185 | 0.00066431 | 69 | Residential_2031_Technical_MW_Before Competition Groups_69 | ENERGY STAR LED LAMPS (REFLECTOR LAMPs/MR16/PAR 16) | 0.06643% | 0 | 1.9013 | Residential_2031_Technical_MW_Before Competition Groups_ENERGY STAR LED LAMPS (REFLECTOR LAMPs/MR16/PAR 16)
Residential | Res ¦ Window Film | 2031 | Technical | MW | Before Competition Groups | 1.8227 | 0 | 0 | 2862.0185 | 0.00063686 | 70 | Residential_2031_Technical_MW_Before Competition Groups_70 | Window Film | 0.06369% | 0 | 1.8227 | Residential_2031_Technical_MW_Before Competition Groups_Window Film
Residential | Res ¦ Condensing Make Up Air Unit | 2031 | Technical | MW | Before Competition Groups | 1.7481 | 0 | 0 | 2862.0185 | 0.00061079 | 71 | Residential_2031_Technical_MW_Before Competition Groups_71 | Condensing Make Up Air Unit | 0.06108% | 0 | 1.7481 | Residential_2031_Technical_MW_Before Competition Groups_Condensing Make Up Air Unit
Residential | Res ¦ Comprehensive Draft Proofing | 2031 | Technical | MW | Before Competition Groups | 1.6831 | 0 | 0 | 2862.0185 | 0.0005881 | 72 | Residential_2031_Technical_MW_Before Competition Groups_72 | Comprehensive Draft Proofing | 0.05881% | 0 | 1.6831 | Residential_2031_Technical_MW_Before Competition Groups_Comprehensive Draft Proofing
Residential | Res ¦ Variable Frequency Drive (VFD) | 2031 | Technical | MW | Before Competition Groups | 1.6325 | 0 | 0 | 2862.0185 | 0.00057041 | 73 | Residential_2031_Technical_MW_Before Competition Groups_73 | Variable Frequency Drive (VFD) | 0.05704% | 0 | 1.6325 | Residential_2031_Technical_MW_Before Competition Groups_Variable Frequency Drive (VFD)
Residential | Res ¦ Solar Powered Attic Fan | 2031 | Technical | MW | Before Competition Groups | 1.4438 | 0 | 0 | 2862.0185 | 0.00050447 | 74 | Residential_2031_Technical_MW_Before Competition Groups_74 | Solar Powered Attic Fan | 0.05045% | 0 | 1.4438 | Residential_2031_Technical_MW_Before Competition Groups_Solar Powered Attic Fan
Residential | Res ¦ DHW Recirculation Systems | 2031 | Technical | MW | Before Competition Groups | 1.2817 | 0 | 0 | 2862.0185 | 0.00044784 | 75 | Residential_2031_Technical_MW_Before Competition Groups_75 | DHW Recirculation Systems | 0.04478% | 0 | 1.2817 | Residential_2031_Technical_MW_Before Competition Groups_DHW Recirculation Systems
Residential | Res ¦ Water Heater Temperature Setback | 2031 | Technical | MW | Before Competition Groups | 1.0325 | 0 | 0 | 2862.0185 | 0.00036076 | 76 | Residential_2031_Technical_MW_Before Competition Groups_76 | Water Heater Temperature Setback | 0.03608% | 0 | 1.0325 | Residential_2031_Technical_MW_Before Competition Groups_Water Heater Temperature Setback
Residential | Res ¦ LED Parking Lot Fixture | 2031 | Technical | MW | Before Competition Groups | 0.87058 | 0 | 0 | 2862.0185 | 0.00030418 | 77 | Residential_2031_Technical_MW_Before Competition Groups_77 | LED Parking Lot Fixture | 0.03042% | 0 | 0.87058 | Residential_2031_Technical_MW_Before Competition Groups_LED Parking Lot Fixture
Residential | Res ¦ HVAC Optimization | 2031 | Technical | MW | Before Competition Groups | 0.84617 | 0 | 0 | 2862.0185 | 0.00029565 | 78 | Residential_2031_Technical_MW_Before Competition Groups_78 | HVAC Optimization | 0.02957% | 0 | 0.84617 | Residential_2031_Technical_MW_Before Competition Groups_HVAC Optimization
Residential | Res ¦ VFD on Pumps | 2031 | Technical | MW | Before Competition Groups | 0.50202 | 0 | 0 | 2862.0185 | 0.00017541 | 79 | Residential_2031_Technical_MW_Before Competition Groups_79 | VFD on Pumps | 0.01754% | 0 | 0.50202 | Residential_2031_Technical_MW_Before Competition Groups_VFD on Pumps
Residential | Res ¦ ENERGY STAR LED Lamps (General Service Lamps) | 2031 | Technical | MW | Before Competition Groups | 0.4438 | 0 | 0 | 2862.0185 | 0.00015506 | 80 | Residential_2031_Technical_MW_Before Competition Groups_80 | ENERGY STAR LED Lamps (General Service Lamps) | 0.01551% | 0 | 0.4438 | Residential_2031_Technical_MW_Before Competition Groups_ENERGY STAR LED Lamps (General Service Lamps)
Residential | Res ¦ LED Exterior Area Lights - LED Fixture (200W) | 2031 | Technical | MW | Before Competition Groups | 0.40725 | 0 | 0 | 2862.0185 | 0.0001423 | 81 | Residential_2031_Technical_MW_Before Competition Groups_81 | LED Exterior Area Lights - LED Fixture (200W) | 0.01423% | 0 | 0.40725 | Residential_2031_Technical_MW_Before Competition Groups_LED Exterior Area Lights - LED Fixture (200W)
Residential | Res ¦ ECM MOTORS FOR HVAC APPLICATION (FAN-POWERED VAV BOX) | 2031 | Technical | MW | Before Competition Groups | 0.34166 | 0 | 0 | 2862.0185 | 0.00011938 | 82 | Residential_2031_Technical_MW_Before Competition Groups_82 | ECM MOTORS FOR HVAC APPLICATION (FAN-POWERED VAV BOX) | 0.01194% | 0 | 0.34166 | Residential_2031_Technical_MW_Before Competition Groups_ECM MOTORS FOR HVAC APPLICATION (FAN-POWERED VAV BOX)
Residential | Res ¦ Beverage Vending Machine Controls | 2031 | Technical | MW | Before Competition Groups | 0.24627 | 0 | 0 | 2862.0185 | 8.6048e-05 | 83 | Residential_2031_Technical_MW_Before Competition Groups_83 | Beverage Vending Machine Controls | 0.008605% | 0 | 0.24627 | Residential_2031_Technical_MW_Before Competition Groups_Beverage Vending Machine Controls
Residential | Res ¦ Chilled Water Optimization | 2031 | Technical | MW | Before Competition Groups | 0.24398 | 0 | 0 | 2862.0185 | 8.5246e-05 | 84 | Residential_2031_Technical_MW_Before Competition Groups_84 | Chilled Water Optimization | 0.008525% | 0 | 0.24398 | Residential_2031_Technical_MW_Before Competition Groups_Chilled Water Optimization
Residential | Res ¦ Wall Insulation MF | 2031 | Technical | MW | Before Competition Groups | 0.16266 | 0 | 0 | 2862.0185 | 5.6832e-05 | 85 | Residential_2031_Technical_MW_Before Competition Groups_85 | Wall Insulation MF | 0.005683% | 0 | 0.16266 | Residential_2031_Technical_MW_Before Competition Groups_Wall Insulation MF
Residential | Res ¦ LED Recessed Downlights | 2031 | Technical | MW | Before Competition Groups | 0.02522 | 0 | 0 | 2862.0185 | 8.8118e-06 | 86 | Residential_2031_Technical_MW_Before Competition Groups_86 | LED Recessed Downlights | 0.0008812% | 0 | 0.02522 | Residential_2031_Technical_MW_Before Competition Groups_LED Recessed Downlights
Residential | Res ¦ LED High Bay Fixture | 2031 | Technical | MW | Before Competition Groups | 0.021551 | 0 | 0 | 2862.0185 | 7.5302e-06 | 87 | Residential_2031_Technical_MW_Before Competition Groups_87 | LED High Bay Fixture | 0.000753% | 0 | 0.021551 | Residential_2031_Technical_MW_Before Competition Groups_LED High Bay Fixture
Residential | Res ¦ Radiant Barrier | 2031 | Technical | MW | Before Competition Groups | 0.012557 | 0 | 0 | 2862.0185 | 4.3875e-06 | 88 | Residential_2031_Technical_MW_Before Competition Groups_88 | Radiant Barrier | 0.0004387% | 0 | 0.012557 | Residential_2031_Technical_MW_Before Competition Groups_Radiant Barrier
Residential | Res ¦ Solar Water Preheat (Pools/DHW) | 2031 | Technical | MW | Before Competition Groups | 0.0090371 | 0 | 0 | 2862.0185 | 3.1576e-06 | 89 | Residential_2031_Technical_MW_Before Competition Groups_89 | Solar Water Preheat (Pools/DHW) | 0.0003158% | 0 | 0.0090371 | Residential_2031_Technical_MW_Before Competition Groups_Solar Water Preheat (Pools/DHW)
Residential | Res ¦ Photocell Controls (Outdoor) | 2031 | Technical | MW | Before Competition Groups | 5.052e-05 | 0 | 0 | 2862.0185 | 1.7652e-08 | 90 | Residential_2031_Technical_MW_Before Competition Groups_90 | Photocell Controls (Outdoor) | 1.765e-06% | 0 | 5.052e-05 | Residential_2031_Technical_MW_Before Competition Groups_Photocell Controls (Outdoor)
Residential | Res ¦ Adaptive Thermostat | 2032 | Economic | MW | Before Competition Groups | 199.0075 | 0 | 0 | 1451.0675 | 0.13715 | 1 | Residential_2032_Economic_MW_Before Competition Groups_1 | Adaptive Thermostat | 13.71% | 0 | 199.0075 | Residential_2032_Economic_MW_Before Competition Groups_Adaptive Thermostat
Residential | Res ¦ Ductless Mini-Split Heat Pump | 2032 | Economic | MW | Before Competition Groups | 182.9784 | 0 | 0 | 1451.0675 | 0.1261 | 2 | Residential_2032_Economic_MW_Before Competition Groups_2 | Ductless Mini-Split Heat Pump | 12.61% | 0 | 182.9784 | Residential_2032_Economic_MW_Before Competition Groups_Ductless Mini-Split Heat Pump
Residential | Res ¦ Energy Star A Line, PAR, MR Lamps | 2032 | Economic | MW | Before Competition Groups | 104.9648 | 0 | 0 | 1451.0675 | 0.072336 | 3 | Residential_2032_Economic_MW_Before Competition Groups_3 | Energy Star A Line, PAR, MR Lamps | 7.234% | 0 | 104.9648 | Residential_2032_Economic_MW_Before Competition Groups_Energy Star A Line, PAR, MR Lamps
Residential | Res ¦ Energy Star Air Source Heat Pump | 2032 | Economic | MW | Before Competition Groups | 104.4872 | 0 | 0 | 1451.0675 | 0.072007 | 4 | Residential_2032_Economic_MW_Before Competition Groups_4 | Energy Star Air Source Heat Pump | 7.201% | 0 | 104.4872 | Residential_2032_Economic_MW_Before Competition Groups_Energy Star Air Source Heat Pump
Residential | Res ¦ Energy Star LED Bulbs General Purpose LEDs | 2032 | Economic | MW | Before Competition Groups | 103.4752 | 0 | 0 | 1451.0675 | 0.07131 | 5 | Residential_2032_Economic_MW_Before Competition Groups_5 | Energy Star LED Bulbs General Purpose LEDs | 7.131% | 0 | 103.4752 | Residential_2032_Economic_MW_Before Competition Groups_Energy Star LED Bulbs General Purpose LEDs
Residential | Res ¦ Energy Star LED Specialty Bulbs | 2032 | Economic | MW | Before Competition Groups | 94.5704 | 0 | 0 | 1451.0675 | 0.065173 | 6 | Residential_2032_Economic_MW_Before Competition Groups_6 | Energy Star LED Specialty Bulbs | 6.517% | 0 | 94.5704 | Residential_2032_Economic_MW_Before Competition Groups_Energy Star LED Specialty Bulbs
Residential | Res ¦ Energy Star Clothes Washer | 2032 | Economic | MW | Before Competition Groups | 85.021 | 0 | 0 | 1451.0675 | 0.058592 | 7 | Residential_2032_Economic_MW_Before Competition Groups_7 | Energy Star Clothes Washer | 5.859% | 0 | 85.021 | Residential_2032_Economic_MW_Before Competition Groups_Energy Star Clothes Washer
Residential | Res ¦ Building Recommissioning, Operations and Maintenance (O&M) Improvements | 2032 | Economic | MW | Before Competition Groups | 78.8674 | 0 | 0 | 1451.0675 | 0.054351 | 8 | Residential_2032_Economic_MW_Before Competition Groups_8 | Building Recommissioning, Operations and Maintenance (O&M) Improvements | 5.435% | 0 | 78.8674 | Residential_2032_Economic_MW_Before Competition Groups_Building Recommissioning, Operations and Maintenance (O&M) Improvements
Residential | Res ¦ Basement Wall Insulation | 2032 | Economic | MW | Before Competition Groups | 72.7439 | 0 | 0 | 1451.0675 | 0.050131 | 9 | Residential_2032_Economic_MW_Before Competition Groups_9 | Basement Wall Insulation | 5.013% | 0 | 72.7439 | Residential_2032_Economic_MW_Before Competition Groups_Basement Wall Insulation
Residential | Res ¦ Energy Star Room Air Conditioner | 2032 | Economic | MW | Before Competition Groups | 68.5595 | 0 | 0 | 1451.0675 | 0.047248 | 10 | Residential_2032_Economic_MW_Before Competition Groups_10 | Energy Star Room Air Conditioner | 4.725% | 0 | 68.5595 | Residential_2032_Economic_MW_Before Competition Groups_Energy Star Room Air Conditioner
Residential | Res ¦ Variable Speed Pool Pump Motor | 2032 | Economic | MW | Before Competition Groups | 56.3342 | 0 | 0 | 1451.0675 | 0.038823 | 11 | Residential_2032_Economic_MW_Before Competition Groups_11 | Variable Speed Pool Pump Motor | 3.882% | 0 | 56.3342 | Residential_2032_Economic_MW_Before Competition Groups_Variable Speed Pool Pump Motor
Residential | Res ¦ Attic Insulation | 2032 | Economic | MW | Before Competition Groups | 56.1172 | 0 | 0 | 1451.0675 | 0.038673 | 12 | Residential_2032_Economic_MW_Before Competition Groups_12 | Attic Insulation | 3.867% | 0 | 56.1172 | Residential_2032_Economic_MW_Before Competition Groups_Attic Insulation
Residential | Res ¦ Energy Star Clothes Dryer | 2032 | Economic | MW | Before Competition Groups | 33.4052 | 0 | 0 | 1451.0675 | 0.023021 | 13 | Residential_2032_Economic_MW_Before Competition Groups_13 | Energy Star Clothes Dryer | 2.302% | 0 | 33.4052 | Residential_2032_Economic_MW_Before Competition Groups_Energy Star Clothes Dryer
Residential | Res ¦ Duct Insulation | 2032 | Economic | MW | Before Competition Groups | 16.1332 | 0 | 0 | 1451.0675 | 0.011118 | 14 | Residential_2032_Economic_MW_Before Competition Groups_14 | Duct Insulation | 1.112% | 0 | 16.1332 | Residential_2032_Economic_MW_Before Competition Groups_Duct Insulation
Residential | Res ¦ Air Sealing | 2032 | Economic | MW | Before Competition Groups | 15.4735 | 0 | 0 | 1451.0675 | 0.010663 | 15 | Residential_2032_Economic_MW_Before Competition Groups_15 | Air Sealing | 1.066% | 0 | 15.4735 | Residential_2032_Economic_MW_Before Competition Groups_Air Sealing
Residential | Res ¦ Energy Star Torchiere | 2032 | Economic | MW | Before Competition Groups | 15.0807 | 0 | 0 | 1451.0675 | 0.010393 | 16 | Residential_2032_Economic_MW_Before Competition Groups_16 | Energy Star Torchiere | 1.039% | 0 | 15.0807 | Residential_2032_Economic_MW_Before Competition Groups_Energy Star Torchiere
Residential | Res ¦ Floor Insulation | 2032 | Economic | MW | Before Competition Groups | 14.7075 | 0 | 0 | 1451.0675 | 0.010136 | 17 | Residential_2032_Economic_MW_Before Competition Groups_17 | Floor Insulation | 1.014% | 0 | 14.7075 | Residential_2032_Economic_MW_Before Competition Groups_Floor Insulation
Residential | Res ¦ Smart Burners | 2032 | Economic | MW | Before Competition Groups | 13.8737 | 0 | 0 | 1451.0675 | 0.0095611 | 18 | Residential_2032_Economic_MW_Before Competition Groups_18 | Smart Burners | 0.9561% | 0 | 13.8737 | Residential_2032_Economic_MW_Before Competition Groups_Smart Burners
Residential | Res ¦ Home Energy Reports | 2032 | Economic | MW | Before Competition Groups | 12.5561 | 0 | 0 | 1451.0675 | 0.008653 | 19 | Residential_2032_Economic_MW_Before Competition Groups_19 | Home Energy Reports | 0.8653% | 0 | 12.5561 | Residential_2032_Economic_MW_Before Competition Groups_Home Energy Reports
Residential | Res ¦ Advanced BAS/Controllers | 2032 | Economic | MW | Before Competition Groups | 11.5432 | 0 | 0 | 1451.0675 | 0.007955 | 20 | Residential_2032_Economic_MW_Before Competition Groups_20 | Advanced BAS/Controllers | 0.7955% | 0 | 11.5432 | Residential_2032_Economic_MW_Before Competition Groups_Advanced BAS/Controllers
Residential | Res ¦ Clothes Drying Racks | 2032 | Economic | MW | Before Competition Groups | 10.682 | 0 | 0 | 1451.0675 | 0.0073615 | 21 | Residential_2032_Economic_MW_Before Competition Groups_21 | Clothes Drying Racks | 0.7361% | 0 | 10.682 | Residential_2032_Economic_MW_Before Competition Groups_Clothes Drying Racks
Residential | Res ¦ High Efficiency Chiller (avg of water and air cooled) | 2032 | Economic | MW | Before Competition Groups | 10.2603 | 0 | 0 | 1451.0675 | 0.0070708 | 22 | Residential_2032_Economic_MW_Before Competition Groups_22 | High Efficiency Chiller (avg of water and air cooled) | 0.7071% | 0 | 10.2603 | Residential_2032_Economic_MW_Before Competition Groups_High Efficiency Chiller (avg of water and air cooled)
Residential | Res ¦ Refrigerator Recycling | 2032 | Economic | MW | Before Competition Groups | 9.0523 | 0 | 0 | 1451.0675 | 0.0062383 | 23 | Residential_2032_Economic_MW_Before Competition Groups_23 | Refrigerator Recycling | 0.6238% | 0 | 9.0523 | Residential_2032_Economic_MW_Before Competition Groups_Refrigerator Recycling
Residential | Res ¦ Freezer Recycling | 2032 | Economic | MW | Before Competition Groups | 8.433 | 0 | 0 | 1451.0675 | 0.0058115 | 24 | Residential_2032_Economic_MW_Before Competition Groups_24 | Freezer Recycling | 0.5812% | 0 | 8.433 | Residential_2032_Economic_MW_Before Competition Groups_Freezer Recycling
Residential | Res ¦ Occupancy Sensors MF | 2032 | Economic | MW | Before Competition Groups | 8.2404 | 0 | 0 | 1451.0675 | 0.0056788 | 25 | Residential_2032_Economic_MW_Before Competition Groups_25 | Occupancy Sensors MF | 0.5679% | 0 | 8.2404 | Residential_2032_Economic_MW_Before Competition Groups_Occupancy Sensors MF
Residential | Res ¦ Energy Star Dehumidifier | 2032 | Economic | MW | Before Competition Groups | 7.9711 | 0 | 0 | 1451.0675 | 0.0054932 | 26 | Residential_2032_Economic_MW_Before Competition Groups_26 | Energy Star Dehumidifier | 0.5493% | 0 | 7.9711 | Residential_2032_Economic_MW_Before Competition Groups_Energy Star Dehumidifier
Residential | Res ¦ Energy Star Light Fixture | 2032 | Economic | MW | Before Competition Groups | 6.4881 | 0 | 0 | 1451.0675 | 0.0044712 | 27 | Residential_2032_Economic_MW_Before Competition Groups_27 | Energy Star Light Fixture | 0.4471% | 0 | 6.4881 | Residential_2032_Economic_MW_Before Competition Groups_Energy Star Light Fixture
Residential | Res ¦ Energy Star Freezer | 2032 | Economic | MW | Before Competition Groups | 6.1275 | 0 | 0 | 1451.0675 | 0.0042228 | 28 | Residential_2032_Economic_MW_Before Competition Groups_28 | Energy Star Freezer | 0.4223% | 0 | 6.1275 | Residential_2032_Economic_MW_Before Competition Groups_Energy Star Freezer
Residential | Res ¦ Duct Insulation MF | 2032 | Economic | MW | Before Competition Groups | 6.0487 | 0 | 0 | 1451.0675 | 0.0041684 | 29 | Residential_2032_Economic_MW_Before Competition Groups_29 | Duct Insulation MF | 0.4168% | 0 | 6.0487 | Residential_2032_Economic_MW_Before Competition Groups_Duct Insulation MF
Residential | Res ¦ Heat Recovery Ventilator | 2032 | Economic | MW | Before Competition Groups | 4.7173 | 0 | 0 | 1451.0675 | 0.003251 | 30 | Residential_2032_Economic_MW_Before Competition Groups_30 | Heat Recovery Ventilator | 0.3251% | 0 | 4.7173 | Residential_2032_Economic_MW_Before Competition Groups_Heat Recovery Ventilator
Residential | Res ¦ Minimize Hot and Warm Clothes Wash | 2032 | Economic | MW | Before Competition Groups | 4.4744 | 0 | 0 | 1451.0675 | 0.0030835 | 31 | Residential_2032_Economic_MW_Before Competition Groups_31 | Minimize Hot and Warm Clothes Wash | 0.3084% | 0 | 4.4744 | Residential_2032_Economic_MW_Before Competition Groups_Minimize Hot and Warm Clothes Wash
Residential | Res ¦ LED Tube Re-Lamp | 2032 | Economic | MW | Before Competition Groups | 3.8961 | 0 | 0 | 1451.0675 | 0.002685 | 32 | Residential_2032_Economic_MW_Before Competition Groups_32 | LED Tube Re-Lamp | 0.2685% | 0 | 3.8961 | Residential_2032_Economic_MW_Before Competition Groups_LED Tube Re-Lamp
Residential | Res ¦ Outside Air Economizer | 2032 | Economic | MW | Before Competition Groups | 3.2989 | 0 | 0 | 1451.0675 | 0.0022734 | 33 | Residential_2032_Economic_MW_Before Competition Groups_33 | Outside Air Economizer | 0.2273% | 0 | 3.2989 | Residential_2032_Economic_MW_Before Competition Groups_Outside Air Economizer
Residential | Res ¦ Tankless Water Heater | 2032 | Economic | MW | Before Competition Groups | 2.4926 | 0 | 0 | 1451.0675 | 0.0017177 | 34 | Residential_2032_Economic_MW_Before Competition Groups_34 | Tankless Water Heater | 0.1718% | 0 | 2.4926 | Residential_2032_Economic_MW_Before Competition Groups_Tankless Water Heater
Residential | Res ¦ CO Sensors for parking garage exhaust fans | 2032 | Economic | MW | Before Competition Groups | 2.0814 | 0 | 0 | 1451.0675 | 0.0014344 | 35 | Residential_2032_Economic_MW_Before Competition Groups_35 | CO Sensors for parking garage exhaust fans | 0.1434% | 0 | 2.0814 | Residential_2032_Economic_MW_Before Competition Groups_CO Sensors for parking garage exhaust fans
Residential | Res ¦ Demand Control Ventilation | 2032 | Economic | MW | Before Competition Groups | 2.0287 | 0 | 0 | 1451.0675 | 0.0013981 | 36 | Residential_2032_Economic_MW_Before Competition Groups_36 | Demand Control Ventilation | 0.1398% | 0 | 2.0287 | Residential_2032_Economic_MW_Before Competition Groups_Demand Control Ventilation
Residential | Res ¦ Furnace Whistle | 2032 | Economic | MW | Before Competition Groups | 1.9495 | 0 | 0 | 1451.0675 | 0.0013435 | 37 | Residential_2032_Economic_MW_Before Competition Groups_37 | Furnace Whistle | 0.1343% | 0 | 1.9495 | Residential_2032_Economic_MW_Before Competition Groups_Furnace Whistle
Residential | Res ¦ ENERGY STAR LED LAMPS (REFLECTOR LAMPs/MR16/PAR 16) | 2032 | Economic | MW | Before Competition Groups | 1.9 | 0 | 0 | 1451.0675 | 0.0013094 | 38 | Residential_2032_Economic_MW_Before Competition Groups_38 | ENERGY STAR LED LAMPS (REFLECTOR LAMPs/MR16/PAR 16) | 0.1309% | 0 | 1.9 | Residential_2032_Economic_MW_Before Competition Groups_ENERGY STAR LED LAMPS (REFLECTOR LAMPs/MR16/PAR 16)
Residential | Res ¦ Condensing Make Up Air Unit | 2032 | Economic | MW | Before Competition Groups | 1.8501 | 0 | 0 | 1451.0675 | 0.001275 | 39 | Residential_2032_Economic_MW_Before Competition Groups_39 | Condensing Make Up Air Unit | 0.1275% | 0 | 1.8501 | Residential_2032_Economic_MW_Before Competition Groups_Condensing Make Up Air Unit
Residential | Res ¦ Wall Insulation | 2032 | Economic | MW | Before Competition Groups | 1.7903 | 0 | 0 | 1451.0675 | 0.0012338 | 40 | Residential_2032_Economic_MW_Before Competition Groups_40 | Wall Insulation | 0.1234% | 0 | 1.7903 | Residential_2032_Economic_MW_Before Competition Groups_Wall Insulation
Residential | Res ¦ Comprehensive Draft Proofing | 2032 | Economic | MW | Before Competition Groups | 1.6566 | 0 | 0 | 1451.0675 | 0.0011416 | 41 | Residential_2032_Economic_MW_Before Competition Groups_41 | Comprehensive Draft Proofing | 0.1142% | 0 | 1.6566 | Residential_2032_Economic_MW_Before Competition Groups_Comprehensive Draft Proofing
Residential | Res ¦ Variable Frequency Drive (VFD) | 2032 | Economic | MW | Before Competition Groups | 1.6067 | 0 | 0 | 1451.0675 | 0.0011073 | 42 | Residential_2032_Economic_MW_Before Competition Groups_42 | Variable Frequency Drive (VFD) | 0.1107% | 0 | 1.6067 | Residential_2032_Economic_MW_Before Competition Groups_Variable Frequency Drive (VFD)
Residential | Res ¦ Water Heater Temperature Setback | 2032 | Economic | MW | Before Competition Groups | 1.0162 | 0 | 0 | 1451.0675 | 0.0007003 | 43 | Residential_2032_Economic_MW_Before Competition Groups_43 | Water Heater Temperature Setback | 0.07003% | 0 | 1.0162 | Residential_2032_Economic_MW_Before Competition Groups_Water Heater Temperature Setback
Residential | Res ¦ LED Parking Lot Fixture | 2032 | Economic | MW | Before Competition Groups | 0.87191 | 0 | 0 | 1451.0675 | 0.00060087 | 44 | Residential_2032_Economic_MW_Before Competition Groups_44 | LED Parking Lot Fixture | 0.06009% | 0 | 0.87191 | Residential_2032_Economic_MW_Before Competition Groups_LED Parking Lot Fixture
Residential | Res ¦ VFD on Pumps | 2032 | Economic | MW | Before Competition Groups | 0.49409 | 0 | 0 | 1451.0675 | 0.0003405 | 45 | Residential_2032_Economic_MW_Before Competition Groups_45 | VFD on Pumps | 0.03405% | 0 | 0.49409 | Residential_2032_Economic_MW_Before Competition Groups_VFD on Pumps
Residential | Res ¦ ENERGY STAR LED Lamps (General Service Lamps) | 2032 | Economic | MW | Before Competition Groups | 0.44466 | 0 | 0 | 1451.0675 | 0.00030644 | 46 | Residential_2032_Economic_MW_Before Competition Groups_46 | ENERGY STAR LED Lamps (General Service Lamps) | 0.03064% | 0 | 0.44466 | Residential_2032_Economic_MW_Before Competition Groups_ENERGY STAR LED Lamps (General Service Lamps)
Residential | Res ¦ LED Exterior Area Lights - LED Fixture (200W) | 2032 | Economic | MW | Before Competition Groups | 0.40858 | 0 | 0 | 1451.0675 | 0.00028157 | 47 | Residential_2032_Economic_MW_Before Competition Groups_47 | LED Exterior Area Lights - LED Fixture (200W) | 0.02816% | 0 | 0.40858 | Residential_2032_Economic_MW_Before Competition Groups_LED Exterior Area Lights - LED Fixture (200W)
Residential | Res ¦ ECM MOTORS FOR HVAC APPLICATION (FAN-POWERED VAV BOX) | 2032 | Economic | MW | Before Competition Groups | 0.34568 | 0 | 0 | 1451.0675 | 0.00023822 | 48 | Residential_2032_Economic_MW_Before Competition Groups_48 | ECM MOTORS FOR HVAC APPLICATION (FAN-POWERED VAV BOX) | 0.02382% | 0 | 0.34568 | Residential_2032_Economic_MW_Before Competition Groups_ECM MOTORS FOR HVAC APPLICATION (FAN-POWERED VAV BOX)
Residential | Res ¦ Chilled Water Optimization | 2032 | Economic | MW | Before Competition Groups | 0.25815 | 0 | 0 | 1451.0675 | 0.0001779 | 49 | Residential_2032_Economic_MW_Before Competition Groups_49 | Chilled Water Optimization | 0.01779% | 0 | 0.25815 | Residential_2032_Economic_MW_Before Competition Groups_Chilled Water Optimization
Residential | Res ¦ Beverage Vending Machine Controls | 2032 | Economic | MW | Before Competition Groups | 0.24917 | 0 | 0 | 1451.0675 | 0.00017171 | 50 | Residential_2032_Economic_MW_Before Competition Groups_50 | Beverage Vending Machine Controls | 0.01717% | 0 | 0.24917 | Residential_2032_Economic_MW_Before Competition Groups_Beverage Vending Machine Controls
Residential | Res ¦ LED High Bay Fixture | 2032 | Economic | MW | Before Competition Groups | 0.020796 | 0 | 0 | 1451.0675 | 1.4331e-05 | 51 | Residential_2032_Economic_MW_Before Competition Groups_51 | LED High Bay Fixture | 0.001433% | 0 | 0.020796 | Residential_2032_Economic_MW_Before Competition Groups_LED High Bay Fixture
Residential | Res ¦ Wall Insulation MF | 2032 | Economic | MW | Before Competition Groups | 0.012813 | 0 | 0 | 1451.0675 | 8.83e-06 | 52 | Residential_2032_Economic_MW_Before Competition Groups_52 | Wall Insulation MF | 0.000883% | 0 | 0.012813 | Residential_2032_Economic_MW_Before Competition Groups_Wall Insulation MF
Residential | Res ¦ LED Downlight | 2032 | Economic | MW | Before Competition Groups | 0 | 0 | 0 | 1451.0675 | 0 | 53 | Residential_2032_Economic_MW_Before Competition Groups_53 | LED Downlight | 0% | 0 | 0 | Residential_2032_Economic_MW_Before Competition Groups_LED Downlight
Residential | Res ¦ Smart Power Bar | 2032 | Economic | MW | Before Competition Groups | 0 | 0 | 0 | 1451.0675 | 0 | 54 | Residential_2032_Economic_MW_Before Competition Groups_54 | Smart Power Bar | 0% | 0 | 0 | Residential_2032_Economic_MW_Before Competition Groups_Smart Power Bar
Residential | Res ¦ Ductless Mini-Split Heat Pump | 2032 | SC A | MW | Before Competition Groups | 88.0393 | 0 | 0 | 437.4587 | 0.20125 | 1 | Residential_2032_SC A_MW_Before Competition Groups_1 | Ductless Mini-Split Heat Pump | 20.13% | 0 | 88.0393 | Residential_2032_SC A_MW_Before Competition Groups_Ductless Mini-Split Heat Pump
Residential | Res ¦ Building Recommissioning, Operations and Maintenance (O&M) Improvements | 2032 | SC A | MW | Before Competition Groups | 50.8751 | 0 | 0 | 437.4587 | 0.1163 | 2 | Residential_2032_SC A_MW_Before Competition Groups_2 | Building Recommissioning, Operations and Maintenance (O&M) Improvements | 11.63% | 0 | 50.8751 | Residential_2032_SC A_MW_Before Competition Groups_Building Recommissioning, Operations and Maintenance (O&M) Improvements
Residential | Res ¦ Energy Star Clothes Washer | 2032 | SC A | MW | Before Competition Groups | 45.0828 | 0 | 0 | 437.4587 | 0.10306 | 3 | Residential_2032_SC A_MW_Before Competition Groups_3 | Energy Star Clothes Washer | 10.31% | 0 | 45.0828 | Residential_2032_SC A_MW_Before Competition Groups_Energy Star Clothes Washer
Residential | Res ¦ Adaptive Thermostat | 2032 | SC A | MW | Before Competition Groups | 30.0294 | 0 | 0 | 437.4587 | 0.068645 | 4 | Residential_2032_SC A_MW_Before Competition Groups_4 | Adaptive Thermostat | 6.865% | 0 | 30.0294 | Residential_2032_SC A_MW_Before Competition Groups_Adaptive Thermostat
Residential | Res ¦ Energy Star LED Specialty Bulbs | 2032 | SC A | MW | Before Competition Groups | 29.338 | 0 | 0 | 437.4587 | 0.067065 | 5 | Residential_2032_SC A_MW_Before Competition Groups_5 | Energy Star LED Specialty Bulbs | 6.706% | 0 | 29.338 | Residential_2032_SC A_MW_Before Competition Groups_Energy Star LED Specialty Bulbs
Residential | Res ¦ Variable Speed Pool Pump Motor | 2032 | SC A | MW | Before Competition Groups | 26.3124 | 0 | 0 | 437.4587 | 0.060148 | 6 | Residential_2032_SC A_MW_Before Competition Groups_6 | Variable Speed Pool Pump Motor | 6.015% | 0 | 26.3124 | Residential_2032_SC A_MW_Before Competition Groups_Variable Speed Pool Pump Motor
Residential | Res ¦ Energy Star Air Source Heat Pump | 2032 | SC A | MW | Before Competition Groups | 22.3858 | 0 | 0 | 437.4587 | 0.051172 | 7 | Residential_2032_SC A_MW_Before Competition Groups_7 | Energy Star Air Source Heat Pump | 5.117% | 0 | 22.3858 | Residential_2032_SC A_MW_Before Competition Groups_Energy Star Air Source Heat Pump
Residential | Res ¦ Basement Wall Insulation | 2032 | SC A | MW | Before Competition Groups | 21.2059 | 0 | 0 | 437.4587 | 0.048475 | 8 | Residential_2032_SC A_MW_Before Competition Groups_8 | Basement Wall Insulation | 4.848% | 0 | 21.2059 | Residential_2032_SC A_MW_Before Competition Groups_Basement Wall Insulation
Residential | Res ¦ Energy Star Room Air Conditioner | 2032 | SC A | MW | Before Competition Groups | 14.9095 | 0 | 0 | 437.4587 | 0.034082 | 9 | Residential_2032_SC A_MW_Before Competition Groups_9 | Energy Star Room Air Conditioner | 3.408% | 0 | 14.9095 | Residential_2032_SC A_MW_Before Competition Groups_Energy Star Room Air Conditioner
Residential | Res ¦ Energy Star A Line, PAR, MR Lamps | 2032 | SC A | MW | Before Competition Groups | 13.3249 | 0 | 0 | 437.4587 | 0.03046 | 10 | Residential_2032_SC A_MW_Before Competition Groups_10 | Energy Star A Line, PAR, MR Lamps | 3.046% | 0 | 13.3249 | Residential_2032_SC A_MW_Before Competition Groups_Energy Star A Line, PAR, MR Lamps
Residential | Res ¦ Energy Star LED Bulbs General Purpose LEDs | 2032 | SC A | MW | Before Competition Groups | 10.1607 | 0 | 0 | 437.4587 | 0.023227 | 11 | Residential_2032_SC A_MW_Before Competition Groups_11 | Energy Star LED Bulbs General Purpose LEDs | 2.323% | 0 | 10.1607 | Residential_2032_SC A_MW_Before Competition Groups_Energy Star LED Bulbs General Purpose LEDs
Residential | Res ¦ High Efficiency Chiller (avg of water and air cooled) | 2032 | SC A | MW | Before Competition Groups | 9.0224 | 0 | 0 | 437.4587 | 0.020624 | 12 | Residential_2032_SC A_MW_Before Competition Groups_12 | High Efficiency Chiller (avg of water and air cooled) | 2.062% | 0 | 9.0224 | Residential_2032_SC A_MW_Before Competition Groups_High Efficiency Chiller (avg of water and air cooled)
Residential | Res ¦ Energy Star Clothes Dryer | 2032 | SC A | MW | Before Competition Groups | 8.3047 | 0 | 0 | 437.4587 | 0.018984 | 13 | Residential_2032_SC A_MW_Before Competition Groups_13 | Energy Star Clothes Dryer | 1.898% | 0 | 8.3047 | Residential_2032_SC A_MW_Before Competition Groups_Energy Star Clothes Dryer
Residential | Res ¦ Home Energy Reports | 2032 | SC A | MW | Before Competition Groups | 8.0487 | 0 | 0 | 437.4587 | 0.018399 | 14 | Residential_2032_SC A_MW_Before Competition Groups_14 | Home Energy Reports | 1.84% | 0 | 8.0487 | Residential_2032_SC A_MW_Before Competition Groups_Home Energy Reports
Residential | Res ¦ Energy Star Torchiere | 2032 | SC A | MW | Before Competition Groups | 6.9267 | 0 | 0 | 437.4587 | 0.015834 | 15 | Residential_2032_SC A_MW_Before Competition Groups_15 | Energy Star Torchiere | 1.583% | 0 | 6.9267 | Residential_2032_SC A_MW_Before Competition Groups_Energy Star Torchiere
Residential | Res ¦ Attic Insulation | 2032 | SC A | MW | Before Competition Groups | 6.6089 | 0 | 0 | 437.4587 | 0.015108 | 16 | Residential_2032_SC A_MW_Before Competition Groups_16 | Attic Insulation | 1.511% | 0 | 6.6089 | Residential_2032_SC A_MW_Before Competition Groups_Attic Insulation
Residential | Res ¦ Occupancy Sensors MF | 2032 | SC A | MW | Before Competition Groups | 6.2179 | 0 | 0 | 437.4587 | 0.014214 | 17 | Residential_2032_SC A_MW_Before Competition Groups_17 | Occupancy Sensors MF | 1.421% | 0 | 6.2179 | Residential_2032_SC A_MW_Before Competition Groups_Occupancy Sensors MF
Residential | Res ¦ Advanced BAS/Controllers | 2032 | SC A | MW | Before Competition Groups | 4.9601 | 0 | 0 | 437.4587 | 0.011338 | 18 | Residential_2032_SC A_MW_Before Competition Groups_18 | Advanced BAS/Controllers | 1.134% | 0 | 4.9601 | Residential_2032_SC A_MW_Before Competition Groups_Advanced BAS/Controllers
Residential | Res ¦ Refrigerator Recycling | 2032 | SC A | MW | Before Competition Groups | 4.2428 | 0 | 0 | 437.4587 | 0.0096987 | 19 | Residential_2032_SC A_MW_Before Competition Groups_19 | Refrigerator Recycling | 0.9699% | 0 | 4.2428 | Residential_2032_SC A_MW_Before Competition Groups_Refrigerator Recycling
Residential | Res ¦ LED Tube Re-Lamp | 2032 | SC A | MW | Before Competition Groups | 3.3622 | 0 | 0 | 437.4587 | 0.0076857 | 20 | Residential_2032_SC A_MW_Before Competition Groups_20 | LED Tube Re-Lamp | 0.7686% | 0 | 3.3622 | Residential_2032_SC A_MW_Before Competition Groups_LED Tube Re-Lamp
Residential | Res ¦ Energy Star Freezer | 2032 | SC A | MW | Before Competition Groups | 3.131 | 0 | 0 | 437.4587 | 0.0071572 | 21 | Residential_2032_SC A_MW_Before Competition Groups_21 | Energy Star Freezer | 0.7157% | 0 | 3.131 | Residential_2032_SC A_MW_Before Competition Groups_Energy Star Freezer
Residential | Res ¦ Minimize Hot and Warm Clothes Wash | 2032 | SC A | MW | Before Competition Groups | 2.8466 | 0 | 0 | 437.4587 | 0.0065072 | 22 | Residential_2032_SC A_MW_Before Competition Groups_22 | Minimize Hot and Warm Clothes Wash | 0.6507% | 0 | 2.8466 | Residential_2032_SC A_MW_Before Competition Groups_Minimize Hot and Warm Clothes Wash
Residential | Res ¦ Energy Star Light Fixture | 2032 | SC A | MW | Before Competition Groups | 2.5504 | 0 | 0 | 437.4587 | 0.0058301 | 23 | Residential_2032_SC A_MW_Before Competition Groups_23 | Energy Star Light Fixture | 0.583% | 0 | 2.5504 | Residential_2032_SC A_MW_Before Competition Groups_Energy Star Light Fixture
Residential | Res ¦ Outside Air Economizer | 2032 | SC A | MW | Before Competition Groups | 2.4959 | 0 | 0 | 437.4587 | 0.0057054 | 24 | Residential_2032_SC A_MW_Before Competition Groups_24 | Outside Air Economizer | 0.5705% | 0 | 2.4959 | Residential_2032_SC A_MW_Before Competition Groups_Outside Air Economizer
Residential | Res ¦ Air Sealing | 2032 | SC A | MW | Before Competition Groups | 2.441 | 0 | 0 | 437.4587 | 0.0055799 | 25 | Residential_2032_SC A_MW_Before Competition Groups_25 | Air Sealing | 0.558% | 0 | 2.441 | Residential_2032_SC A_MW_Before Competition Groups_Air Sealing
Residential | Res ¦ ENERGY STAR LED LAMPS (REFLECTOR LAMPs/MR16/PAR 16) | 2032 | SC A | MW | Before Competition Groups | 1.9898 | 0 | 0 | 437.4587 | 0.0045485 | 26 | Residential_2032_SC A_MW_Before Competition Groups_26 | ENERGY STAR LED LAMPS (REFLECTOR LAMPs/MR16/PAR 16) | 0.4548% | 0 | 1.9898 | Residential_2032_SC A_MW_Before Competition Groups_ENERGY STAR LED LAMPS (REFLECTOR LAMPs/MR16/PAR 16)
Residential | Res ¦ Smart Burners | 2032 | SC A | MW | Before Competition Groups | 1.5328 | 0 | 0 | 437.4587 | 0.0035038 | 27 | Residential_2032_SC A_MW_Before Competition Groups_27 | Smart Burners | 0.3504% | 0 | 1.5328 | Residential_2032_SC A_MW_Before Competition Groups_Smart Burners
Residential | Res ¦ Furnace Whistle | 2032 | SC A | MW | Before Competition Groups | 1.2606 | 0 | 0 | 437.4587 | 0.0028816 | 28 | Residential_2032_SC A_MW_Before Competition Groups_28 | Furnace Whistle | 0.2882% | 0 | 1.2606 | Residential_2032_SC A_MW_Before Competition Groups_Furnace Whistle
Residential | Res ¦ Variable Frequency Drive (VFD) | 2032 | SC A | MW | Before Competition Groups | 1.039 | 0 | 0 | 437.4587 | 0.002375 | 29 | Residential_2032_SC A_MW_Before Competition Groups_29 | Variable Frequency Drive (VFD) | 0.2375% | 0 | 1.039 | Residential_2032_SC A_MW_Before Competition Groups_Variable Frequency Drive (VFD)
Residential | Res ¦ Comprehensive Draft Proofing | 2032 | SC A | MW | Before Competition Groups | 1.0171 | 0 | 0 | 437.4587 | 0.002325 | 30 | Residential_2032_SC A_MW_Before Competition Groups_30 | Comprehensive Draft Proofing | 0.2325% | 0 | 1.0171 | Residential_2032_SC A_MW_Before Competition Groups_Comprehensive Draft Proofing
Residential | Res ¦ CO Sensors for parking garage exhaust fans | 2032 | SC A | MW | Before Competition Groups | 0.86508 | 0 | 0 | 437.4587 | 0.0019775 | 31 | Residential_2032_SC A_MW_Before Competition Groups_31 | CO Sensors for parking garage exhaust fans | 0.1978% | 0 | 0.86508 | Residential_2032_SC A_MW_Before Competition Groups_CO Sensors for parking garage exhaust fans
Residential | Res ¦ LED Parking Lot Fixture | 2032 | SC A | MW | Before Competition Groups | 0.84322 | 0 | 0 | 437.4587 | 0.0019275 | 32 | Residential_2032_SC A_MW_Before Competition Groups_32 | LED Parking Lot Fixture | 0.1928% | 0 | 0.84322 | Residential_2032_SC A_MW_Before Competition Groups_LED Parking Lot Fixture
Residential | Res ¦ Energy Star Dehumidifier | 2032 | SC A | MW | Before Competition Groups | 0.82235 | 0 | 0 | 437.4587 | 0.0018798 | 33 | Residential_2032_SC A_MW_Before Competition Groups_33 | Energy Star Dehumidifier | 0.188% | 0 | 0.82235 | Residential_2032_SC A_MW_Before Competition Groups_Energy Star Dehumidifier
Residential | Res ¦ Demand Control Ventilation | 2032 | SC A | MW | Before Competition Groups | 0.67644 | 0 | 0 | 437.4587 | 0.0015463 | 34 | Residential_2032_SC A_MW_Before Competition Groups_34 | Demand Control Ventilation | 0.1546% | 0 | 0.67644 | Residential_2032_SC A_MW_Before Competition Groups_Demand Control Ventilation
Residential | Res ¦ Water Heater Temperature Setback | 2032 | SC A | MW | Before Competition Groups | 0.65311 | 0 | 0 | 437.4587 | 0.001493 | 35 | Residential_2032_SC A_MW_Before Competition Groups_35 | Water Heater Temperature Setback | 0.1493% | 0 | 0.65311 | Residential_2032_SC A_MW_Before Competition Groups_Water Heater Temperature Setback
Residential | Res ¦ Clothes Drying Racks | 2032 | SC A | MW | Before Competition Groups | 0.47025 | 0 | 0 | 437.4587 | 0.001075 | 36 | Residential_2032_SC A_MW_Before Competition Groups_36 | Clothes Drying Racks | 0.1075% | 0 | 0.47025 | Residential_2032_SC A_MW_Before Competition Groups_Clothes Drying Racks
Residential | Res ¦ Floor Insulation | 2032 | SC A | MW | Before Competition Groups | 0.46328 | 0 | 0 | 437.4587 | 0.001059 | 37 | Residential_2032_SC A_MW_Before Competition Groups_37 | Floor Insulation | 0.1059% | 0 | 0.46328 | Residential_2032_SC A_MW_Before Competition Groups_Floor Insulation
Residential | Res ¦ Tankless Water Heater | 2032 | SC A | MW | Before Competition Groups | 0.46039 | 0 | 0 | 437.4587 | 0.0010524 | 38 | Residential_2032_SC A_MW_Before Competition Groups_38 | Tankless Water Heater | 0.1052% | 0 | 0.46039 | Residential_2032_SC A_MW_Before Competition Groups_Tankless Water Heater
Residential | Res ¦ ENERGY STAR LED Lamps (General Service Lamps) | 2032 | SC A | MW | Before Competition Groups | 0.44123 | 0 | 0 | 437.4587 | 0.0010086 | 39 | Residential_2032_SC A_MW_Before Competition Groups_39 | ENERGY STAR LED Lamps (General Service Lamps) | 0.1009% | 0 | 0.44123 | Residential_2032_SC A_MW_Before Competition Groups_ENERGY STAR LED Lamps (General Service Lamps)
Residential | Res ¦ LED Exterior Area Lights - LED Fixture (200W) | 2032 | SC A | MW | Before Competition Groups | 0.41097 | 0 | 0 | 437.4587 | 0.00093945 | 40 | Residential_2032_SC A_MW_Before Competition Groups_40 | LED Exterior Area Lights - LED Fixture (200W) | 0.09395% | 0 | 0.41097 | Residential_2032_SC A_MW_Before Competition Groups_LED Exterior Area Lights - LED Fixture (200W)
Residential | Res ¦ Condensing Make Up Air Unit | 2032 | SC A | MW | Before Competition Groups | 0.33935 | 0 | 0 | 437.4587 | 0.00077572 | 41 | Residential_2032_SC A_MW_Before Competition Groups_41 | Condensing Make Up Air Unit | 0.07757% | 0 | 0.33935 | Residential_2032_SC A_MW_Before Competition Groups_Condensing Make Up Air Unit
Residential | Res ¦ VFD on Pumps | 2032 | SC A | MW | Before Competition Groups | 0.29978 | 0 | 0 | 437.4587 | 0.00068527 | 42 | Residential_2032_SC A_MW_Before Competition Groups_42 | VFD on Pumps | 0.06853% | 0 | 0.29978 | Residential_2032_SC A_MW_Before Competition Groups_VFD on Pumps
Residential | Res ¦ Duct Insulation | 2032 | SC A | MW | Before Competition Groups | 0.27264 | 0 | 0 | 437.4587 | 0.00062323 | 43 | Residential_2032_SC A_MW_Before Competition Groups_43 | Duct Insulation | 0.06232% | 0 | 0.27264 | Residential_2032_SC A_MW_Before Competition Groups_Duct Insulation
Residential | Res ¦ ECM MOTORS FOR HVAC APPLICATION (FAN-POWERED VAV BOX) | 2032 | SC A | MW | Before Competition Groups | 0.18066 | 0 | 0 | 437.4587 | 0.00041299 | 44 | Residential_2032_SC A_MW_Before Competition Groups_44 | ECM MOTORS FOR HVAC APPLICATION (FAN-POWERED VAV BOX) | 0.0413% | 0 | 0.18066 | Residential_2032_SC A_MW_Before Competition Groups_ECM MOTORS FOR HVAC APPLICATION (FAN-POWERED VAV BOX)
Residential | Res ¦ Heat Recovery Ventilator | 2032 | SC A | MW | Before Competition Groups | 0.1733 | 0 | 0 | 437.4587 | 0.00039614 | 45 | Residential_2032_SC A_MW_Before Competition Groups_45 | Heat Recovery Ventilator | 0.03961% | 0 | 0.1733 | Residential_2032_SC A_MW_Before Competition Groups_Heat Recovery Ventilator
Residential | Res ¦ Duct Insulation MF | 2032 | SC A | MW | Before Competition Groups | 0.16162 | 0 | 0 | 437.4587 | 0.00036945 | 46 | Residential_2032_SC A_MW_Before Competition Groups_46 | Duct Insulation MF | 0.03694% | 0 | 0.16162 | Residential_2032_SC A_MW_Before Competition Groups_Duct Insulation MF
Residential | Res ¦ Chilled Water Optimization | 2032 | SC A | MW | Before Competition Groups | 0.13004 | 0 | 0 | 437.4587 | 0.00029727 | 47 | Residential_2032_SC A_MW_Before Competition Groups_47 | Chilled Water Optimization | 0.02973% | 0 | 0.13004 | Residential_2032_SC A_MW_Before Competition Groups_Chilled Water Optimization
Residential | Res ¦ Beverage Vending Machine Controls | 2032 | SC A | MW | Before Competition Groups | 0.11059 | 0 | 0 | 437.4587 | 0.0002528 | 48 | Residential_2032_SC A_MW_Before Competition Groups_48 | Beverage Vending Machine Controls | 0.02528% | 0 | 0.11059 | Residential_2032_SC A_MW_Before Competition Groups_Beverage Vending Machine Controls
Residential | Res ¦ LED High Bay Fixture | 2032 | SC A | MW | Before Competition Groups | 0.013816 | 0 | 0 | 437.4587 | 3.1582e-05 | 49 | Residential_2032_SC A_MW_Before Competition Groups_49 | LED High Bay Fixture | 0.003158% | 0 | 0.013816 | Residential_2032_SC A_MW_Before Competition Groups_LED High Bay Fixture
Residential | Res ¦ Wall Insulation | 2032 | SC A | MW | Before Competition Groups | 0.0045738 | 0 | 0 | 437.4587 | 1.0455e-05 | 50 | Residential_2032_SC A_MW_Before Competition Groups_50 | Wall Insulation | 0.001046% | 0 | 0.0045738 | Residential_2032_SC A_MW_Before Competition Groups_Wall Insulation
Residential | Res ¦ Wall Insulation MF | 2032 | SC A | MW | Before Competition Groups | 0.0033382 | 0 | 0 | 437.4587 | 7.631e-06 | 51 | Residential_2032_SC A_MW_Before Competition Groups_51 | Wall Insulation MF | 0.0007631% | 0 | 0.0033382 | Residential_2032_SC A_MW_Before Competition Groups_Wall Insulation MF
Residential | Res ¦ Freezer Recycling | 2032 | SC A | MW | Before Competition Groups | 0.00043893 | 0 | 0 | 437.4587 | 1.0034e-06 | 52 | Residential_2032_SC A_MW_Before Competition Groups_52 | Freezer Recycling | 0.0001003% | 0 | 0.00043893 | Residential_2032_SC A_MW_Before Competition Groups_Freezer Recycling
Residential | Res ¦ LED Downlight | 2032 | SC A | MW | Before Competition Groups | 0 | 0 | 0 | 437.4587 | 0 | 53 | Residential_2032_SC A_MW_Before Competition Groups_53 | LED Downlight | 0% | 0 | 0 | Residential_2032_SC A_MW_Before Competition Groups_LED Downlight
Residential | Res ¦ Smart Power Bar | 2032 | SC A | MW | Before Competition Groups | 0 | 0 | 0 | 437.4587 | 0 | 54 | Residential_2032_SC A_MW_Before Competition Groups_54 | Smart Power Bar | 0% | 0 | 0 | Residential_2032_SC A_MW_Before Competition Groups_Smart Power Bar
Residential | Res ¦ Ductless Mini-Split Heat Pump | 2032 | SC B | MW | Before Competition Groups | 111.761 | 0 | 0 | 716.4962 | 0.15598 | 1 | Residential_2032_SC B_MW_Before Competition Groups_1 | Ductless Mini-Split Heat Pump | 15.6% | 0 | 111.761 | Residential_2032_SC B_MW_Before Competition Groups_Ductless Mini-Split Heat Pump
Residential | Res ¦ Building Recommissioning, Operations and Maintenance (O&M) Improvements | 2032 | SC B | MW | Before Competition Groups | 82.4493 | 0 | 0 | 716.4962 | 0.11507 | 2 | Residential_2032_SC B_MW_Before Competition Groups_2 | Building Recommissioning, Operations and Maintenance (O&M) Improvements | 11.51% | 0 | 82.4493 | Residential_2032_SC B_MW_Before Competition Groups_Building Recommissioning, Operations and Maintenance (O&M) Improvements
Residential | Res ¦ Adaptive Thermostat | 2032 | SC B | MW | Before Competition Groups | 74.9819 | 0 | 0 | 716.4962 | 0.10465 | 3 | Residential_2032_SC B_MW_Before Competition Groups_3 | Adaptive Thermostat | 10.47% | 0 | 74.9819 | Residential_2032_SC B_MW_Before Competition Groups_Adaptive Thermostat
Residential | Res ¦ Energy Star Clothes Washer | 2032 | SC B | MW | Before Competition Groups | 69.6574 | 0 | 0 | 716.4962 | 0.097219 | 4 | Residential_2032_SC B_MW_Before Competition Groups_4 | Energy Star Clothes Washer | 9.722% | 0 | 69.6574 | Residential_2032_SC B_MW_Before Competition Groups_Energy Star Clothes Washer
Residential | Res ¦ Variable Speed Pool Pump Motor | 2032 | SC B | MW | Before Competition Groups | 58.8912 | 0 | 0 | 716.4962 | 0.082193 | 5 | Residential_2032_SC B_MW_Before Competition Groups_5 | Variable Speed Pool Pump Motor | 8.219% | 0 | 58.8912 | Residential_2032_SC B_MW_Before Competition Groups_Variable Speed Pool Pump Motor
Residential | Res ¦ Energy Star Air Source Heat Pump | 2032 | SC B | MW | Before Competition Groups | 34.3174 | 0 | 0 | 716.4962 | 0.047896 | 6 | Residential_2032_SC B_MW_Before Competition Groups_6 | Energy Star Air Source Heat Pump | 4.79% | 0 | 34.3174 | Residential_2032_SC B_MW_Before Competition Groups_Energy Star Air Source Heat Pump
Residential | Res ¦ Energy Star Room Air Conditioner | 2032 | SC B | MW | Before Competition Groups | 28.351 | 0 | 0 | 716.4962 | 0.039569 | 7 | Residential_2032_SC B_MW_Before Competition Groups_7 | Energy Star Room Air Conditioner | 3.957% | 0 | 28.351 | Residential_2032_SC B_MW_Before Competition Groups_Energy Star Room Air Conditioner
Residential | Res ¦ Basement Wall Insulation | 2032 | SC B | MW | Before Competition Groups | 21.6504 | 0 | 0 | 716.4962 | 0.030217 | 8 | Residential_2032_SC B_MW_Before Competition Groups_8 | Basement Wall Insulation | 3.022% | 0 | 21.6504 | Residential_2032_SC B_MW_Before Competition Groups_Basement Wall Insulation
Residential | Res ¦ Energy Star LED Bulbs General Purpose LEDs | 2032 | SC B | MW | Before Competition Groups | 19.2942 | 0 | 0 | 716.4962 | 0.026929 | 9 | Residential_2032_SC B_MW_Before Competition Groups_9 | Energy Star LED Bulbs General Purpose LEDs | 2.693% | 0 | 19.2942 | Residential_2032_SC B_MW_Before Competition Groups_Energy Star LED Bulbs General Purpose LEDs
Residential | Res ¦ Energy Star A Line, PAR, MR Lamps | 2032 | SC B | MW | Before Competition Groups | 18.8609 | 0 | 0 | 716.4962 | 0.026324 | 10 | Residential_2032_SC B_MW_Before Competition Groups_10 | Energy Star A Line, PAR, MR Lamps | 2.632% | 0 | 18.8609 | Residential_2032_SC B_MW_Before Competition Groups_Energy Star A Line, PAR, MR Lamps
Residential | Res ¦ Energy Star LED Specialty Bulbs | 2032 | SC B | MW | Before Competition Groups | 17.48 | 0 | 0 | 716.4962 | 0.024397 | 11 | Residential_2032_SC B_MW_Before Competition Groups_11 | Energy Star LED Specialty Bulbs | 2.44% | 0 | 17.48 | Residential_2032_SC B_MW_Before Competition Groups_Energy Star LED Specialty Bulbs
Residential | Res ¦ Attic Insulation | 2032 | SC B | MW | Before Competition Groups | 16.6987 | 0 | 0 | 716.4962 | 0.023306 | 12 | Residential_2032_SC B_MW_Before Competition Groups_12 | Attic Insulation | 2.331% | 0 | 16.6987 | Residential_2032_SC B_MW_Before Competition Groups_Attic Insulation
Residential | Res ¦ Energy Star Clothes Dryer | 2032 | SC B | MW | Before Competition Groups | 14.9009 | 0 | 0 | 716.4962 | 0.020797 | 13 | Residential_2032_SC B_MW_Before Competition Groups_13 | Energy Star Clothes Dryer | 2.08% | 0 | 14.9009 | Residential_2032_SC B_MW_Before Competition Groups_Energy Star Clothes Dryer
Residential | Res ¦ Advanced BAS/Controllers | 2032 | SC B | MW | Before Competition Groups | 12.067 | 0 | 0 | 716.4962 | 0.016842 | 14 | Residential_2032_SC B_MW_Before Competition Groups_14 | Advanced BAS/Controllers | 1.684% | 0 | 12.067 | Residential_2032_SC B_MW_Before Competition Groups_Advanced BAS/Controllers
Residential | Res ¦ Clothes Drying Racks | 2032 | SC B | MW | Before Competition Groups | 11.1653 | 0 | 0 | 716.4962 | 0.015583 | 15 | Residential_2032_SC B_MW_Before Competition Groups_15 | Clothes Drying Racks | 1.558% | 0 | 11.1653 | Residential_2032_SC B_MW_Before Competition Groups_Clothes Drying Racks
Residential | Res ¦ Occupancy Sensors MF | 2032 | SC B | MW | Before Competition Groups | 10.6205 | 0 | 0 | 716.4962 | 0.014823 | 16 | Residential_2032_SC B_MW_Before Competition Groups_16 | Occupancy Sensors MF | 1.482% | 0 | 10.6205 | Residential_2032_SC B_MW_Before Competition Groups_Occupancy Sensors MF
Residential | Res ¦ Energy Star Torchiere | 2032 | SC B | MW | Before Competition Groups | 9.7182 | 0 | 0 | 716.4962 | 0.013564 | 17 | Residential_2032_SC B_MW_Before Competition Groups_17 | Energy Star Torchiere | 1.356% | 0 | 9.7182 | Residential_2032_SC B_MW_Before Competition Groups_Energy Star Torchiere
Residential | Res ¦ Refrigerator Recycling | 2032 | SC B | MW | Before Competition Groups | 9.4631 | 0 | 0 | 716.4962 | 0.013207 | 18 | Residential_2032_SC B_MW_Before Competition Groups_18 | Refrigerator Recycling | 1.321% | 0 | 9.4631 | Residential_2032_SC B_MW_Before Competition Groups_Refrigerator Recycling
Residential | Res ¦ High Efficiency Chiller (avg of water and air cooled) | 2032 | SC B | MW | Before Competition Groups | 9.2486 | 0 | 0 | 716.4962 | 0.012908 | 19 | Residential_2032_SC B_MW_Before Competition Groups_19 | High Efficiency Chiller (avg of water and air cooled) | 1.291% | 0 | 9.2486 | Residential_2032_SC B_MW_Before Competition Groups_High Efficiency Chiller (avg of water and air cooled)
Residential | Res ¦ Freezer Recycling | 2032 | SC B | MW | Before Competition Groups | 8.8083 | 0 | 0 | 716.4962 | 0.012294 | 20 | Residential_2032_SC B_MW_Before Competition Groups_20 | Freezer Recycling | 1.229% | 0 | 8.8083 | Residential_2032_SC B_MW_Before Competition Groups_Freezer Recycling
Residential | Res ¦ Home Energy Reports | 2032 | SC B | MW | Before Competition Groups | 8.0487 | 0 | 0 | 716.4962 | 0.011233 | 21 | Residential_2032_SC B_MW_Before Competition Groups_21 | Home Energy Reports | 1.123% | 0 | 8.0487 | Residential_2032_SC B_MW_Before Competition Groups_Home Energy Reports
Residential | Res ¦ Energy Star Dehumidifier | 2032 | SC B | MW | Before Competition Groups | 7.1941 | 0 | 0 | 716.4962 | 0.010041 | 22 | Residential_2032_SC B_MW_Before Competition Groups_22 | Energy Star Dehumidifier | 1.004% | 0 | 7.1941 | Residential_2032_SC B_MW_Before Competition Groups_Energy Star Dehumidifier
Residential | Res ¦ Energy Star Freezer | 2032 | SC B | MW | Before Competition Groups | 6.5044 | 0 | 0 | 716.4962 | 0.009078 | 23 | Residential_2032_SC B_MW_Before Competition Groups_23 | Energy Star Freezer | 0.9078% | 0 | 6.5044 | Residential_2032_SC B_MW_Before Competition Groups_Energy Star Freezer
Residential | Res ¦ Smart Burners | 2032 | SC B | MW | Before Competition Groups | 6.5006 | 0 | 0 | 716.4962 | 0.0090728 | 24 | Residential_2032_SC B_MW_Before Competition Groups_24 | Smart Burners | 0.9073% | 0 | 6.5006 | Residential_2032_SC B_MW_Before Competition Groups_Smart Burners
Residential | Res ¦ Air Sealing | 2032 | SC B | MW | Before Competition Groups | 4.605 | 0 | 0 | 716.4962 | 0.0064271 | 25 | Residential_2032_SC B_MW_Before Competition Groups_25 | Air Sealing | 0.6427% | 0 | 4.605 | Residential_2032_SC B_MW_Before Competition Groups_Air Sealing
Residential | Res ¦ Floor Insulation | 2032 | SC B | MW | Before Competition Groups | 4.3746 | 0 | 0 | 716.4962 | 0.0061056 | 26 | Residential_2032_SC B_MW_Before Competition Groups_26 | Floor Insulation | 0.6106% | 0 | 4.3746 | Residential_2032_SC B_MW_Before Competition Groups_Floor Insulation
Residential | Res ¦ Duct Insulation | 2032 | SC B | MW | Before Competition Groups | 4.0522 | 0 | 0 | 716.4962 | 0.0056556 | 27 | Residential_2032_SC B_MW_Before Competition Groups_27 | Duct Insulation | 0.5656% | 0 | 4.0522 | Residential_2032_SC B_MW_Before Competition Groups_Duct Insulation
Residential | Res ¦ Energy Star Light Fixture | 2032 | SC B | MW | Before Competition Groups | 3.63 | 0 | 0 | 716.4962 | 0.0050664 | 28 | Residential_2032_SC B_MW_Before Competition Groups_28 | Energy Star Light Fixture | 0.5066% | 0 | 3.63 | Residential_2032_SC B_MW_Before Competition Groups_Energy Star Light Fixture
Residential | Res ¦ Outside Air Economizer | 2032 | SC B | MW | Before Competition Groups | 3.3634 | 0 | 0 | 716.4962 | 0.0046942 | 29 | Residential_2032_SC B_MW_Before Competition Groups_29 | Outside Air Economizer | 0.4694% | 0 | 3.3634 | Residential_2032_SC B_MW_Before Competition Groups_Outside Air Economizer
Residential | Res ¦ LED Tube Re-Lamp | 2032 | SC B | MW | Before Competition Groups | 3.3622 | 0 | 0 | 716.4962 | 0.0046925 | 30 | Residential_2032_SC B_MW_Before Competition Groups_30 | LED Tube Re-Lamp | 0.4693% | 0 | 3.3622 | Residential_2032_SC B_MW_Before Competition Groups_LED Tube Re-Lamp
Residential | Res ¦ Minimize Hot and Warm Clothes Wash | 2032 | SC B | MW | Before Competition Groups | 2.8466 | 0 | 0 | 716.4962 | 0.003973 | 31 | Residential_2032_SC B_MW_Before Competition Groups_31 | Minimize Hot and Warm Clothes Wash | 0.3973% | 0 | 2.8466 | Residential_2032_SC B_MW_Before Competition Groups_Minimize Hot and Warm Clothes Wash
Residential | Res ¦ Demand Control Ventilation | 2032 | SC B | MW | Before Competition Groups | 2.1207 | 0 | 0 | 716.4962 | 0.0029598 | 32 | Residential_2032_SC B_MW_Before Competition Groups_32 | Demand Control Ventilation | 0.296% | 0 | 2.1207 | Residential_2032_SC B_MW_Before Competition Groups_Demand Control Ventilation
Residential | Res ¦ Heat Recovery Ventilator | 2032 | SC B | MW | Before Competition Groups | 2.0412 | 0 | 0 | 716.4962 | 0.0028489 | 33 | Residential_2032_SC B_MW_Before Competition Groups_33 | Heat Recovery Ventilator | 0.2849% | 0 | 2.0412 | Residential_2032_SC B_MW_Before Competition Groups_Heat Recovery Ventilator
Residential | Res ¦ Furnace Whistle | 2032 | SC B | MW | Before Competition Groups | 2.038 | 0 | 0 | 716.4962 | 0.0028444 | 34 | Residential_2032_SC B_MW_Before Competition Groups_34 | Furnace Whistle | 0.2844% | 0 | 2.038 | Residential_2032_SC B_MW_Before Competition Groups_Furnace Whistle
Residential | Res ¦ ENERGY STAR LED LAMPS (REFLECTOR LAMPs/MR16/PAR 16) | 2032 | SC B | MW | Before Competition Groups | 1.9898 | 0 | 0 | 716.4962 | 0.0027771 | 35 | Residential_2032_SC B_MW_Before Competition Groups_35 | ENERGY STAR LED LAMPS (REFLECTOR LAMPs/MR16/PAR 16) | 0.2777% | 0 | 1.9898 | Residential_2032_SC B_MW_Before Competition Groups_ENERGY STAR LED LAMPS (REFLECTOR LAMPs/MR16/PAR 16)
Residential | Res ¦ CO Sensors for parking garage exhaust fans | 2032 | SC B | MW | Before Competition Groups | 1.8066 | 0 | 0 | 716.4962 | 0.0025214 | 36 | Residential_2032_SC B_MW_Before Competition Groups_36 | CO Sensors for parking garage exhaust fans | 0.2521% | 0 | 1.8066 | Residential_2032_SC B_MW_Before Competition Groups_CO Sensors for parking garage exhaust fans
Residential | Res ¦ Comprehensive Draft Proofing | 2032 | SC B | MW | Before Competition Groups | 1.7318 | 0 | 0 | 716.4962 | 0.002417 | 37 | Residential_2032_SC B_MW_Before Competition Groups_37 | Comprehensive Draft Proofing | 0.2417% | 0 | 1.7318 | Residential_2032_SC B_MW_Before Competition Groups_Comprehensive Draft Proofing
Residential | Res ¦ Duct Insulation MF | 2032 | SC B | MW | Before Competition Groups | 1.6975 | 0 | 0 | 716.4962 | 0.0023691 | 38 | Residential_2032_SC B_MW_Before Competition Groups_38 | Duct Insulation MF | 0.2369% | 0 | 1.6975 | Residential_2032_SC B_MW_Before Competition Groups_Duct Insulation MF
Residential | Res ¦ Variable Frequency Drive (VFD) | 2032 | SC B | MW | Before Competition Groups | 1.6797 | 0 | 0 | 716.4962 | 0.0023443 | 39 | Residential_2032_SC B_MW_Before Competition Groups_39 | Variable Frequency Drive (VFD) | 0.2344% | 0 | 1.6797 | Residential_2032_SC B_MW_Before Competition Groups_Variable Frequency Drive (VFD)
Residential | Res ¦ Tankless Water Heater | 2032 | SC B | MW | Before Competition Groups | 1.2093 | 0 | 0 | 716.4962 | 0.0016878 | 40 | Residential_2032_SC B_MW_Before Competition Groups_40 | Tankless Water Heater | 0.1688% | 0 | 1.2093 | Residential_2032_SC B_MW_Before Competition Groups_Tankless Water Heater
Residential | Res ¦ Condensing Make Up Air Unit | 2032 | SC B | MW | Before Competition Groups | 1.1995 | 0 | 0 | 716.4962 | 0.0016741 | 41 | Residential_2032_SC B_MW_Before Competition Groups_41 | Condensing Make Up Air Unit | 0.1674% | 0 | 1.1995 | Residential_2032_SC B_MW_Before Competition Groups_Condensing Make Up Air Unit
Residential | Res ¦ Water Heater Temperature Setback | 2032 | SC B | MW | Before Competition Groups | 1.0623 | 0 | 0 | 716.4962 | 0.0014827 | 42 | Residential_2032_SC B_MW_Before Competition Groups_42 | Water Heater Temperature Setback | 0.1483% | 0 | 1.0623 | Residential_2032_SC B_MW_Before Competition Groups_Water Heater Temperature Setback
Residential | Res ¦ LED Parking Lot Fixture | 2032 | SC B | MW | Before Competition Groups | 0.90365 | 0 | 0 | 716.4962 | 0.0012612 | 43 | Residential_2032_SC B_MW_Before Competition Groups_43 | LED Parking Lot Fixture | 0.1261% | 0 | 0.90365 | Residential_2032_SC B_MW_Before Competition Groups_LED Parking Lot Fixture
Residential | Res ¦ VFD on Pumps | 2032 | SC B | MW | Before Competition Groups | 0.51652 | 0 | 0 | 716.4962 | 0.0007209 | 44 | Residential_2032_SC B_MW_Before Competition Groups_44 | VFD on Pumps | 0.07209% | 0 | 0.51652 | Residential_2032_SC B_MW_Before Competition Groups_VFD on Pumps
Residential | Res ¦ ENERGY STAR LED Lamps (General Service Lamps) | 2032 | SC B | MW | Before Competition Groups | 0.44123 | 0 | 0 | 716.4962 | 0.00061582 | 45 | Residential_2032_SC B_MW_Before Competition Groups_45 | ENERGY STAR LED Lamps (General Service Lamps) | 0.06158% | 0 | 0.44123 | Residential_2032_SC B_MW_Before Competition Groups_ENERGY STAR LED Lamps (General Service Lamps)
Residential | Res ¦ LED Exterior Area Lights - LED Fixture (200W) | 2032 | SC B | MW | Before Competition Groups | 0.41097 | 0 | 0 | 716.4962 | 0.00057359 | 46 | Residential_2032_SC B_MW_Before Competition Groups_46 | LED Exterior Area Lights - LED Fixture (200W) | 0.05736% | 0 | 0.41097 | Residential_2032_SC B_MW_Before Competition Groups_LED Exterior Area Lights - LED Fixture (200W)
Residential | Res ¦ ECM MOTORS FOR HVAC APPLICATION (FAN-POWERED VAV BOX) | 2032 | SC B | MW | Before Competition Groups | 0.29367 | 0 | 0 | 716.4962 | 0.00040986 | 47 | Residential_2032_SC B_MW_Before Competition Groups_47 | ECM MOTORS FOR HVAC APPLICATION (FAN-POWERED VAV BOX) | 0.04099% | 0 | 0.29367 | Residential_2032_SC B_MW_Before Competition Groups_ECM MOTORS FOR HVAC APPLICATION (FAN-POWERED VAV BOX)
Residential | Res ¦ Beverage Vending Machine Controls | 2032 | SC B | MW | Before Competition Groups | 0.20491 | 0 | 0 | 716.4962 | 0.00028598 | 48 | Residential_2032_SC B_MW_Before Competition Groups_48 | Beverage Vending Machine Controls | 0.0286% | 0 | 0.20491 | Residential_2032_SC B_MW_Before Competition Groups_Beverage Vending Machine Controls
Residential | Res ¦ Chilled Water Optimization | 2032 | SC B | MW | Before Competition Groups | 0.17186 | 0 | 0 | 716.4962 | 0.00023986 | 49 | Residential_2032_SC B_MW_Before Competition Groups_49 | Chilled Water Optimization | 0.02399% | 0 | 0.17186 | Residential_2032_SC B_MW_Before Competition Groups_Chilled Water Optimization
Residential | Res ¦ Wall Insulation | 2032 | SC B | MW | Before Competition Groups | 0.081028 | 0 | 0 | 716.4962 | 0.00011309 | 50 | Residential_2032_SC B_MW_Before Competition Groups_50 | Wall Insulation | 0.01131% | 0 | 0.081028 | Residential_2032_SC B_MW_Before Competition Groups_Wall Insulation
Residential | Res ¦ LED High Bay Fixture | 2032 | SC B | MW | Before Competition Groups | 0.025077 | 0 | 0 | 716.4962 | 3.5e-05 | 51 | Residential_2032_SC B_MW_Before Competition Groups_51 | LED High Bay Fixture | 0.0035% | 0 | 0.025077 | Residential_2032_SC B_MW_Before Competition Groups_LED High Bay Fixture
Residential | Res ¦ Wall Insulation MF | 2032 | SC B | MW | Before Competition Groups | 0.0038137 | 0 | 0 | 716.4962 | 5.3227e-06 | 52 | Residential_2032_SC B_MW_Before Competition Groups_52 | Wall Insulation MF | 0.0005323% | 0 | 0.0038137 | Residential_2032_SC B_MW_Before Competition Groups_Wall Insulation MF
Residential | Res ¦ LED Downlight | 2032 | SC B | MW | Before Competition Groups | 0 | 0 | 0 | 716.4962 | 0 | 53 | Residential_2032_SC B_MW_Before Competition Groups_53 | LED Downlight | 0% | 0 | 0 | Residential_2032_SC B_MW_Before Competition Groups_LED Downlight
Residential | Res ¦ Smart Power Bar | 2032 | SC B | MW | Before Competition Groups | 0 | 0 | 0 | 716.4962 | 0 | 54 | Residential_2032_SC B_MW_Before Competition Groups_54 | Smart Power Bar | 0% | 0 | 0 | Residential_2032_SC B_MW_Before Competition Groups_Smart Power Bar
Residential | Res ¦ Ductless Mini-Split Heat Pump | 2032 | SC C | MW | Before Competition Groups | 88.036 | 0 | 0 | 533.8405 | 0.16491 | 1 | Residential_2032_SC C_MW_Before Competition Groups_1 | Ductless Mini-Split Heat Pump | 16.49% | 0 | 88.036 | Residential_2032_SC C_MW_Before Competition Groups_Ductless Mini-Split Heat Pump
Residential | Res ¦ Energy Star Clothes Washer | 2032 | SC C | MW | Before Competition Groups | 63.0024 | 0 | 0 | 533.8405 | 0.11802 | 2 | Residential_2032_SC C_MW_Before Competition Groups_2 | Energy Star Clothes Washer | 11.8% | 0 | 63.0024 | Residential_2032_SC C_MW_Before Competition Groups_Energy Star Clothes Washer
Residential | Res ¦ Adaptive Thermostat | 2032 | SC C | MW | Before Competition Groups | 51.1808 | 0 | 0 | 533.8405 | 0.095873 | 3 | Residential_2032_SC C_MW_Before Competition Groups_3 | Adaptive Thermostat | 9.587% | 0 | 51.1808 | Residential_2032_SC C_MW_Before Competition Groups_Adaptive Thermostat
Residential | Res ¦ Building Recommissioning, Operations and Maintenance (O&M) Improvements | 2032 | SC C | MW | Before Competition Groups | 50.9984 | 0 | 0 | 533.8405 | 0.095531 | 4 | Residential_2032_SC C_MW_Before Competition Groups_4 | Building Recommissioning, Operations and Maintenance (O&M) Improvements | 9.553% | 0 | 50.9984 | Residential_2032_SC C_MW_Before Competition Groups_Building Recommissioning, Operations and Maintenance (O&M) Improvements
Residential | Res ¦ Variable Speed Pool Pump Motor | 2032 | SC C | MW | Before Competition Groups | 36.4276 | 0 | 0 | 533.8405 | 0.068237 | 5 | Residential_2032_SC C_MW_Before Competition Groups_5 | Variable Speed Pool Pump Motor | 6.824% | 0 | 36.4276 | Residential_2032_SC C_MW_Before Competition Groups_Variable Speed Pool Pump Motor
Residential | Res ¦ Energy Star LED Specialty Bulbs | 2032 | SC C | MW | Before Competition Groups | 29.338 | 0 | 0 | 533.8405 | 0.054956 | 6 | Residential_2032_SC C_MW_Before Competition Groups_6 | Energy Star LED Specialty Bulbs | 5.496% | 0 | 29.338 | Residential_2032_SC C_MW_Before Competition Groups_Energy Star LED Specialty Bulbs
Residential | Res ¦ Energy Star Room Air Conditioner | 2032 | SC C | MW | Before Competition Groups | 23.1814 | 0 | 0 | 533.8405 | 0.043424 | 7 | Residential_2032_SC C_MW_Before Competition Groups_7 | Energy Star Room Air Conditioner | 4.342% | 0 | 23.1814 | Residential_2032_SC C_MW_Before Competition Groups_Energy Star Room Air Conditioner
Residential | Res ¦ Energy Star Air Source Heat Pump | 2032 | SC C | MW | Before Competition Groups | 22.3858 | 0 | 0 | 533.8405 | 0.041934 | 8 | Residential_2032_SC C_MW_Before Competition Groups_8 | Energy Star Air Source Heat Pump | 4.193% | 0 | 22.3858 | Residential_2032_SC C_MW_Before Competition Groups_Energy Star Air Source Heat Pump
Residential | Res ¦ Basement Wall Insulation | 2032 | SC C | MW | Before Competition Groups | 21.6536 | 0 | 0 | 533.8405 | 0.040562 | 9 | Residential_2032_SC C_MW_Before Competition Groups_9 | Basement Wall Insulation | 4.056% | 0 | 21.6536 | Residential_2032_SC C_MW_Before Competition Groups_Basement Wall Insulation
Residential | Res ¦ Attic Insulation | 2032 | SC C | MW | Before Competition Groups | 16.2974 | 0 | 0 | 533.8405 | 0.030529 | 10 | Residential_2032_SC C_MW_Before Competition Groups_10 | Attic Insulation | 3.053% | 0 | 16.2974 | Residential_2032_SC C_MW_Before Competition Groups_Attic Insulation
Residential | Res ¦ Energy Star Clothes Dryer | 2032 | SC C | MW | Before Competition Groups | 14.9058 | 0 | 0 | 533.8405 | 0.027922 | 11 | Residential_2032_SC C_MW_Before Competition Groups_11 | Energy Star Clothes Dryer | 2.792% | 0 | 14.9058 | Residential_2032_SC C_MW_Before Competition Groups_Energy Star Clothes Dryer
Residential | Res ¦ Energy Star A Line, PAR, MR Lamps | 2032 | SC C | MW | Before Competition Groups | 13.3249 | 0 | 0 | 533.8405 | 0.02496 | 12 | Residential_2032_SC C_MW_Before Competition Groups_12 | Energy Star A Line, PAR, MR Lamps | 2.496% | 0 | 13.3249 | Residential_2032_SC C_MW_Before Competition Groups_Energy Star A Line, PAR, MR Lamps
Residential | Res ¦ Energy Star LED Bulbs General Purpose LEDs | 2032 | SC C | MW | Before Competition Groups | 10.1607 | 0 | 0 | 533.8405 | 0.019033 | 13 | Residential_2032_SC C_MW_Before Competition Groups_13 | Energy Star LED Bulbs General Purpose LEDs | 1.903% | 0 | 10.1607 | Residential_2032_SC C_MW_Before Competition Groups_Energy Star LED Bulbs General Purpose LEDs
Residential | Res ¦ High Efficiency Chiller (avg of water and air cooled) | 2032 | SC C | MW | Before Competition Groups | 9.0224 | 0 | 0 | 533.8405 | 0.016901 | 14 | Residential_2032_SC C_MW_Before Competition Groups_14 | High Efficiency Chiller (avg of water and air cooled) | 1.69% | 0 | 9.0224 | Residential_2032_SC C_MW_Before Competition Groups_High Efficiency Chiller (avg of water and air cooled)
Residential | Res ¦ Home Energy Reports | 2032 | SC C | MW | Before Competition Groups | 8.0487 | 0 | 0 | 533.8405 | 0.015077 | 15 | Residential_2032_SC C_MW_Before Competition Groups_15 | Home Energy Reports | 1.508% | 0 | 8.0487 | Residential_2032_SC C_MW_Before Competition Groups_Home Energy Reports
Residential | Res ¦ Advanced BAS/Controllers | 2032 | SC C | MW | Before Competition Groups | 7.4642 | 0 | 0 | 533.8405 | 0.013982 | 16 | Residential_2032_SC C_MW_Before Competition Groups_16 | Advanced BAS/Controllers | 1.398% | 0 | 7.4642 | Residential_2032_SC C_MW_Before Competition Groups_Advanced BAS/Controllers
Residential | Res ¦ Energy Star Torchiere | 2032 | SC C | MW | Before Competition Groups | 6.9267 | 0 | 0 | 533.8405 | 0.012975 | 17 | Residential_2032_SC C_MW_Before Competition Groups_17 | Energy Star Torchiere | 1.298% | 0 | 6.9267 | Residential_2032_SC C_MW_Before Competition Groups_Energy Star Torchiere
Residential | Res ¦ Occupancy Sensors MF | 2032 | SC C | MW | Before Competition Groups | 6.2179 | 0 | 0 | 533.8405 | 0.011648 | 18 | Residential_2032_SC C_MW_Before Competition Groups_18 | Occupancy Sensors MF | 1.165% | 0 | 6.2179 | Residential_2032_SC C_MW_Before Competition Groups_Occupancy Sensors MF
Residential | Res ¦ Refrigerator Recycling | 2032 | SC C | MW | Before Competition Groups | 5.8535 | 0 | 0 | 533.8405 | 0.010965 | 19 | Residential_2032_SC C_MW_Before Competition Groups_19 | Refrigerator Recycling | 1.096% | 0 | 5.8535 | Residential_2032_SC C_MW_Before Competition Groups_Refrigerator Recycling
Residential | Res ¦ Energy Star Freezer | 2032 | SC C | MW | Before Competition Groups | 5.3912 | 0 | 0 | 533.8405 | 0.010099 | 20 | Residential_2032_SC C_MW_Before Competition Groups_20 | Energy Star Freezer | 1.01% | 0 | 5.3912 | Residential_2032_SC C_MW_Before Competition Groups_Energy Star Freezer
Residential | Res ¦ Smart Burners | 2032 | SC C | MW | Before Competition Groups | 4.2127 | 0 | 0 | 533.8405 | 0.0078913 | 21 | Residential_2032_SC C_MW_Before Competition Groups_21 | Smart Burners | 0.7891% | 0 | 4.2127 | Residential_2032_SC C_MW_Before Competition Groups_Smart Burners
Residential | Res ¦ Air Sealing | 2032 | SC C | MW | Before Competition Groups | 4.1927 | 0 | 0 | 533.8405 | 0.0078539 | 22 | Residential_2032_SC C_MW_Before Competition Groups_22 | Air Sealing | 0.7854% | 0 | 4.1927 | Residential_2032_SC C_MW_Before Competition Groups_Air Sealing
Residential | Res ¦ Energy Star Dehumidifier | 2032 | SC C | MW | Before Competition Groups | 3.8007 | 0 | 0 | 533.8405 | 0.0071196 | 23 | Residential_2032_SC C_MW_Before Competition Groups_23 | Energy Star Dehumidifier | 0.712% | 0 | 3.8007 | Residential_2032_SC C_MW_Before Competition Groups_Energy Star Dehumidifier
Residential | Res ¦ Floor Insulation | 2032 | SC C | MW | Before Competition Groups | 3.4197 | 0 | 0 | 533.8405 | 0.0064058 | 24 | Residential_2032_SC C_MW_Before Competition Groups_24 | Floor Insulation | 0.6406% | 0 | 3.4197 | Residential_2032_SC C_MW_Before Competition Groups_Floor Insulation
Residential | Res ¦ Energy Star Light Fixture | 2032 | SC C | MW | Before Competition Groups | 3.3691 | 0 | 0 | 533.8405 | 0.006311 | 25 | Residential_2032_SC C_MW_Before Competition Groups_25 | Energy Star Light Fixture | 0.6311% | 0 | 3.3691 | Residential_2032_SC C_MW_Before Competition Groups_Energy Star Light Fixture
Residential | Res ¦ LED Tube Re-Lamp | 2032 | SC C | MW | Before Competition Groups | 3.3622 | 0 | 0 | 533.8405 | 0.0062981 | 26 | Residential_2032_SC C_MW_Before Competition Groups_26 | LED Tube Re-Lamp | 0.6298% | 0 | 3.3622 | Residential_2032_SC C_MW_Before Competition Groups_LED Tube Re-Lamp
Residential | Res ¦ Minimize Hot and Warm Clothes Wash | 2032 | SC C | MW | Before Competition Groups | 2.8466 | 0 | 0 | 533.8405 | 0.0053324 | 27 | Residential_2032_SC C_MW_Before Competition Groups_27 | Minimize Hot and Warm Clothes Wash | 0.5332% | 0 | 2.8466 | Residential_2032_SC C_MW_Before Competition Groups_Minimize Hot and Warm Clothes Wash
Residential | Res ¦ Outside Air Economizer | 2032 | SC C | MW | Before Competition Groups | 2.4959 | 0 | 0 | 533.8405 | 0.0046753 | 28 | Residential_2032_SC C_MW_Before Competition Groups_28 | Outside Air Economizer | 0.4675% | 0 | 2.4959 | Residential_2032_SC C_MW_Before Competition Groups_Outside Air Economizer
Residential | Res ¦ ENERGY STAR LED LAMPS (REFLECTOR LAMPs/MR16/PAR 16) | 2032 | SC C | MW | Before Competition Groups | 1.9898 | 0 | 0 | 533.8405 | 0.0037273 | 29 | Residential_2032_SC C_MW_Before Competition Groups_29 | ENERGY STAR LED LAMPS (REFLECTOR LAMPs/MR16/PAR 16) | 0.3727% | 0 | 1.9898 | Residential_2032_SC C_MW_Before Competition Groups_ENERGY STAR LED LAMPS (REFLECTOR LAMPs/MR16/PAR 16)
Residential | Res ¦ Duct Insulation MF | 2032 | SC C | MW | Before Competition Groups | 1.5512 | 0 | 0 | 533.8405 | 0.0029058 | 30 | Residential_2032_SC C_MW_Before Competition Groups_30 | Duct Insulation MF | 0.2906% | 0 | 1.5512 | Residential_2032_SC C_MW_Before Competition Groups_Duct Insulation MF
Residential | Res ¦ Demand Control Ventilation | 2032 | SC C | MW | Before Competition Groups | 1.3118 | 0 | 0 | 533.8405 | 0.0024573 | 31 | Residential_2032_SC C_MW_Before Competition Groups_31 | Demand Control Ventilation | 0.2457% | 0 | 1.3118 | Residential_2032_SC C_MW_Before Competition Groups_Demand Control Ventilation
Residential | Res ¦ Furnace Whistle | 2032 | SC C | MW | Before Competition Groups | 1.2606 | 0 | 0 | 533.8405 | 0.0023614 | 32 | Residential_2032_SC C_MW_Before Competition Groups_32 | Furnace Whistle | 0.2361% | 0 | 1.2606 | Residential_2032_SC C_MW_Before Competition Groups_Furnace Whistle
Residential | Res ¦ Duct Insulation | 2032 | SC C | MW | Before Competition Groups | 1.1948 | 0 | 0 | 533.8405 | 0.0022382 | 33 | Residential_2032_SC C_MW_Before Competition Groups_33 | Duct Insulation | 0.2238% | 0 | 1.1948 | Residential_2032_SC C_MW_Before Competition Groups_Duct Insulation
Residential | Res ¦ CO Sensors for parking garage exhaust fans | 2032 | SC C | MW | Before Competition Groups | 1.1468 | 0 | 0 | 533.8405 | 0.0021481 | 34 | Residential_2032_SC C_MW_Before Competition Groups_34 | CO Sensors for parking garage exhaust fans | 0.2148% | 0 | 1.1468 | Residential_2032_SC C_MW_Before Competition Groups_CO Sensors for parking garage exhaust fans
Residential | Res ¦ Comprehensive Draft Proofing | 2032 | SC C | MW | Before Competition Groups | 1.0712 | 0 | 0 | 533.8405 | 0.0020066 | 35 | Residential_2032_SC C_MW_Before Competition Groups_35 | Comprehensive Draft Proofing | 0.2007% | 0 | 1.0712 | Residential_2032_SC C_MW_Before Competition Groups_Comprehensive Draft Proofing
Residential | Res ¦ Variable Frequency Drive (VFD) | 2032 | SC C | MW | Before Competition Groups | 1.039 | 0 | 0 | 533.8405 | 0.0019462 | 36 | Residential_2032_SC C_MW_Before Competition Groups_36 | Variable Frequency Drive (VFD) | 0.1946% | 0 | 1.039 | Residential_2032_SC C_MW_Before Competition Groups_Variable Frequency Drive (VFD)
Residential | Res ¦ Condensing Make Up Air Unit | 2032 | SC C | MW | Before Competition Groups | 0.89284 | 0 | 0 | 533.8405 | 0.0016725 | 37 | Residential_2032_SC C_MW_Before Competition Groups_37 | Condensing Make Up Air Unit | 0.1672% | 0 | 0.89284 | Residential_2032_SC C_MW_Before Competition Groups_Condensing Make Up Air Unit
Residential | Res ¦ LED Parking Lot Fixture | 2032 | SC C | MW | Before Competition Groups | 0.84322 | 0 | 0 | 533.8405 | 0.0015795 | 38 | Residential_2032_SC C_MW_Before Competition Groups_38 | LED Parking Lot Fixture | 0.158% | 0 | 0.84322 | Residential_2032_SC C_MW_Before Competition Groups_LED Parking Lot Fixture
Residential | Res ¦ Tankless Water Heater | 2032 | SC C | MW | Before Competition Groups | 0.77768 | 0 | 0 | 533.8405 | 0.0014568 | 39 | Residential_2032_SC C_MW_Before Competition Groups_39 | Tankless Water Heater | 0.1457% | 0 | 0.77768 | Residential_2032_SC C_MW_Before Competition Groups_Tankless Water Heater
Residential | Res ¦ Water Heater Temperature Setback | 2032 | SC C | MW | Before Competition Groups | 0.65709 | 0 | 0 | 533.8405 | 0.0012309 | 40 | Residential_2032_SC C_MW_Before Competition Groups_40 | Water Heater Temperature Setback | 0.1231% | 0 | 0.65709 | Residential_2032_SC C_MW_Before Competition Groups_Water Heater Temperature Setback
Residential | Res ¦ Clothes Drying Racks | 2032 | SC C | MW | Before Competition Groups | 0.47025 | 0 | 0 | 533.8405 | 0.00088088 | 41 | Residential_2032_SC C_MW_Before Competition Groups_41 | Clothes Drying Racks | 0.08809% | 0 | 0.47025 | Residential_2032_SC C_MW_Before Competition Groups_Clothes Drying Racks
Residential | Res ¦ Heat Recovery Ventilator | 2032 | SC C | MW | Before Competition Groups | 0.46357 | 0 | 0 | 533.8405 | 0.00086837 | 42 | Residential_2032_SC C_MW_Before Competition Groups_42 | Heat Recovery Ventilator | 0.08684% | 0 | 0.46357 | Residential_2032_SC C_MW_Before Competition Groups_Heat Recovery Ventilator
Residential | Res ¦ ENERGY STAR LED Lamps (General Service Lamps) | 2032 | SC C | MW | Before Competition Groups | 0.44123 | 0 | 0 | 533.8405 | 0.00082653 | 43 | Residential_2032_SC C_MW_Before Competition Groups_43 | ENERGY STAR LED Lamps (General Service Lamps) | 0.08265% | 0 | 0.44123 | Residential_2032_SC C_MW_Before Competition Groups_ENERGY STAR LED Lamps (General Service Lamps)
Residential | Res ¦ LED Exterior Area Lights - LED Fixture (200W) | 2032 | SC C | MW | Before Competition Groups | 0.41097 | 0 | 0 | 533.8405 | 0.00076984 | 44 | Residential_2032_SC C_MW_Before Competition Groups_44 | LED Exterior Area Lights - LED Fixture (200W) | 0.07698% | 0 | 0.41097 | Residential_2032_SC C_MW_Before Competition Groups_LED Exterior Area Lights - LED Fixture (200W)
Residential | Res ¦ VFD on Pumps | 2032 | SC C | MW | Before Competition Groups | 0.3195 | 0 | 0 | 533.8405 | 0.00059848 | 45 | Residential_2032_SC C_MW_Before Competition Groups_45 | VFD on Pumps | 0.05985% | 0 | 0.3195 | Residential_2032_SC C_MW_Before Competition Groups_VFD on Pumps
Residential | Res ¦ ECM MOTORS FOR HVAC APPLICATION (FAN-POWERED VAV BOX) | 2032 | SC C | MW | Before Competition Groups | 0.18105 | 0 | 0 | 533.8405 | 0.00033915 | 46 | Residential_2032_SC C_MW_Before Competition Groups_46 | ECM MOTORS FOR HVAC APPLICATION (FAN-POWERED VAV BOX) | 0.03391% | 0 | 0.18105 | Residential_2032_SC C_MW_Before Competition Groups_ECM MOTORS FOR HVAC APPLICATION (FAN-POWERED VAV BOX)
Residential | Res ¦ Chilled Water Optimization | 2032 | SC C | MW | Before Competition Groups | 0.13004 | 0 | 0 | 533.8405 | 0.0002436 | 47 | Residential_2032_SC C_MW_Before Competition Groups_47 | Chilled Water Optimization | 0.02436% | 0 | 0.13004 | Residential_2032_SC C_MW_Before Competition Groups_Chilled Water Optimization
Residential | Res ¦ Beverage Vending Machine Controls | 2032 | SC C | MW | Before Competition Groups | 0.11983 | 0 | 0 | 533.8405 | 0.00022446 | 48 | Residential_2032_SC C_MW_Before Competition Groups_48 | Beverage Vending Machine Controls | 0.02245% | 0 | 0.11983 | Residential_2032_SC C_MW_Before Competition Groups_Beverage Vending Machine Controls
Residential | Res ¦ LED High Bay Fixture | 2032 | SC C | MW | Before Competition Groups | 0.025077 | 0 | 0 | 533.8405 | 4.6975e-05 | 49 | Residential_2032_SC C_MW_Before Competition Groups_49 | LED High Bay Fixture | 0.004697% | 0 | 0.025077 | Residential_2032_SC C_MW_Before Competition Groups_LED High Bay Fixture
Residential | Res ¦ Wall Insulation | 2032 | SC C | MW | Before Competition Groups | 0.021844 | 0 | 0 | 533.8405 | 4.0919e-05 | 50 | Residential_2032_SC C_MW_Before Competition Groups_50 | Wall Insulation | 0.004092% | 0 | 0.021844 | Residential_2032_SC C_MW_Before Competition Groups_Wall Insulation
Residential | Res ¦ Wall Insulation MF | 2032 | SC C | MW | Before Competition Groups | 0.003814 | 0 | 0 | 533.8405 | 7.1444e-06 | 51 | Residential_2032_SC C_MW_Before Competition Groups_51 | Wall Insulation MF | 0.0007144% | 0 | 0.003814 | Residential_2032_SC C_MW_Before Competition Groups_Wall Insulation MF
Residential | Res ¦ Freezer Recycling | 2032 | SC C | MW | Before Competition Groups | 0.00043893 | 0 | 0 | 533.8405 | 8.2221e-07 | 52 | Residential_2032_SC C_MW_Before Competition Groups_52 | Freezer Recycling | 8.222e-05% | 0 | 0.00043893 | Residential_2032_SC C_MW_Before Competition Groups_Freezer Recycling
Residential | Res ¦ LED Downlight | 2032 | SC C | MW | Before Competition Groups | 0 | 0 | 0 | 533.8405 | 0 | 53 | Residential_2032_SC C_MW_Before Competition Groups_53 | LED Downlight | 0% | 0 | 0 | Residential_2032_SC C_MW_Before Competition Groups_LED Downlight
Residential | Res ¦ Smart Power Bar | 2032 | SC C | MW | Before Competition Groups | 0 | 0 | 0 | 533.8405 | 0 | 54 | Residential_2032_SC C_MW_Before Competition Groups_54 | Smart Power Bar | 0% | 0 | 0 | Residential_2032_SC C_MW_Before Competition Groups_Smart Power Bar
Residential | Res ¦ Ductless Mini-Split Heat Pump | 2032 | SC D | MW | Before Competition Groups | 88.0393 | 0 | 0 | 440.7062 | 0.19977 | 1 | Residential_2032_SC D_MW_Before Competition Groups_1 | Ductless Mini-Split Heat Pump | 19.98% | 0 | 88.0393 | Residential_2032_SC D_MW_Before Competition Groups_Ductless Mini-Split Heat Pump
Residential | Res ¦ Building Recommissioning, Operations and Maintenance (O&M) Improvements | 2032 | SC D | MW | Before Competition Groups | 50.9984 | 0 | 0 | 440.7062 | 0.11572 | 2 | Residential_2032_SC D_MW_Before Competition Groups_2 | Building Recommissioning, Operations and Maintenance (O&M) Improvements | 11.57% | 0 | 50.9984 | Residential_2032_SC D_MW_Before Competition Groups_Building Recommissioning, Operations and Maintenance (O&M) Improvements
Residential | Res ¦ Energy Star Clothes Washer | 2032 | SC D | MW | Before Competition Groups | 41.6084 | 0 | 0 | 440.7062 | 0.094413 | 3 | Residential_2032_SC D_MW_Before Competition Groups_3 | Energy Star Clothes Washer | 9.441% | 0 | 41.6084 | Residential_2032_SC D_MW_Before Competition Groups_Energy Star Clothes Washer
Residential | Res ¦ Adaptive Thermostat | 2032 | SC D | MW | Before Competition Groups | 30.2851 | 0 | 0 | 440.7062 | 0.06872 | 4 | Residential_2032_SC D_MW_Before Competition Groups_4 | Adaptive Thermostat | 6.872% | 0 | 30.2851 | Residential_2032_SC D_MW_Before Competition Groups_Adaptive Thermostat
Residential | Res ¦ Variable Speed Pool Pump Motor | 2032 | SC D | MW | Before Competition Groups | 23.7078 | 0 | 0 | 440.7062 | 0.053795 | 5 | Residential_2032_SC D_MW_Before Competition Groups_5 | Variable Speed Pool Pump Motor | 5.38% | 0 | 23.7078 | Residential_2032_SC D_MW_Before Competition Groups_Variable Speed Pool Pump Motor
Residential | Res ¦ Energy Star Room Air Conditioner | 2032 | SC D | MW | Before Competition Groups | 23.073 | 0 | 0 | 440.7062 | 0.052355 | 6 | Residential_2032_SC D_MW_Before Competition Groups_6 | Energy Star Room Air Conditioner | 5.235% | 0 | 23.073 | Residential_2032_SC D_MW_Before Competition Groups_Energy Star Room Air Conditioner
Residential | Res ¦ Energy Star Air Source Heat Pump | 2032 | SC D | MW | Before Competition Groups | 22.3858 | 0 | 0 | 440.7062 | 0.050795 | 7 | Residential_2032_SC D_MW_Before Competition Groups_7 | Energy Star Air Source Heat Pump | 5.08% | 0 | 22.3858 | Residential_2032_SC D_MW_Before Competition Groups_Energy Star Air Source Heat Pump
Residential | Res ¦ Basement Wall Insulation | 2032 | SC D | MW | Before Competition Groups | 20.798 | 0 | 0 | 440.7062 | 0.047192 | 8 | Residential_2032_SC D_MW_Before Competition Groups_8 | Basement Wall Insulation | 4.719% | 0 | 20.798 | Residential_2032_SC D_MW_Before Competition Groups_Basement Wall Insulation
Residential | Res ¦ Energy Star LED Bulbs General Purpose LEDs | 2032 | SC D | MW | Before Competition Groups | 20.4971 | 0 | 0 | 440.7062 | 0.04651 | 9 | Residential_2032_SC D_MW_Before Competition Groups_9 | Energy Star LED Bulbs General Purpose LEDs | 4.651% | 0 | 20.4971 | Residential_2032_SC D_MW_Before Competition Groups_Energy Star LED Bulbs General Purpose LEDs
Residential | Res ¦ Energy Star LED Specialty Bulbs | 2032 | SC D | MW | Before Competition Groups | 19.7173 | 0 | 0 | 440.7062 | 0.04474 | 10 | Residential_2032_SC D_MW_Before Competition Groups_10 | Energy Star LED Specialty Bulbs | 4.474% | 0 | 19.7173 | Residential_2032_SC D_MW_Before Competition Groups_Energy Star LED Specialty Bulbs
Residential | Res ¦ Energy Star A Line, PAR, MR Lamps | 2032 | SC D | MW | Before Competition Groups | 13.3488 | 0 | 0 | 440.7062 | 0.030289 | 11 | Residential_2032_SC D_MW_Before Competition Groups_11 | Energy Star A Line, PAR, MR Lamps | 3.029% | 0 | 13.3488 | Residential_2032_SC D_MW_Before Competition Groups_Energy Star A Line, PAR, MR Lamps
Residential | Res ¦ High Efficiency Chiller (avg of water and air cooled) | 2032 | SC D | MW | Before Competition Groups | 9.0224 | 0 | 0 | 440.7062 | 0.020472 | 12 | Residential_2032_SC D_MW_Before Competition Groups_12 | High Efficiency Chiller (avg of water and air cooled) | 2.047% | 0 | 9.0224 | Residential_2032_SC D_MW_Before Competition Groups_High Efficiency Chiller (avg of water and air cooled)
Residential | Res ¦ Attic Insulation | 2032 | SC D | MW | Before Competition Groups | 8.6763 | 0 | 0 | 440.7062 | 0.019687 | 13 | Residential_2032_SC D_MW_Before Competition Groups_13 | Attic Insulation | 1.969% | 0 | 8.6763 | Residential_2032_SC D_MW_Before Competition Groups_Attic Insulation
Residential | Res ¦ Home Energy Reports | 2032 | SC D | MW | Before Competition Groups | 8.0487 | 0 | 0 | 440.7062 | 0.018263 | 14 | Residential_2032_SC D_MW_Before Competition Groups_14 | Home Energy Reports | 1.826% | 0 | 8.0487 | Residential_2032_SC D_MW_Before Competition Groups_Home Energy Reports
Residential | Res ¦ Energy Star Clothes Dryer | 2032 | SC D | MW | Before Competition Groups | 7.8861 | 0 | 0 | 440.7062 | 0.017894 | 15 | Residential_2032_SC D_MW_Before Competition Groups_15 | Energy Star Clothes Dryer | 1.789% | 0 | 7.8861 | Residential_2032_SC D_MW_Before Competition Groups_Energy Star Clothes Dryer
Residential | Res ¦ Advanced BAS/Controllers | 2032 | SC D | MW | Before Competition Groups | 7.4642 | 0 | 0 | 440.7062 | 0.016937 | 16 | Residential_2032_SC D_MW_Before Competition Groups_16 | Advanced BAS/Controllers | 1.694% | 0 | 7.4642 | Residential_2032_SC D_MW_Before Competition Groups_Advanced BAS/Controllers
Residential | Res ¦ Occupancy Sensors MF | 2032 | SC D | MW | Before Competition Groups | 6.2179 | 0 | 0 | 440.7062 | 0.014109 | 17 | Residential_2032_SC D_MW_Before Competition Groups_17 | Occupancy Sensors MF | 1.411% | 0 | 6.2179 | Residential_2032_SC D_MW_Before Competition Groups_Occupancy Sensors MF
Residential | Res ¦ Energy Star Torchiere | 2032 | SC D | MW | Before Competition Groups | 6.1399 | 0 | 0 | 440.7062 | 0.013932 | 18 | Residential_2032_SC D_MW_Before Competition Groups_18 | Energy Star Torchiere | 1.393% | 0 | 6.1399 | Residential_2032_SC D_MW_Before Competition Groups_Energy Star Torchiere
Residential | Res ¦ Refrigerator Recycling | 2032 | SC D | MW | Before Competition Groups | 3.5554 | 0 | 0 | 440.7062 | 0.0080675 | 19 | Residential_2032_SC D_MW_Before Competition Groups_19 | Refrigerator Recycling | 0.8068% | 0 | 3.5554 | Residential_2032_SC D_MW_Before Competition Groups_Refrigerator Recycling
Residential | Res ¦ LED Tube Re-Lamp | 2032 | SC D | MW | Before Competition Groups | 3.3547 | 0 | 0 | 440.7062 | 0.0076121 | 20 | Residential_2032_SC D_MW_Before Competition Groups_20 | LED Tube Re-Lamp | 0.7612% | 0 | 3.3547 | Residential_2032_SC D_MW_Before Competition Groups_LED Tube Re-Lamp
Residential | Res ¦ Energy Star Freezer | 2032 | SC D | MW | Before Competition Groups | 2.8678 | 0 | 0 | 440.7062 | 0.0065072 | 21 | Residential_2032_SC D_MW_Before Competition Groups_21 | Energy Star Freezer | 0.6507% | 0 | 2.8678 | Residential_2032_SC D_MW_Before Competition Groups_Energy Star Freezer
Residential | Res ¦ Minimize Hot and Warm Clothes Wash | 2032 | SC D | MW | Before Competition Groups | 2.8466 | 0 | 0 | 440.7062 | 0.0064593 | 22 | Residential_2032_SC D_MW_Before Competition Groups_22 | Minimize Hot and Warm Clothes Wash | 0.6459% | 0 | 2.8466 | Residential_2032_SC D_MW_Before Competition Groups_Minimize Hot and Warm Clothes Wash
Residential | Res ¦ Outside Air Economizer | 2032 | SC D | MW | Before Competition Groups | 2.4959 | 0 | 0 | 440.7062 | 0.0056633 | 23 | Residential_2032_SC D_MW_Before Competition Groups_23 | Outside Air Economizer | 0.5663% | 0 | 2.4959 | Residential_2032_SC D_MW_Before Competition Groups_Outside Air Economizer
Residential | Res ¦ Energy Star Light Fixture | 2032 | SC D | MW | Before Competition Groups | 2.0365 | 0 | 0 | 440.7062 | 0.004621 | 24 | Residential_2032_SC D_MW_Before Competition Groups_24 | Energy Star Light Fixture | 0.4621% | 0 | 2.0365 | Residential_2032_SC D_MW_Before Competition Groups_Energy Star Light Fixture
Residential | Res ¦ ENERGY STAR LED LAMPS (REFLECTOR LAMPs/MR16/PAR 16) | 2032 | SC D | MW | Before Competition Groups | 1.9898 | 0 | 0 | 440.7062 | 0.0045149 | 25 | Residential_2032_SC D_MW_Before Competition Groups_25 | ENERGY STAR LED LAMPS (REFLECTOR LAMPs/MR16/PAR 16) | 0.4515% | 0 | 1.9898 | Residential_2032_SC D_MW_Before Competition Groups_ENERGY STAR LED LAMPS (REFLECTOR LAMPs/MR16/PAR 16)
Residential | Res ¦ Air Sealing | 2032 | SC D | MW | Before Competition Groups | 1.5735 | 0 | 0 | 440.7062 | 0.0035705 | 26 | Residential_2032_SC D_MW_Before Competition Groups_26 | Air Sealing | 0.3571% | 0 | 1.5735 | Residential_2032_SC D_MW_Before Competition Groups_Air Sealing
Residential | Res ¦ Smart Burners | 2032 | SC D | MW | Before Competition Groups | 1.4548 | 0 | 0 | 440.7062 | 0.0033012 | 27 | Residential_2032_SC D_MW_Before Competition Groups_27 | Smart Burners | 0.3301% | 0 | 1.4548 | Residential_2032_SC D_MW_Before Competition Groups_Smart Burners
Residential | Res ¦ Furnace Whistle | 2032 | SC D | MW | Before Competition Groups | 1.2606 | 0 | 0 | 440.7062 | 0.0028604 | 28 | Residential_2032_SC D_MW_Before Competition Groups_28 | Furnace Whistle | 0.286% | 0 | 1.2606 | Residential_2032_SC D_MW_Before Competition Groups_Furnace Whistle
Residential | Res ¦ Energy Star Dehumidifier | 2032 | SC D | MW | Before Competition Groups | 1.0885 | 0 | 0 | 440.7062 | 0.00247 | 29 | Residential_2032_SC D_MW_Before Competition Groups_29 | Energy Star Dehumidifier | 0.247% | 0 | 1.0885 | Residential_2032_SC D_MW_Before Competition Groups_Energy Star Dehumidifier
Residential | Res ¦ Comprehensive Draft Proofing | 2032 | SC D | MW | Before Competition Groups | 0.96725 | 0 | 0 | 440.7062 | 0.0021948 | 30 | Residential_2032_SC D_MW_Before Competition Groups_30 | Comprehensive Draft Proofing | 0.2195% | 0 | 0.96725 | Residential_2032_SC D_MW_Before Competition Groups_Comprehensive Draft Proofing
Residential | Res ¦ LED Parking Lot Fixture | 2032 | SC D | MW | Before Competition Groups | 0.84322 | 0 | 0 | 440.7062 | 0.0019133 | 31 | Residential_2032_SC D_MW_Before Competition Groups_31 | LED Parking Lot Fixture | 0.1913% | 0 | 0.84322 | Residential_2032_SC D_MW_Before Competition Groups_LED Parking Lot Fixture
Residential | Res ¦ Variable Frequency Drive (VFD) | 2032 | SC D | MW | Before Competition Groups | 0.78423 | 0 | 0 | 440.7062 | 0.0017795 | 32 | Residential_2032_SC D_MW_Before Competition Groups_32 | Variable Frequency Drive (VFD) | 0.1779% | 0 | 0.78423 | Residential_2032_SC D_MW_Before Competition Groups_Variable Frequency Drive (VFD)
Residential | Res ¦ CO Sensors for parking garage exhaust fans | 2032 | SC D | MW | Before Competition Groups | 0.72495 | 0 | 0 | 440.7062 | 0.001645 | 33 | Residential_2032_SC D_MW_Before Competition Groups_33 | CO Sensors for parking garage exhaust fans | 0.1645% | 0 | 0.72495 | Residential_2032_SC D_MW_Before Competition Groups_CO Sensors for parking garage exhaust fans
Residential | Res ¦ Water Heater Temperature Setback | 2032 | SC D | MW | Before Competition Groups | 0.59628 | 0 | 0 | 440.7062 | 0.001353 | 34 | Residential_2032_SC D_MW_Before Competition Groups_34 | Water Heater Temperature Setback | 0.1353% | 0 | 0.59628 | Residential_2032_SC D_MW_Before Competition Groups_Water Heater Temperature Setback
Residential | Res ¦ Floor Insulation | 2032 | SC D | MW | Before Competition Groups | 0.57498 | 0 | 0 | 440.7062 | 0.0013047 | 35 | Residential_2032_SC D_MW_Before Competition Groups_35 | Floor Insulation | 0.1305% | 0 | 0.57498 | Residential_2032_SC D_MW_Before Competition Groups_Floor Insulation
Residential | Res ¦ Demand Control Ventilation | 2032 | SC D | MW | Before Competition Groups | 0.51505 | 0 | 0 | 440.7062 | 0.0011687 | 36 | Residential_2032_SC D_MW_Before Competition Groups_36 | Demand Control Ventilation | 0.1169% | 0 | 0.51505 | Residential_2032_SC D_MW_Before Competition Groups_Demand Control Ventilation
Residential | Res ¦ Clothes Drying Racks | 2032 | SC D | MW | Before Competition Groups | 0.47025 | 0 | 0 | 440.7062 | 0.001067 | 37 | Residential_2032_SC D_MW_Before Competition Groups_37 | Clothes Drying Racks | 0.1067% | 0 | 0.47025 | Residential_2032_SC D_MW_Before Competition Groups_Clothes Drying Racks
Residential | Res ¦ ENERGY STAR LED Lamps (General Service Lamps) | 2032 | SC D | MW | Before Competition Groups | 0.44123 | 0 | 0 | 440.7062 | 0.0010012 | 38 | Residential_2032_SC D_MW_Before Competition Groups_38 | ENERGY STAR LED Lamps (General Service Lamps) | 0.1001% | 0 | 0.44123 | Residential_2032_SC D_MW_Before Competition Groups_ENERGY STAR LED Lamps (General Service Lamps)
Residential | Res ¦ Tankless Water Heater | 2032 | SC D | MW | Before Competition Groups | 0.40514 | 0 | 0 | 440.7062 | 0.00091929 | 39 | Residential_2032_SC D_MW_Before Competition Groups_39 | Tankless Water Heater | 0.09193% | 0 | 0.40514 | Residential_2032_SC D_MW_Before Competition Groups_Tankless Water Heater
Residential | Res ¦ LED Exterior Area Lights - LED Fixture (200W) | 2032 | SC D | MW | Before Competition Groups | 0.37591 | 0 | 0 | 440.7062 | 0.00085296 | 40 | Residential_2032_SC D_MW_Before Competition Groups_40 | LED Exterior Area Lights - LED Fixture (200W) | 0.0853% | 0 | 0.37591 | Residential_2032_SC D_MW_Before Competition Groups_LED Exterior Area Lights - LED Fixture (200W)
Residential | Res ¦ Condensing Make Up Air Unit | 2032 | SC D | MW | Before Competition Groups | 0.31318 | 0 | 0 | 440.7062 | 0.00071063 | 41 | Residential_2032_SC D_MW_Before Competition Groups_41 | Condensing Make Up Air Unit | 0.07106% | 0 | 0.31318 | Residential_2032_SC D_MW_Before Competition Groups_Condensing Make Up Air Unit
Residential | Res ¦ Duct Insulation | 2032 | SC D | MW | Before Competition Groups | 0.30928 | 0 | 0 | 440.7062 | 0.00070179 | 42 | Residential_2032_SC D_MW_Before Competition Groups_42 | Duct Insulation | 0.07018% | 0 | 0.30928 | Residential_2032_SC D_MW_Before Competition Groups_Duct Insulation
Residential | Res ¦ VFD on Pumps | 2032 | SC D | MW | Before Competition Groups | 0.22207 | 0 | 0 | 440.7062 | 0.00050389 | 43 | Residential_2032_SC D_MW_Before Competition Groups_43 | VFD on Pumps | 0.05039% | 0 | 0.22207 | Residential_2032_SC D_MW_Before Competition Groups_VFD on Pumps
Residential | Res ¦ Duct Insulation MF | 2032 | SC D | MW | Before Competition Groups | 0.18215 | 0 | 0 | 440.7062 | 0.00041332 | 44 | Residential_2032_SC D_MW_Before Competition Groups_44 | Duct Insulation MF | 0.04133% | 0 | 0.18215 | Residential_2032_SC D_MW_Before Competition Groups_Duct Insulation MF
Residential | Res ¦ Heat Recovery Ventilator | 2032 | SC D | MW | Before Competition Groups | 0.1598 | 0 | 0 | 440.7062 | 0.0003626 | 45 | Residential_2032_SC D_MW_Before Competition Groups_45 | Heat Recovery Ventilator | 0.03626% | 0 | 0.1598 | Residential_2032_SC D_MW_Before Competition Groups_Heat Recovery Ventilator
Residential | Res ¦ ECM MOTORS FOR HVAC APPLICATION (FAN-POWERED VAV BOX) | 2032 | SC D | MW | Before Competition Groups | 0.1401 | 0 | 0 | 440.7062 | 0.00031791 | 46 | Residential_2032_SC D_MW_Before Competition Groups_46 | ECM MOTORS FOR HVAC APPLICATION (FAN-POWERED VAV BOX) | 0.03179% | 0 | 0.1401 | Residential_2032_SC D_MW_Before Competition Groups_ECM MOTORS FOR HVAC APPLICATION (FAN-POWERED VAV BOX)
Residential | Res ¦ Chilled Water Optimization | 2032 | SC D | MW | Before Competition Groups | 0.13004 | 0 | 0 | 440.7062 | 0.00029507 | 47 | Residential_2032_SC D_MW_Before Competition Groups_47 | Chilled Water Optimization | 0.02951% | 0 | 0.13004 | Residential_2032_SC D_MW_Before Competition Groups_Chilled Water Optimization
Residential | Res ¦ Beverage Vending Machine Controls | 2032 | SC D | MW | Before Competition Groups | 0.095388 | 0 | 0 | 440.7062 | 0.00021644 | 48 | Residential_2032_SC D_MW_Before Competition Groups_48 | Beverage Vending Machine Controls | 0.02164% | 0 | 0.095388 | Residential_2032_SC D_MW_Before Competition Groups_Beverage Vending Machine Controls
Residential | Res ¦ LED High Bay Fixture | 2032 | SC D | MW | Before Competition Groups | 0.0097526 | 0 | 0 | 440.7062 | 2.2129e-05 | 49 | Residential_2032_SC D_MW_Before Competition Groups_49 | LED High Bay Fixture | 0.002213% | 0 | 0.0097526 | Residential_2032_SC D_MW_Before Competition Groups_LED High Bay Fixture
Residential | Res ¦ Wall Insulation | 2032 | SC D | MW | Before Competition Groups | 0.0045565 | 0 | 0 | 440.7062 | 1.0339e-05 | 50 | Residential_2032_SC D_MW_Before Competition Groups_50 | Wall Insulation | 0.001034% | 0 | 0.0045565 | Residential_2032_SC D_MW_Before Competition Groups_Wall Insulation
Residential | Res ¦ Wall Insulation MF | 2032 | SC D | MW | Before Competition Groups | 0.0023546 | 0 | 0 | 440.7062 | 5.3428e-06 | 51 | Residential_2032_SC D_MW_Before Competition Groups_51 | Wall Insulation MF | 0.0005343% | 0 | 0.0023546 | Residential_2032_SC D_MW_Before Competition Groups_Wall Insulation MF
Residential | Res ¦ Freezer Recycling | 2032 | SC D | MW | Before Competition Groups | 0.00043893 | 0 | 0 | 440.7062 | 9.9597e-07 | 52 | Residential_2032_SC D_MW_Before Competition Groups_52 | Freezer Recycling | 9.96e-05% | 0 | 0.00043893 | Residential_2032_SC D_MW_Before Competition Groups_Freezer Recycling
Residential | Res ¦ LED Downlight | 2032 | SC D | MW | Before Competition Groups | 0 | 0 | 0 | 440.7062 | 0 | 53 | Residential_2032_SC D_MW_Before Competition Groups_53 | LED Downlight | 0% | 0 | 0 | Residential_2032_SC D_MW_Before Competition Groups_LED Downlight
Residential | Res ¦ Smart Power Bar | 2032 | SC D | MW | Before Competition Groups | 0 | 0 | 0 | 440.7062 | 0 | 54 | Residential_2032_SC D_MW_Before Competition Groups_54 | Smart Power Bar | 0% | 0 | 0 | Residential_2032_SC D_MW_Before Competition Groups_Smart Power Bar
Residential | Res ¦ Energy Star Central Air Conditioner | 2032 | Technical | MW | Before Competition Groups | 248.3363 | 0 | 0 | 2930.1418 | 0.084752 | 1 | Residential_2032_Technical_MW_Before Competition Groups_1 | Energy Star Central Air Conditioner | 8.475% | 0 | 248.3363 | Residential_2032_Technical_MW_Before Competition Groups_Energy Star Central Air Conditioner
Residential | Res ¦ Adaptive Thermostat | 2032 | Technical | MW | Before Competition Groups | 199.0075 | 0 | 0 | 2930.1418 | 0.067917 | 2 | Residential_2032_Technical_MW_Before Competition Groups_2 | Adaptive Thermostat | 6.792% | 0 | 199.0075 | Residential_2032_Technical_MW_Before Competition Groups_Adaptive Thermostat
Residential | Res ¦ Energy Star Ground Source Heat Pump | 2032 | Technical | MW | Before Competition Groups | 184.2771 | 0 | 0 | 2930.1418 | 0.06289 | 3 | Residential_2032_Technical_MW_Before Competition Groups_3 | Energy Star Ground Source Heat Pump | 6.289% | 0 | 184.2771 | Residential_2032_Technical_MW_Before Competition Groups_Energy Star Ground Source Heat Pump
Residential | Res ¦ Ductless Mini-Split Heat Pump | 2032 | Technical | MW | Before Competition Groups | 182.9784 | 0 | 0 | 2930.1418 | 0.062447 | 4 | Residential_2032_Technical_MW_Before Competition Groups_4 | Ductless Mini-Split Heat Pump | 6.245% | 0 | 182.9784 | Residential_2032_Technical_MW_Before Competition Groups_Ductless Mini-Split Heat Pump
Residential | Res ¦ Ductless Mini-Split Air Conditioner | 2032 | Technical | MW | Before Competition Groups | 178.0798 | 0 | 0 | 2930.1418 | 0.060775 | 5 | Residential_2032_Technical_MW_Before Competition Groups_5 | Ductless Mini-Split Air Conditioner | 6.078% | 0 | 178.0798 | Residential_2032_Technical_MW_Before Competition Groups_Ductless Mini-Split Air Conditioner
Residential | Res ¦ Smart Burners | 2032 | Technical | MW | Before Competition Groups | 122.8527 | 0 | 0 | 2930.1418 | 0.041927 | 6 | Residential_2032_Technical_MW_Before Competition Groups_6 | Smart Burners | 4.193% | 0 | 122.8527 | Residential_2032_Technical_MW_Before Competition Groups_Smart Burners
Residential | Res ¦ Energy Star A Line, PAR, MR Lamps | 2032 | Technical | MW | Before Competition Groups | 104.9648 | 0 | 0 | 2930.1418 | 0.035822 | 7 | Residential_2032_Technical_MW_Before Competition Groups_7 | Energy Star A Line, PAR, MR Lamps | 3.582% | 0 | 104.9648 | Residential_2032_Technical_MW_Before Competition Groups_Energy Star A Line, PAR, MR Lamps
Residential | Res ¦ Energy Star Air Source Heat Pump | 2032 | Technical | MW | Before Competition Groups | 104.4872 | 0 | 0 | 2930.1418 | 0.035659 | 8 | Residential_2032_Technical_MW_Before Competition Groups_8 | Energy Star Air Source Heat Pump | 3.566% | 0 | 104.4872 | Residential_2032_Technical_MW_Before Competition Groups_Energy Star Air Source Heat Pump
Residential | Res ¦ Energy Star LED Bulbs General Purpose LEDs | 2032 | Technical | MW | Before Competition Groups | 103.4752 | 0 | 0 | 2930.1418 | 0.035314 | 9 | Residential_2032_Technical_MW_Before Competition Groups_9 | Energy Star LED Bulbs General Purpose LEDs | 3.531% | 0 | 103.4752 | Residential_2032_Technical_MW_Before Competition Groups_Energy Star LED Bulbs General Purpose LEDs
Residential | Res ¦ Energy Star Refrigerator | 2032 | Technical | MW | Before Competition Groups | 102.5794 | 0 | 0 | 2930.1418 | 0.035008 | 10 | Residential_2032_Technical_MW_Before Competition Groups_10 | Energy Star Refrigerator | 3.501% | 0 | 102.5794 | Residential_2032_Technical_MW_Before Competition Groups_Energy Star Refrigerator
Residential | Res ¦ Energy Star LED Specialty Bulbs | 2032 | Technical | MW | Before Competition Groups | 94.5704 | 0 | 0 | 2930.1418 | 0.032275 | 11 | Residential_2032_Technical_MW_Before Competition Groups_11 | Energy Star LED Specialty Bulbs | 3.228% | 0 | 94.5704 | Residential_2032_Technical_MW_Before Competition Groups_Energy Star LED Specialty Bulbs
Residential | Res ¦ Heat Pump Clothes Dryer | 2032 | Technical | MW | Before Competition Groups | 91.5264 | 0 | 0 | 2930.1418 | 0.031236 | 12 | Residential_2032_Technical_MW_Before Competition Groups_12 | Heat Pump Clothes Dryer | 3.124% | 0 | 91.5264 | Residential_2032_Technical_MW_Before Competition Groups_Heat Pump Clothes Dryer
Residential | Res ¦ Energy Star Clothes Washer | 2032 | Technical | MW | Before Competition Groups | 85.021 | 0 | 0 | 2930.1418 | 0.029016 | 13 | Residential_2032_Technical_MW_Before Competition Groups_13 | Energy Star Clothes Washer | 2.902% | 0 | 85.021 | Residential_2032_Technical_MW_Before Competition Groups_Energy Star Clothes Washer
Residential | Res ¦ Building Recommissioning, Operations and Maintenance (O&M) Improvements | 2032 | Technical | MW | Before Competition Groups | 78.8674 | 0 | 0 | 2930.1418 | 0.026916 | 14 | Residential_2032_Technical_MW_Before Competition Groups_14 | Building Recommissioning, Operations and Maintenance (O&M) Improvements | 2.692% | 0 | 78.8674 | Residential_2032_Technical_MW_Before Competition Groups_Building Recommissioning, Operations and Maintenance (O&M) Improvements
Residential | Res ¦ Induction Cooking Stove Top | 2032 | Technical | MW | Before Competition Groups | 75.6773 | 0 | 0 | 2930.1418 | 0.025827 | 15 | Residential_2032_Technical_MW_Before Competition Groups_15 | Induction Cooking Stove Top | 2.583% | 0 | 75.6773 | Residential_2032_Technical_MW_Before Competition Groups_Induction Cooking Stove Top
Residential | Res ¦ Basement Wall Insulation | 2032 | Technical | MW | Before Competition Groups | 72.7439 | 0 | 0 | 2930.1418 | 0.024826 | 16 | Residential_2032_Technical_MW_Before Competition Groups_16 | Basement Wall Insulation | 2.483% | 0 | 72.7439 | Residential_2032_Technical_MW_Before Competition Groups_Basement Wall Insulation
Residential | Res ¦ Energy Star Room Air Conditioner | 2032 | Technical | MW | Before Competition Groups | 68.8628 | 0 | 0 | 2930.1418 | 0.023502 | 17 | Residential_2032_Technical_MW_Before Competition Groups_17 | Energy Star Room Air Conditioner | 2.35% | 0 | 68.8628 | Residential_2032_Technical_MW_Before Competition Groups_Energy Star Room Air Conditioner
Residential | Res ¦ Networked/ Connected - Indoor LED Lamp | 2032 | Technical | MW | Before Competition Groups | 64.8116 | 0 | 0 | 2930.1418 | 0.022119 | 18 | Residential_2032_Technical_MW_Before Competition Groups_18 | Networked/ Connected - Indoor LED Lamp | 2.212% | 0 | 64.8116 | Residential_2032_Technical_MW_Before Competition Groups_Networked/ Connected - Indoor LED Lamp
Residential | Res ¦ Basement or Crawlspace Insulation | 2032 | Technical | MW | Before Competition Groups | 60.4085 | 0 | 0 | 2930.1418 | 0.020616 | 19 | Residential_2032_Technical_MW_Before Competition Groups_19 | Basement or Crawlspace Insulation | 2.062% | 0 | 60.4085 | Residential_2032_Technical_MW_Before Competition Groups_Basement or Crawlspace Insulation
Residential | Res ¦ Smart Power Bar | 2032 | Technical | MW | Before Competition Groups | 58.4836 | 0 | 0 | 2930.1418 | 0.019959 | 20 | Residential_2032_Technical_MW_Before Competition Groups_20 | Smart Power Bar | 1.996% | 0 | 58.4836 | Residential_2032_Technical_MW_Before Competition Groups_Smart Power Bar
Residential | Res ¦ Variable Speed Pool Pump Motor | 2032 | Technical | MW | Before Competition Groups | 56.3342 | 0 | 0 | 2930.1418 | 0.019226 | 21 | Residential_2032_Technical_MW_Before Competition Groups_21 | Variable Speed Pool Pump Motor | 1.923% | 0 | 56.3342 | Residential_2032_Technical_MW_Before Competition Groups_Variable Speed Pool Pump Motor
Residential | Res ¦ Attic Insulation | 2032 | Technical | MW | Before Competition Groups | 56.1172 | 0 | 0 | 2930.1418 | 0.019152 | 22 | Residential_2032_Technical_MW_Before Competition Groups_22 | Attic Insulation | 1.915% | 0 | 56.1172 | Residential_2032_Technical_MW_Before Competition Groups_Attic Insulation
Residential | Res ¦ Energy Star Clothes Dryer | 2032 | Technical | MW | Before Competition Groups | 52.277 | 0 | 0 | 2930.1418 | 0.017841 | 23 | Residential_2032_Technical_MW_Before Competition Groups_23 | Energy Star Clothes Dryer | 1.784% | 0 | 52.277 | Residential_2032_Technical_MW_Before Competition Groups_Energy Star Clothes Dryer
Residential | Res ¦ Wall Insulation | 2032 | Technical | MW | Before Competition Groups | 43.8447 | 0 | 0 | 2930.1418 | 0.014963 | 24 | Residential_2032_Technical_MW_Before Competition Groups_24 | Wall Insulation | 1.496% | 0 | 43.8447 | Residential_2032_Technical_MW_Before Competition Groups_Wall Insulation
Residential | Res ¦ Lighting Motion Sensors, Timers, Dimmers | 2032 | Technical | MW | Before Competition Groups | 35.6286 | 0 | 0 | 2930.1418 | 0.012159 | 25 | Residential_2032_Technical_MW_Before Competition Groups_25 | Lighting Motion Sensors, Timers, Dimmers | 1.216% | 0 | 35.6286 | Residential_2032_Technical_MW_Before Competition Groups_Lighting Motion Sensors, Timers, Dimmers
Residential | Res ¦ Variable Refrigerant Flow Heat Pump | 2032 | Technical | MW | Before Competition Groups | 31.0595 | 0 | 0 | 2930.1418 | 0.0106 | 26 | Residential_2032_Technical_MW_Before Competition Groups_26 | Variable Refrigerant Flow Heat Pump | 1.06% | 0 | 31.0595 | Residential_2032_Technical_MW_Before Competition Groups_Variable Refrigerant Flow Heat Pump
Residential | Res ¦ Air Source Heat Pump | 2032 | Technical | MW | Before Competition Groups | 26.7993 | 0 | 0 | 2930.1418 | 0.0091461 | 27 | Residential_2032_Technical_MW_Before Competition Groups_27 | Air Source Heat Pump | 0.9146% | 0 | 26.7993 | Residential_2032_Technical_MW_Before Competition Groups_Air Source Heat Pump
Residential | Res ¦ Home Energy Reports | 2032 | Technical | MW | Before Competition Groups | 23.896 | 0 | 0 | 2930.1418 | 0.0081552 | 28 | Residential_2032_Technical_MW_Before Competition Groups_28 | Home Energy Reports | 0.8155% | 0 | 23.896 | Residential_2032_Technical_MW_Before Competition Groups_Home Energy Reports
Residential | Res ¦ Ceiling Insulation | 2032 | Technical | MW | Before Competition Groups | 21.9782 | 0 | 0 | 2930.1418 | 0.0075007 | 29 | Residential_2032_Technical_MW_Before Competition Groups_29 | Ceiling Insulation | 0.7501% | 0 | 21.9782 | Residential_2032_Technical_MW_Before Competition Groups_Ceiling Insulation
Residential | Res ¦ Energy Star Light Fixture | 2032 | Technical | MW | Before Competition Groups | 19.3295 | 0 | 0 | 2930.1418 | 0.0065968 | 30 | Residential_2032_Technical_MW_Before Competition Groups_30 | Energy Star Light Fixture | 0.6597% | 0 | 19.3295 | Residential_2032_Technical_MW_Before Competition Groups_Energy Star Light Fixture
Residential | Res ¦ Duct Insulation | 2032 | Technical | MW | Before Competition Groups | 18.0677 | 0 | 0 | 2930.1418 | 0.0061662 | 31 | Residential_2032_Technical_MW_Before Competition Groups_31 | Duct Insulation | 0.6166% | 0 | 18.0677 | Residential_2032_Technical_MW_Before Competition Groups_Duct Insulation
Residential | Res ¦ Air Sealing | 2032 | Technical | MW | Before Competition Groups | 15.4735 | 0 | 0 | 2930.1418 | 0.0052808 | 32 | Residential_2032_Technical_MW_Before Competition Groups_32 | Air Sealing | 0.5281% | 0 | 15.4735 | Residential_2032_Technical_MW_Before Competition Groups_Air Sealing
Residential | Res ¦ Energy Star Torchiere | 2032 | Technical | MW | Before Competition Groups | 15.0807 | 0 | 0 | 2930.1418 | 0.0051467 | 33 | Residential_2032_Technical_MW_Before Competition Groups_33 | Energy Star Torchiere | 0.5147% | 0 | 15.0807 | Residential_2032_Technical_MW_Before Competition Groups_Energy Star Torchiere
Residential | Res ¦ Central Air Conditioner Maintenance | 2032 | Technical | MW | Before Competition Groups | 14.7076 | 0 | 0 | 2930.1418 | 0.0050194 | 34 | Residential_2032_Technical_MW_Before Competition Groups_34 | Central Air Conditioner Maintenance | 0.5019% | 0 | 14.7076 | Residential_2032_Technical_MW_Before Competition Groups_Central Air Conditioner Maintenance
Residential | Res ¦ Floor Insulation | 2032 | Technical | MW | Before Competition Groups | 14.7075 | 0 | 0 | 2930.1418 | 0.0050194 | 35 | Residential_2032_Technical_MW_Before Competition Groups_35 | Floor Insulation | 0.5019% | 0 | 14.7075 | Residential_2032_Technical_MW_Before Competition Groups_Floor Insulation
Residential | Res ¦ Dehumidifier Recycling | 2032 | Technical | MW | Before Competition Groups | 13.5663 | 0 | 0 | 2930.1418 | 0.0046299 | 36 | Residential_2032_Technical_MW_Before Competition Groups_36 | Dehumidifier Recycling | 0.463% | 0 | 13.5663 | Residential_2032_Technical_MW_Before Competition Groups_Dehumidifier Recycling
Residential | Res ¦ Advanced BAS/Controllers | 2032 | Technical | MW | Before Competition Groups | 11.5432 | 0 | 0 | 2930.1418 | 0.0039395 | 37 | Residential_2032_Technical_MW_Before Competition Groups_37 | Advanced BAS/Controllers | 0.3939% | 0 | 11.5432 | Residential_2032_Technical_MW_Before Competition Groups_Advanced BAS/Controllers
Residential | Res ¦ Clothes Drying Racks | 2032 | Technical | MW | Before Competition Groups | 10.682 | 0 | 0 | 2930.1418 | 0.0036456 | 38 | Residential_2032_Technical_MW_Before Competition Groups_38 | Clothes Drying Racks | 0.3646% | 0 | 10.682 | Residential_2032_Technical_MW_Before Competition Groups_Clothes Drying Racks
Residential | Res ¦ High Efficiency Chiller (avg of water and air cooled) | 2032 | Technical | MW | Before Competition Groups | 10.2603 | 0 | 0 | 2930.1418 | 0.0035016 | 39 | Residential_2032_Technical_MW_Before Competition Groups_39 | High Efficiency Chiller (avg of water and air cooled) | 0.3502% | 0 | 10.2603 | Residential_2032_Technical_MW_Before Competition Groups_High Efficiency Chiller (avg of water and air cooled)
Residential | Res ¦ Energy Star Freezer | 2032 | Technical | MW | Before Competition Groups | 10.0738 | 0 | 0 | 2930.1418 | 0.003438 | 40 | Residential_2032_Technical_MW_Before Competition Groups_40 | Energy Star Freezer | 0.3438% | 0 | 10.0738 | Residential_2032_Technical_MW_Before Competition Groups_Energy Star Freezer
Residential | Res ¦ Refrigerator Recycling | 2032 | Technical | MW | Before Competition Groups | 9.0523 | 0 | 0 | 2930.1418 | 0.0030894 | 41 | Residential_2032_Technical_MW_Before Competition Groups_41 | Refrigerator Recycling | 0.3089% | 0 | 9.0523 | Residential_2032_Technical_MW_Before Competition Groups_Refrigerator Recycling
Residential | Res ¦ Freezer Recycling | 2032 | Technical | MW | Before Competition Groups | 8.433 | 0 | 0 | 2930.1418 | 0.002878 | 42 | Residential_2032_Technical_MW_Before Competition Groups_42 | Freezer Recycling | 0.2878% | 0 | 8.433 | Residential_2032_Technical_MW_Before Competition Groups_Freezer Recycling
Residential | Res ¦ Occupancy Sensors MF | 2032 | Technical | MW | Before Competition Groups | 8.2404 | 0 | 0 | 2930.1418 | 0.0028123 | 43 | Residential_2032_Technical_MW_Before Competition Groups_43 | Occupancy Sensors MF | 0.2812% | 0 | 8.2404 | Residential_2032_Technical_MW_Before Competition Groups_Occupancy Sensors MF
Residential | Res ¦ Energy Star Dehumidifier | 2032 | Technical | MW | Before Competition Groups | 7.9711 | 0 | 0 | 2930.1418 | 0.0027204 | 44 | Residential_2032_Technical_MW_Before Competition Groups_44 | Energy Star Dehumidifier | 0.272% | 0 | 7.9711 | Residential_2032_Technical_MW_Before Competition Groups_Energy Star Dehumidifier
Residential | Res ¦ Duct Insulation MF | 2032 | Technical | MW | Before Competition Groups | 7.9707 | 0 | 0 | 2930.1418 | 0.0027202 | 45 | Residential_2032_Technical_MW_Before Competition Groups_45 | Duct Insulation MF | 0.272% | 0 | 7.9707 | Residential_2032_Technical_MW_Before Competition Groups_Duct Insulation MF
Residential | Res ¦ Energy Star Windows | 2032 | Technical | MW | Before Competition Groups | 6.2596 | 0 | 0 | 2930.1418 | 0.0021363 | 46 | Residential_2032_Technical_MW_Before Competition Groups_46 | Energy Star Windows | 0.2136% | 0 | 6.2596 | Residential_2032_Technical_MW_Before Competition Groups_Energy Star Windows
Residential | Res ¦ Furnace with ECM | 2032 | Technical | MW | Before Competition Groups | 5.9277 | 0 | 0 | 2930.1418 | 0.002023 | 47 | Residential_2032_Technical_MW_Before Competition Groups_47 | Furnace with ECM | 0.2023% | 0 | 5.9277 | Residential_2032_Technical_MW_Before Competition Groups_Furnace with ECM
Residential | Res ¦ Heat Pump Water Heater | 2032 | Technical | MW | Before Competition Groups | 5.6848 | 0 | 0 | 2930.1418 | 0.0019401 | 48 | Residential_2032_Technical_MW_Before Competition Groups_48 | Heat Pump Water Heater | 0.194% | 0 | 5.6848 | Residential_2032_Technical_MW_Before Competition Groups_Heat Pump Water Heater
Residential | Res ¦ Networked/ Connected - Indoor LED Luminaire | 2032 | Technical | MW | Before Competition Groups | 5.2221 | 0 | 0 | 2930.1418 | 0.0017822 | 49 | Residential_2032_Technical_MW_Before Competition Groups_49 | Networked/ Connected - Indoor LED Luminaire | 0.1782% | 0 | 5.2221 | Residential_2032_Technical_MW_Before Competition Groups_Networked/ Connected - Indoor LED Luminaire
Residential | Res ¦ Tankless Water Heater | 2032 | Technical | MW | Before Competition Groups | 5.1358 | 0 | 0 | 2930.1418 | 0.0017528 | 50 | Residential_2032_Technical_MW_Before Competition Groups_50 | Tankless Water Heater | 0.1753% | 0 | 5.1358 | Residential_2032_Technical_MW_Before Competition Groups_Tankless Water Heater
Residential | Res ¦ Central Lighting Control System | 2032 | Technical | MW | Before Competition Groups | 4.9279 | 0 | 0 | 2930.1418 | 0.0016818 | 51 | Residential_2032_Technical_MW_Before Competition Groups_51 | Central Lighting Control System | 0.1682% | 0 | 4.9279 | Residential_2032_Technical_MW_Before Competition Groups_Central Lighting Control System
Residential | Res ¦ Heat Recovery Ventilator | 2032 | Technical | MW | Before Competition Groups | 4.8627 | 0 | 0 | 2930.1418 | 0.0016595 | 52 | Residential_2032_Technical_MW_Before Competition Groups_52 | Heat Recovery Ventilator | 0.166% | 0 | 4.8627 | Residential_2032_Technical_MW_Before Competition Groups_Heat Recovery Ventilator
Residential | Res ¦ INTEGRAL LED TROFFERS | 2032 | Technical | MW | Before Competition Groups | 4.5085 | 0 | 0 | 2930.1418 | 0.0015387 | 53 | Residential_2032_Technical_MW_Before Competition Groups_53 | INTEGRAL LED TROFFERS | 0.1539% | 0 | 4.5085 | Residential_2032_Technical_MW_Before Competition Groups_INTEGRAL LED TROFFERS
Residential | Res ¦ Minimize Hot and Warm Clothes Wash | 2032 | Technical | MW | Before Competition Groups | 4.4744 | 0 | 0 | 2930.1418 | 0.001527 | 54 | Residential_2032_Technical_MW_Before Competition Groups_54 | Minimize Hot and Warm Clothes Wash | 0.1527% | 0 | 4.4744 | Residential_2032_Technical_MW_Before Competition Groups_Minimize Hot and Warm Clothes Wash
Residential | Res ¦ LED Downlight | 2032 | Technical | MW | Before Competition Groups | 4.4018 | 0 | 0 | 2930.1418 | 0.0015023 | 55 | Residential_2032_Technical_MW_Before Competition Groups_55 | LED Downlight | 0.1502% | 0 | 4.4018 | Residential_2032_Technical_MW_Before Competition Groups_LED Downlight
Residential | Res ¦ Energy Star Ceiling Fan/Lighting | 2032 | Technical | MW | Before Competition Groups | 4.3302 | 0 | 0 | 2930.1418 | 0.0014778 | 56 | Residential_2032_Technical_MW_Before Competition Groups_56 | Energy Star Ceiling Fan/Lighting | 0.1478% | 0 | 4.3302 | Residential_2032_Technical_MW_Before Competition Groups_Energy Star Ceiling Fan/Lighting
Residential | Res ¦ LED Tube Re-Lamp | 2032 | Technical | MW | Before Competition Groups | 3.8961 | 0 | 0 | 2930.1418 | 0.0013296 | 57 | Residential_2032_Technical_MW_Before Competition Groups_57 | LED Tube Re-Lamp | 0.133% | 0 | 3.8961 | Residential_2032_Technical_MW_Before Competition Groups_LED Tube Re-Lamp
Residential | Res ¦ Passive Attic Ventilation | 2032 | Technical | MW | Before Competition Groups | 3.8273 | 0 | 0 | 2930.1418 | 0.0013062 | 58 | Residential_2032_Technical_MW_Before Competition Groups_58 | Passive Attic Ventilation | 0.1306% | 0 | 3.8273 | Residential_2032_Technical_MW_Before Competition Groups_Passive Attic Ventilation
Residential | Res ¦ Outside Air Economizer | 2032 | Technical | MW | Before Competition Groups | 3.2989 | 0 | 0 | 2930.1418 | 0.0011259 | 59 | Residential_2032_Technical_MW_Before Competition Groups_59 | Outside Air Economizer | 0.1126% | 0 | 3.2989 | Residential_2032_Technical_MW_Before Competition Groups_Outside Air Economizer
Residential | Res ¦ Early Hot Water Heater Replacement | 2032 | Technical | MW | Before Competition Groups | 2.9038 | 0 | 0 | 2930.1418 | 0.000991 | 60 | Residential_2032_Technical_MW_Before Competition Groups_60 | Early Hot Water Heater Replacement | 0.0991% | 0 | 2.9038 | Residential_2032_Technical_MW_Before Competition Groups_Early Hot Water Heater Replacement
Residential | Res ¦ Solar Water Heating System | 2032 | Technical | MW | Before Competition Groups | 2.8005 | 0 | 0 | 2930.1418 | 0.00095577 | 61 | Residential_2032_Technical_MW_Before Competition Groups_61 | Solar Water Heating System | 0.09558% | 0 | 2.8005 | Residential_2032_Technical_MW_Before Competition Groups_Solar Water Heating System
Residential | Res ¦ Energy Star Dishwasher | 2032 | Technical | MW | Before Competition Groups | 2.7258 | 0 | 0 | 2930.1418 | 0.00093028 | 62 | Residential_2032_Technical_MW_Before Competition Groups_62 | Energy Star Dishwasher | 0.09303% | 0 | 2.7258 | Residential_2032_Technical_MW_Before Competition Groups_Energy Star Dishwasher
Residential | Res ¦ Air Source Heat Pump Maintenance | 2032 | Technical | MW | Before Competition Groups | 2.5727 | 0 | 0 | 2930.1418 | 0.000878 | 63 | Residential_2032_Technical_MW_Before Competition Groups_63 | Air Source Heat Pump Maintenance | 0.0878% | 0 | 2.5727 | Residential_2032_Technical_MW_Before Competition Groups_Air Source Heat Pump Maintenance
Residential | Res ¦ High Efficiency Storage Water Heater | 2032 | Technical | MW | Before Competition Groups | 2.4819 | 0 | 0 | 2930.1418 | 0.00084704 | 64 | Residential_2032_Technical_MW_Before Competition Groups_64 | High Efficiency Storage Water Heater | 0.0847% | 0 | 2.4819 | Residential_2032_Technical_MW_Before Competition Groups_High Efficiency Storage Water Heater
Residential | Res ¦ CO Sensors for parking garage exhaust fans | 2032 | Technical | MW | Before Competition Groups | 2.0814 | 0 | 0 | 2930.1418 | 0.00071033 | 65 | Residential_2032_Technical_MW_Before Competition Groups_65 | CO Sensors for parking garage exhaust fans | 0.07103% | 0 | 2.0814 | Residential_2032_Technical_MW_Before Competition Groups_CO Sensors for parking garage exhaust fans
Residential | Res ¦ Demand Control Ventilation | 2032 | Technical | MW | Before Competition Groups | 2.0287 | 0 | 0 | 2930.1418 | 0.00069235 | 66 | Residential_2032_Technical_MW_Before Competition Groups_66 | Demand Control Ventilation | 0.06923% | 0 | 2.0287 | Residential_2032_Technical_MW_Before Competition Groups_Demand Control Ventilation
Residential | Res ¦ Drain Water Heat Recovery | 2032 | Technical | MW | Before Competition Groups | 1.9503 | 0 | 0 | 2930.1418 | 0.00066561 | 67 | Residential_2032_Technical_MW_Before Competition Groups_67 | Drain Water Heat Recovery | 0.06656% | 0 | 1.9503 | Residential_2032_Technical_MW_Before Competition Groups_Drain Water Heat Recovery
Residential | Res ¦ Furnace Whistle | 2032 | Technical | MW | Before Competition Groups | 1.9495 | 0 | 0 | 2930.1418 | 0.00066531 | 68 | Residential_2032_Technical_MW_Before Competition Groups_68 | Furnace Whistle | 0.06653% | 0 | 1.9495 | Residential_2032_Technical_MW_Before Competition Groups_Furnace Whistle
Residential | Res ¦ ENERGY STAR LED LAMPS (REFLECTOR LAMPs/MR16/PAR 16) | 2032 | Technical | MW | Before Competition Groups | 1.9 | 0 | 0 | 2930.1418 | 0.00064843 | 69 | Residential_2032_Technical_MW_Before Competition Groups_69 | ENERGY STAR LED LAMPS (REFLECTOR LAMPs/MR16/PAR 16) | 0.06484% | 0 | 1.9 | Residential_2032_Technical_MW_Before Competition Groups_ENERGY STAR LED LAMPS (REFLECTOR LAMPs/MR16/PAR 16)
Residential | Res ¦ Condensing Make Up Air Unit | 2032 | Technical | MW | Before Competition Groups | 1.8501 | 0 | 0 | 2930.1418 | 0.00063141 | 70 | Residential_2032_Technical_MW_Before Competition Groups_70 | Condensing Make Up Air Unit | 0.06314% | 0 | 1.8501 | Residential_2032_Technical_MW_Before Competition Groups_Condensing Make Up Air Unit
Residential | Res ¦ Window Film | 2032 | Technical | MW | Before Competition Groups | 1.7939 | 0 | 0 | 2930.1418 | 0.00061222 | 71 | Residential_2032_Technical_MW_Before Competition Groups_71 | Window Film | 0.06122% | 0 | 1.7939 | Residential_2032_Technical_MW_Before Competition Groups_Window Film
Residential | Res ¦ Comprehensive Draft Proofing | 2032 | Technical | MW | Before Competition Groups | 1.6566 | 0 | 0 | 2930.1418 | 0.00056535 | 72 | Residential_2032_Technical_MW_Before Competition Groups_72 | Comprehensive Draft Proofing | 0.05653% | 0 | 1.6566 | Residential_2032_Technical_MW_Before Competition Groups_Comprehensive Draft Proofing
Residential | Res ¦ Variable Frequency Drive (VFD) | 2032 | Technical | MW | Before Competition Groups | 1.6067 | 0 | 0 | 2930.1418 | 0.00054835 | 73 | Residential_2032_Technical_MW_Before Competition Groups_73 | Variable Frequency Drive (VFD) | 0.05483% | 0 | 1.6067 | Residential_2032_Technical_MW_Before Competition Groups_Variable Frequency Drive (VFD)
Residential | Res ¦ Solar Powered Attic Fan | 2032 | Technical | MW | Before Competition Groups | 1.5371 | 0 | 0 | 2930.1418 | 0.00052457 | 74 | Residential_2032_Technical_MW_Before Competition Groups_74 | Solar Powered Attic Fan | 0.05246% | 0 | 1.5371 | Residential_2032_Technical_MW_Before Competition Groups_Solar Powered Attic Fan
Residential | Res ¦ DHW Recirculation Systems | 2032 | Technical | MW | Before Competition Groups | 1.2615 | 0 | 0 | 2930.1418 | 0.00043052 | 75 | Residential_2032_Technical_MW_Before Competition Groups_75 | DHW Recirculation Systems | 0.04305% | 0 | 1.2615 | Residential_2032_Technical_MW_Before Competition Groups_DHW Recirculation Systems
Residential | Res ¦ Water Heater Temperature Setback | 2032 | Technical | MW | Before Competition Groups | 1.0162 | 0 | 0 | 2930.1418 | 0.0003468 | 76 | Residential_2032_Technical_MW_Before Competition Groups_76 | Water Heater Temperature Setback | 0.03468% | 0 | 1.0162 | Residential_2032_Technical_MW_Before Competition Groups_Water Heater Temperature Setback
Residential | Res ¦ LED Parking Lot Fixture | 2032 | Technical | MW | Before Competition Groups | 0.87191 | 0 | 0 | 2930.1418 | 0.00029756 | 77 | Residential_2032_Technical_MW_Before Competition Groups_77 | LED Parking Lot Fixture | 0.02976% | 0 | 0.87191 | Residential_2032_Technical_MW_Before Competition Groups_LED Parking Lot Fixture
Residential | Res ¦ HVAC Optimization | 2032 | Technical | MW | Before Competition Groups | 0.86224 | 0 | 0 | 2930.1418 | 0.00029427 | 78 | Residential_2032_Technical_MW_Before Competition Groups_78 | HVAC Optimization | 0.02943% | 0 | 0.86224 | Residential_2032_Technical_MW_Before Competition Groups_HVAC Optimization
Residential | Res ¦ VFD on Pumps | 2032 | Technical | MW | Before Competition Groups | 0.49409 | 0 | 0 | 2930.1418 | 0.00016862 | 79 | Residential_2032_Technical_MW_Before Competition Groups_79 | VFD on Pumps | 0.01686% | 0 | 0.49409 | Residential_2032_Technical_MW_Before Competition Groups_VFD on Pumps
Residential | Res ¦ ENERGY STAR LED Lamps (General Service Lamps) | 2032 | Technical | MW | Before Competition Groups | 0.44466 | 0 | 0 | 2930.1418 | 0.00015176 | 80 | Residential_2032_Technical_MW_Before Competition Groups_80 | ENERGY STAR LED Lamps (General Service Lamps) | 0.01518% | 0 | 0.44466 | Residential_2032_Technical_MW_Before Competition Groups_ENERGY STAR LED Lamps (General Service Lamps)
Residential | Res ¦ LED Exterior Area Lights - LED Fixture (200W) | 2032 | Technical | MW | Before Competition Groups | 0.40858 | 0 | 0 | 2930.1418 | 0.00013944 | 81 | Residential_2032_Technical_MW_Before Competition Groups_81 | LED Exterior Area Lights - LED Fixture (200W) | 0.01394% | 0 | 0.40858 | Residential_2032_Technical_MW_Before Competition Groups_LED Exterior Area Lights - LED Fixture (200W)
Residential | Res ¦ ECM MOTORS FOR HVAC APPLICATION (FAN-POWERED VAV BOX) | 2032 | Technical | MW | Before Competition Groups | 0.34568 | 0 | 0 | 2930.1418 | 0.00011797 | 82 | Residential_2032_Technical_MW_Before Competition Groups_82 | ECM MOTORS FOR HVAC APPLICATION (FAN-POWERED VAV BOX) | 0.0118% | 0 | 0.34568 | Residential_2032_Technical_MW_Before Competition Groups_ECM MOTORS FOR HVAC APPLICATION (FAN-POWERED VAV BOX)
Residential | Res ¦ Chilled Water Optimization | 2032 | Technical | MW | Before Competition Groups | 0.25815 | 0 | 0 | 2930.1418 | 8.8101e-05 | 83 | Residential_2032_Technical_MW_Before Competition Groups_83 | Chilled Water Optimization | 0.00881% | 0 | 0.25815 | Residential_2032_Technical_MW_Before Competition Groups_Chilled Water Optimization
Residential | Res ¦ Beverage Vending Machine Controls | 2032 | Technical | MW | Before Competition Groups | 0.24917 | 0 | 0 | 2930.1418 | 8.5035e-05 | 84 | Residential_2032_Technical_MW_Before Competition Groups_84 | Beverage Vending Machine Controls | 0.008504% | 0 | 0.24917 | Residential_2032_Technical_MW_Before Competition Groups_Beverage Vending Machine Controls
Residential | Res ¦ Wall Insulation MF | 2032 | Technical | MW | Before Competition Groups | 0.16009 | 0 | 0 | 2930.1418 | 5.4634e-05 | 85 | Residential_2032_Technical_MW_Before Competition Groups_85 | Wall Insulation MF | 0.005463% | 0 | 0.16009 | Residential_2032_Technical_MW_Before Competition Groups_Wall Insulation MF
Residential | Res ¦ LED Recessed Downlights | 2032 | Technical | MW | Before Competition Groups | 0.024335 | 0 | 0 | 2930.1418 | 8.3052e-06 | 86 | Residential_2032_Technical_MW_Before Competition Groups_86 | LED Recessed Downlights | 0.0008305% | 0 | 0.024335 | Residential_2032_Technical_MW_Before Competition Groups_LED Recessed Downlights
Residential | Res ¦ LED High Bay Fixture | 2032 | Technical | MW | Before Competition Groups | 0.020796 | 0 | 0 | 2930.1418 | 7.0972e-06 | 87 | Residential_2032_Technical_MW_Before Competition Groups_87 | LED High Bay Fixture | 0.0007097% | 0 | 0.020796 | Residential_2032_Technical_MW_Before Competition Groups_LED High Bay Fixture
Residential | Res ¦ Radiant Barrier | 2032 | Technical | MW | Before Competition Groups | 0.012359 | 0 | 0 | 2930.1418 | 4.2177e-06 | 88 | Residential_2032_Technical_MW_Before Competition Groups_88 | Radiant Barrier | 0.0004218% | 0 | 0.012359 | Residential_2032_Technical_MW_Before Competition Groups_Radiant Barrier
Residential | Res ¦ Solar Water Preheat (Pools/DHW) | 2032 | Technical | MW | Before Competition Groups | 0.0096457 | 0 | 0 | 2930.1418 | 3.2919e-06 | 89 | Residential_2032_Technical_MW_Before Competition Groups_89 | Solar Water Preheat (Pools/DHW) | 0.0003292% | 0 | 0.0096457 | Residential_2032_Technical_MW_Before Competition Groups_Solar Water Preheat (Pools/DHW)
Residential | Res ¦ Photocell Controls (Outdoor) | 2032 | Technical | MW | Before Competition Groups | 4.8748e-05 | 0 | 0 | 2930.1418 | 1.6637e-08 | 90 | Residential_2032_Technical_MW_Before Competition Groups_90 | Photocell Controls (Outdoor) | 1.664e-06% | 0 | 4.8748e-05 | Residential_2032_Technical_MW_Before Competition Groups_Photocell Controls (Outdoor)
Residential | Res ¦ Adaptive Thermostat | 2033 | Economic | MW | Before Competition Groups | 199.9476 | 0 | 0 | 1482.3932 | 0.13488 | 1 | Residential_2033_Economic_MW_Before Competition Groups_1 | Adaptive Thermostat | 13.49% | 0 | 199.9476 | Residential_2033_Economic_MW_Before Competition Groups_Adaptive Thermostat
Residential | Res ¦ Ductless Mini-Split Heat Pump | 2033 | Economic | MW | Before Competition Groups | 192.5274 | 0 | 0 | 1482.3932 | 0.12988 | 2 | Residential_2033_Economic_MW_Before Competition Groups_2 | Ductless Mini-Split Heat Pump | 12.99% | 0 | 192.5274 | Residential_2033_Economic_MW_Before Competition Groups_Ductless Mini-Split Heat Pump
Residential | Res ¦ Energy Star Air Source Heat Pump | 2033 | Economic | MW | Before Competition Groups | 109.8576 | 0 | 0 | 1482.3932 | 0.074108 | 3 | Residential_2033_Economic_MW_Before Competition Groups_3 | Energy Star Air Source Heat Pump | 7.411% | 0 | 109.8576 | Residential_2033_Economic_MW_Before Competition Groups_Energy Star Air Source Heat Pump
Residential | Res ¦ Energy Star A Line, PAR, MR Lamps | 2033 | Economic | MW | Before Competition Groups | 106.2533 | 0 | 0 | 1482.3932 | 0.071677 | 4 | Residential_2033_Economic_MW_Before Competition Groups_4 | Energy Star A Line, PAR, MR Lamps | 7.168% | 0 | 106.2533 | Residential_2033_Economic_MW_Before Competition Groups_Energy Star A Line, PAR, MR Lamps
Residential | Res ¦ Energy Star LED Bulbs General Purpose LEDs | 2033 | Economic | MW | Before Competition Groups | 104.7243 | 0 | 0 | 1482.3932 | 0.070645 | 5 | Residential_2033_Economic_MW_Before Competition Groups_5 | Energy Star LED Bulbs General Purpose LEDs | 7.065% | 0 | 104.7243 | Residential_2033_Economic_MW_Before Competition Groups_Energy Star LED Bulbs General Purpose LEDs
Residential | Res ¦ Energy Star LED Specialty Bulbs | 2033 | Economic | MW | Before Competition Groups | 95.7049 | 0 | 0 | 1482.3932 | 0.064561 | 6 | Residential_2033_Economic_MW_Before Competition Groups_6 | Energy Star LED Specialty Bulbs | 6.456% | 0 | 95.7049 | Residential_2033_Economic_MW_Before Competition Groups_Energy Star LED Specialty Bulbs
Residential | Res ¦ Energy Star Clothes Washer | 2033 | Economic | MW | Before Competition Groups | 88.5827 | 0 | 0 | 1482.3932 | 0.059757 | 7 | Residential_2033_Economic_MW_Before Competition Groups_7 | Energy Star Clothes Washer | 5.976% | 0 | 88.5827 | Residential_2033_Economic_MW_Before Competition Groups_Energy Star Clothes Washer
Residential | Res ¦ Building Recommissioning, Operations and Maintenance (O&M) Improvements | 2033 | Economic | MW | Before Competition Groups | 77.6213 | 0 | 0 | 1482.3932 | 0.052362 | 8 | Residential_2033_Economic_MW_Before Competition Groups_8 | Building Recommissioning, Operations and Maintenance (O&M) Improvements | 5.236% | 0 | 77.6213 | Residential_2033_Economic_MW_Before Competition Groups_Building Recommissioning, Operations and Maintenance (O&M) Improvements
Residential | Res ¦ Basement Wall Insulation | 2033 | Economic | MW | Before Competition Groups | 71.5945 | 0 | 0 | 1482.3932 | 0.048297 | 9 | Residential_2033_Economic_MW_Before Competition Groups_9 | Basement Wall Insulation | 4.83% | 0 | 71.5945 | Residential_2033_Economic_MW_Before Competition Groups_Basement Wall Insulation
Residential | Res ¦ Energy Star Room Air Conditioner | 2033 | Economic | MW | Before Competition Groups | 71.3439 | 0 | 0 | 1482.3932 | 0.048128 | 10 | Residential_2033_Economic_MW_Before Competition Groups_10 | Energy Star Room Air Conditioner | 4.813% | 0 | 71.3439 | Residential_2033_Economic_MW_Before Competition Groups_Energy Star Room Air Conditioner
Residential | Res ¦ Variable Speed Pool Pump Motor | 2033 | Economic | MW | Before Competition Groups | 55.4441 | 0 | 0 | 1482.3932 | 0.037402 | 11 | Residential_2033_Economic_MW_Before Competition Groups_11 | Variable Speed Pool Pump Motor | 3.74% | 0 | 55.4441 | Residential_2033_Economic_MW_Before Competition Groups_Variable Speed Pool Pump Motor
Residential | Res ¦ Attic Insulation | 2033 | Economic | MW | Before Competition Groups | 55.2306 | 0 | 0 | 1482.3932 | 0.037258 | 12 | Residential_2033_Economic_MW_Before Competition Groups_12 | Attic Insulation | 3.726% | 0 | 55.2306 | Residential_2033_Economic_MW_Before Competition Groups_Attic Insulation
Residential | Res ¦ Energy Star Clothes Dryer | 2033 | Economic | MW | Before Competition Groups | 35.2397 | 0 | 0 | 1482.3932 | 0.023772 | 13 | Residential_2033_Economic_MW_Before Competition Groups_13 | Energy Star Clothes Dryer | 2.377% | 0 | 35.2397 | Residential_2033_Economic_MW_Before Competition Groups_Energy Star Clothes Dryer
Residential | Res ¦ Smart Burners | 2033 | Economic | MW | Before Competition Groups | 20.4164 | 0 | 0 | 1482.3932 | 0.013773 | 14 | Residential_2033_Economic_MW_Before Competition Groups_14 | Smart Burners | 1.377% | 0 | 20.4164 | Residential_2033_Economic_MW_Before Competition Groups_Smart Burners
Residential | Res ¦ Duct Insulation | 2033 | Economic | MW | Before Competition Groups | 15.8783 | 0 | 0 | 1482.3932 | 0.010711 | 15 | Residential_2033_Economic_MW_Before Competition Groups_15 | Duct Insulation | 1.071% | 0 | 15.8783 | Residential_2033_Economic_MW_Before Competition Groups_Duct Insulation
Residential | Res ¦ Energy Star Torchiere | 2033 | Economic | MW | Before Competition Groups | 15.488 | 0 | 0 | 1482.3932 | 0.010448 | 16 | Residential_2033_Economic_MW_Before Competition Groups_16 | Energy Star Torchiere | 1.045% | 0 | 15.488 | Residential_2033_Economic_MW_Before Competition Groups_Energy Star Torchiere
Residential | Res ¦ Air Sealing | 2033 | Economic | MW | Before Competition Groups | 15.229 | 0 | 0 | 1482.3932 | 0.010273 | 17 | Residential_2033_Economic_MW_Before Competition Groups_17 | Air Sealing | 1.027% | 0 | 15.229 | Residential_2033_Economic_MW_Before Competition Groups_Air Sealing
Residential | Res ¦ Floor Insulation | 2033 | Economic | MW | Before Competition Groups | 14.4751 | 0 | 0 | 1482.3932 | 0.0097647 | 18 | Residential_2033_Economic_MW_Before Competition Groups_18 | Floor Insulation | 0.9765% | 0 | 14.4751 | Residential_2033_Economic_MW_Before Competition Groups_Floor Insulation
Residential | Res ¦ Home Energy Reports | 2033 | Economic | MW | Before Competition Groups | 13.5604 | 0 | 0 | 1482.3932 | 0.0091476 | 19 | Residential_2033_Economic_MW_Before Competition Groups_19 | Home Energy Reports | 0.9148% | 0 | 13.5604 | Residential_2033_Economic_MW_Before Competition Groups_Home Energy Reports
Residential | Res ¦ Advanced BAS/Controllers | 2033 | Economic | MW | Before Competition Groups | 11.3608 | 0 | 0 | 1482.3932 | 0.0076638 | 20 | Residential_2033_Economic_MW_Before Competition Groups_20 | Advanced BAS/Controllers | 0.7664% | 0 | 11.3608 | Residential_2033_Economic_MW_Before Competition Groups_Advanced BAS/Controllers
Residential | Res ¦ High Efficiency Chiller (avg of water and air cooled) | 2033 | Economic | MW | Before Competition Groups | 10.8358 | 0 | 0 | 1482.3932 | 0.0073097 | 21 | Residential_2033_Economic_MW_Before Competition Groups_21 | High Efficiency Chiller (avg of water and air cooled) | 0.731% | 0 | 10.8358 | Residential_2033_Economic_MW_Before Competition Groups_High Efficiency Chiller (avg of water and air cooled)
Residential | Res ¦ Clothes Drying Racks | 2033 | Economic | MW | Before Competition Groups | 10.5132 | 0 | 0 | 1482.3932 | 0.0070921 | 22 | Residential_2033_Economic_MW_Before Competition Groups_22 | Clothes Drying Racks | 0.7092% | 0 | 10.5132 | Residential_2033_Economic_MW_Before Competition Groups_Clothes Drying Racks
Residential | Res ¦ Refrigerator Recycling | 2033 | Economic | MW | Before Competition Groups | 8.9092 | 0 | 0 | 1482.3932 | 0.00601 | 23 | Residential_2033_Economic_MW_Before Competition Groups_23 | Refrigerator Recycling | 0.601% | 0 | 8.9092 | Residential_2033_Economic_MW_Before Competition Groups_Refrigerator Recycling
Residential | Res ¦ Freezer Recycling | 2033 | Economic | MW | Before Competition Groups | 8.2997 | 0 | 0 | 1482.3932 | 0.0055989 | 24 | Residential_2033_Economic_MW_Before Competition Groups_24 | Freezer Recycling | 0.5599% | 0 | 8.2997 | Residential_2033_Economic_MW_Before Competition Groups_Freezer Recycling
Residential | Res ¦ Occupancy Sensors MF | 2033 | Economic | MW | Before Competition Groups | 7.9554 | 0 | 0 | 1482.3932 | 0.0053666 | 25 | Residential_2033_Economic_MW_Before Competition Groups_25 | Occupancy Sensors MF | 0.5367% | 0 | 7.9554 | Residential_2033_Economic_MW_Before Competition Groups_Occupancy Sensors MF
Residential | Res ¦ Energy Star Dehumidifier | 2033 | Economic | MW | Before Competition Groups | 7.8451 | 0 | 0 | 1482.3932 | 0.0052922 | 26 | Residential_2033_Economic_MW_Before Competition Groups_26 | Energy Star Dehumidifier | 0.5292% | 0 | 7.8451 | Residential_2033_Economic_MW_Before Competition Groups_Energy Star Dehumidifier
Residential | Res ¦ Energy Star Light Fixture | 2033 | Economic | MW | Before Competition Groups | 6.6393 | 0 | 0 | 1482.3932 | 0.0044788 | 27 | Residential_2033_Economic_MW_Before Competition Groups_27 | Energy Star Light Fixture | 0.4479% | 0 | 6.6393 | Residential_2033_Economic_MW_Before Competition Groups_Energy Star Light Fixture
Residential | Res ¦ Energy Star Freezer | 2033 | Economic | MW | Before Competition Groups | 6.5504 | 0 | 0 | 1482.3932 | 0.0044188 | 28 | Residential_2033_Economic_MW_Before Competition Groups_28 | Energy Star Freezer | 0.4419% | 0 | 6.5504 | Residential_2033_Economic_MW_Before Competition Groups_Energy Star Freezer
Residential | Res ¦ Duct Insulation MF | 2033 | Economic | MW | Before Competition Groups | 5.9531 | 0 | 0 | 1482.3932 | 0.0040159 | 29 | Residential_2033_Economic_MW_Before Competition Groups_29 | Duct Insulation MF | 0.4016% | 0 | 5.9531 | Residential_2033_Economic_MW_Before Competition Groups_Duct Insulation MF
Residential | Res ¦ Heat Recovery Ventilator | 2033 | Economic | MW | Before Competition Groups | 5.0024 | 0 | 0 | 1482.3932 | 0.0033746 | 30 | Residential_2033_Economic_MW_Before Competition Groups_30 | Heat Recovery Ventilator | 0.3375% | 0 | 5.0024 | Residential_2033_Economic_MW_Before Competition Groups_Heat Recovery Ventilator
Residential | Res ¦ Minimize Hot and Warm Clothes Wash | 2033 | Economic | MW | Before Competition Groups | 4.4037 | 0 | 0 | 1482.3932 | 0.0029707 | 31 | Residential_2033_Economic_MW_Before Competition Groups_31 | Minimize Hot and Warm Clothes Wash | 0.2971% | 0 | 4.4037 | Residential_2033_Economic_MW_Before Competition Groups_Minimize Hot and Warm Clothes Wash
Residential | Res ¦ LED Tube Re-Lamp | 2033 | Economic | MW | Before Competition Groups | 3.9857 | 0 | 0 | 1482.3932 | 0.0026887 | 32 | Residential_2033_Economic_MW_Before Competition Groups_32 | LED Tube Re-Lamp | 0.2689% | 0 | 3.9857 | Residential_2033_Economic_MW_Before Competition Groups_LED Tube Re-Lamp
Residential | Res ¦ Outside Air Economizer | 2033 | Economic | MW | Before Competition Groups | 3.3364 | 0 | 0 | 1482.3932 | 0.0022507 | 33 | Residential_2033_Economic_MW_Before Competition Groups_33 | Outside Air Economizer | 0.2251% | 0 | 3.3364 | Residential_2033_Economic_MW_Before Competition Groups_Outside Air Economizer
Residential | Res ¦ Tankless Water Heater | 2033 | Economic | MW | Before Competition Groups | 2.7223 | 0 | 0 | 1482.3932 | 0.0018365 | 34 | Residential_2033_Economic_MW_Before Competition Groups_34 | Tankless Water Heater | 0.1836% | 0 | 2.7223 | Residential_2033_Economic_MW_Before Competition Groups_Tankless Water Heater
Residential | Res ¦ CO Sensors for parking garage exhaust fans | 2033 | Economic | MW | Before Competition Groups | 2.105 | 0 | 0 | 1482.3932 | 0.00142 | 35 | Residential_2033_Economic_MW_Before Competition Groups_35 | CO Sensors for parking garage exhaust fans | 0.142% | 0 | 2.105 | Residential_2033_Economic_MW_Before Competition Groups_CO Sensors for parking garage exhaust fans
Residential | Res ¦ Demand Control Ventilation | 2033 | Economic | MW | Before Competition Groups | 1.9966 | 0 | 0 | 1482.3932 | 0.0013469 | 36 | Residential_2033_Economic_MW_Before Competition Groups_36 | Demand Control Ventilation | 0.1347% | 0 | 1.9966 | Residential_2033_Economic_MW_Before Competition Groups_Demand Control Ventilation
Residential | Res ¦ Condensing Make Up Air Unit | 2033 | Economic | MW | Before Competition Groups | 1.9482 | 0 | 0 | 1482.3932 | 0.0013143 | 37 | Residential_2033_Economic_MW_Before Competition Groups_37 | Condensing Make Up Air Unit | 0.1314% | 0 | 1.9482 | Residential_2033_Economic_MW_Before Competition Groups_Condensing Make Up Air Unit
Residential | Res ¦ Furnace Whistle | 2033 | Economic | MW | Before Competition Groups | 1.9187 | 0 | 0 | 1482.3932 | 0.0012943 | 38 | Residential_2033_Economic_MW_Before Competition Groups_38 | Furnace Whistle | 0.1294% | 0 | 1.9187 | Residential_2033_Economic_MW_Before Competition Groups_Furnace Whistle
Residential | Res ¦ ENERGY STAR LED LAMPS (REFLECTOR LAMPs/MR16/PAR 16) | 2033 | Economic | MW | Before Competition Groups | 1.8989 | 0 | 0 | 1482.3932 | 0.001281 | 39 | Residential_2033_Economic_MW_Before Competition Groups_39 | ENERGY STAR LED LAMPS (REFLECTOR LAMPs/MR16/PAR 16) | 0.1281% | 0 | 1.8989 | Residential_2033_Economic_MW_Before Competition Groups_ENERGY STAR LED LAMPS (REFLECTOR LAMPs/MR16/PAR 16)
Residential | Res ¦ Wall Insulation | 2033 | Economic | MW | Before Competition Groups | 1.762 | 0 | 0 | 1482.3932 | 0.0011886 | 40 | Residential_2033_Economic_MW_Before Competition Groups_40 | Wall Insulation | 0.1189% | 0 | 1.762 | Residential_2033_Economic_MW_Before Competition Groups_Wall Insulation
Residential | Res ¦ Comprehensive Draft Proofing | 2033 | Economic | MW | Before Competition Groups | 1.6304 | 0 | 0 | 1482.3932 | 0.0010998 | 41 | Residential_2033_Economic_MW_Before Competition Groups_41 | Comprehensive Draft Proofing | 0.11% | 0 | 1.6304 | Residential_2033_Economic_MW_Before Competition Groups_Comprehensive Draft Proofing
Residential | Res ¦ Variable Frequency Drive (VFD) | 2033 | Economic | MW | Before Competition Groups | 1.5814 | 0 | 0 | 1482.3932 | 0.0010668 | 42 | Residential_2033_Economic_MW_Before Competition Groups_42 | Variable Frequency Drive (VFD) | 0.1067% | 0 | 1.5814 | Residential_2033_Economic_MW_Before Competition Groups_Variable Frequency Drive (VFD)
Residential | Res ¦ Water Heater Temperature Setback | 2033 | Economic | MW | Before Competition Groups | 1.0001 | 0 | 0 | 1482.3932 | 0.00067467 | 43 | Residential_2033_Economic_MW_Before Competition Groups_43 | Water Heater Temperature Setback | 0.06747% | 0 | 1.0001 | Residential_2033_Economic_MW_Before Competition Groups_Water Heater Temperature Setback
Residential | Res ¦ LED Parking Lot Fixture | 2033 | Economic | MW | Before Competition Groups | 0.87282 | 0 | 0 | 1482.3932 | 0.00058879 | 44 | Residential_2033_Economic_MW_Before Competition Groups_44 | LED Parking Lot Fixture | 0.05888% | 0 | 0.87282 | Residential_2033_Economic_MW_Before Competition Groups_LED Parking Lot Fixture
Residential | Res ¦ VFD on Pumps | 2033 | Economic | MW | Before Competition Groups | 0.48628 | 0 | 0 | 1482.3932 | 0.00032804 | 45 | Residential_2033_Economic_MW_Before Competition Groups_45 | VFD on Pumps | 0.0328% | 0 | 0.48628 | Residential_2033_Economic_MW_Before Competition Groups_VFD on Pumps
Residential | Res ¦ ENERGY STAR LED Lamps (General Service Lamps) | 2033 | Economic | MW | Before Competition Groups | 0.44549 | 0 | 0 | 1482.3932 | 0.00030052 | 46 | Residential_2033_Economic_MW_Before Competition Groups_46 | ENERGY STAR LED Lamps (General Service Lamps) | 0.03005% | 0 | 0.44549 | Residential_2033_Economic_MW_Before Competition Groups_ENERGY STAR LED Lamps (General Service Lamps)
Residential | Res ¦ LED Exterior Area Lights - LED Fixture (200W) | 2033 | Economic | MW | Before Competition Groups | 0.40959 | 0 | 0 | 1482.3932 | 0.0002763 | 47 | Residential_2033_Economic_MW_Before Competition Groups_47 | LED Exterior Area Lights - LED Fixture (200W) | 0.02763% | 0 | 0.40959 | Residential_2033_Economic_MW_Before Competition Groups_LED Exterior Area Lights - LED Fixture (200W)
Residential | Res ¦ ECM MOTORS FOR HVAC APPLICATION (FAN-POWERED VAV BOX) | 2033 | Economic | MW | Before Competition Groups | 0.34959 | 0 | 0 | 1482.3932 | 0.00023583 | 48 | Residential_2033_Economic_MW_Before Competition Groups_48 | ECM MOTORS FOR HVAC APPLICATION (FAN-POWERED VAV BOX) | 0.02358% | 0 | 0.34959 | Residential_2033_Economic_MW_Before Competition Groups_ECM MOTORS FOR HVAC APPLICATION (FAN-POWERED VAV BOX)
Residential | Res ¦ Chilled Water Optimization | 2033 | Economic | MW | Before Competition Groups | 0.27178 | 0 | 0 | 1482.3932 | 0.00018334 | 49 | Residential_2033_Economic_MW_Before Competition Groups_49 | Chilled Water Optimization | 0.01833% | 0 | 0.27178 | Residential_2033_Economic_MW_Before Competition Groups_Chilled Water Optimization
Residential | Res ¦ Beverage Vending Machine Controls | 2033 | Economic | MW | Before Competition Groups | 0.25176 | 0 | 0 | 1482.3932 | 0.00016984 | 50 | Residential_2033_Economic_MW_Before Competition Groups_50 | Beverage Vending Machine Controls | 0.01698% | 0 | 0.25176 | Residential_2033_Economic_MW_Before Competition Groups_Beverage Vending Machine Controls
Residential | Res ¦ LED High Bay Fixture | 2033 | Economic | MW | Before Competition Groups | 0.020077 | 0 | 0 | 1482.3932 | 1.3543e-05 | 51 | Residential_2033_Economic_MW_Before Competition Groups_51 | LED High Bay Fixture | 0.001354% | 0 | 0.020077 | Residential_2033_Economic_MW_Before Competition Groups_LED High Bay Fixture
Residential | Res ¦ Wall Insulation MF | 2033 | Economic | MW | Before Competition Groups | 0.01261 | 0 | 0 | 1482.3932 | 8.5068e-06 | 52 | Residential_2033_Economic_MW_Before Competition Groups_52 | Wall Insulation MF | 0.0008507% | 0 | 0.01261 | Residential_2033_Economic_MW_Before Competition Groups_Wall Insulation MF
Residential | Res ¦ LED Downlight | 2033 | Economic | MW | Before Competition Groups | 0 | 0 | 0 | 1482.3932 | 0 | 53 | Residential_2033_Economic_MW_Before Competition Groups_53 | LED Downlight | 0% | 0 | 0 | Residential_2033_Economic_MW_Before Competition Groups_LED Downlight
Residential | Res ¦ Smart Power Bar | 2033 | Economic | MW | Before Competition Groups | 0 | 0 | 0 | 1482.3932 | 0 | 54 | Residential_2033_Economic_MW_Before Competition Groups_54 | Smart Power Bar | 0% | 0 | 0 | Residential_2033_Economic_MW_Before Competition Groups_Smart Power Bar
Residential | Res ¦ Ductless Mini-Split Heat Pump | 2033 | SC A | MW | Before Competition Groups | 96.7823 | 0 | 0 | 474.9265 | 0.20378 | 1 | Residential_2033_SC A_MW_Before Competition Groups_1 | Ductless Mini-Split Heat Pump | 20.38% | 0 | 96.7823 | Residential_2033_SC A_MW_Before Competition Groups_Ductless Mini-Split Heat Pump
Residential | Res ¦ Building Recommissioning, Operations and Maintenance (O&M) Improvements | 2033 | SC A | MW | Before Competition Groups | 54.8015 | 0 | 0 | 474.9265 | 0.11539 | 2 | Residential_2033_SC A_MW_Before Competition Groups_2 | Building Recommissioning, Operations and Maintenance (O&M) Improvements | 11.54% | 0 | 54.8015 | Residential_2033_SC A_MW_Before Competition Groups_Building Recommissioning, Operations and Maintenance (O&M) Improvements
Residential | Res ¦ Energy Star Clothes Washer | 2033 | SC A | MW | Before Competition Groups | 48.1178 | 0 | 0 | 474.9265 | 0.10132 | 3 | Residential_2033_SC A_MW_Before Competition Groups_3 | Energy Star Clothes Washer | 10.13% | 0 | 48.1178 | Residential_2033_SC A_MW_Before Competition Groups_Energy Star Clothes Washer
Residential | Res ¦ Adaptive Thermostat | 2033 | SC A | MW | Before Competition Groups | 32.553 | 0 | 0 | 474.9265 | 0.068543 | 4 | Residential_2033_SC A_MW_Before Competition Groups_4 | Adaptive Thermostat | 6.854% | 0 | 32.553 | Residential_2033_SC A_MW_Before Competition Groups_Adaptive Thermostat
Residential | Res ¦ Energy Star LED Specialty Bulbs | 2033 | SC A | MW | Before Competition Groups | 30.008 | 0 | 0 | 474.9265 | 0.063185 | 5 | Residential_2033_SC A_MW_Before Competition Groups_5 | Energy Star LED Specialty Bulbs | 6.318% | 0 | 30.008 | Residential_2033_SC A_MW_Before Competition Groups_Energy Star LED Specialty Bulbs
Residential | Res ¦ Variable Speed Pool Pump Motor | 2033 | SC A | MW | Before Competition Groups | 28.7147 | 0 | 0 | 474.9265 | 0.060461 | 6 | Residential_2033_SC A_MW_Before Competition Groups_6 | Variable Speed Pool Pump Motor | 6.046% | 0 | 28.7147 | Residential_2033_SC A_MW_Before Competition Groups_Variable Speed Pool Pump Motor
Residential | Res ¦ Energy Star Air Source Heat Pump | 2033 | SC A | MW | Before Competition Groups | 25.3933 | 0 | 0 | 474.9265 | 0.053468 | 7 | Residential_2033_SC A_MW_Before Competition Groups_7 | Energy Star Air Source Heat Pump | 5.347% | 0 | 25.3933 | Residential_2033_SC A_MW_Before Competition Groups_Energy Star Air Source Heat Pump
Residential | Res ¦ Basement Wall Insulation | 2033 | SC A | MW | Before Competition Groups | 23.4426 | 0 | 0 | 474.9265 | 0.04936 | 8 | Residential_2033_SC A_MW_Before Competition Groups_8 | Basement Wall Insulation | 4.936% | 0 | 23.4426 | Residential_2033_SC A_MW_Before Competition Groups_Basement Wall Insulation
Residential | Res ¦ Energy Star Room Air Conditioner | 2033 | SC A | MW | Before Competition Groups | 16.4245 | 0 | 0 | 474.9265 | 0.034583 | 9 | Residential_2033_SC A_MW_Before Competition Groups_9 | Energy Star Room Air Conditioner | 3.458% | 0 | 16.4245 | Residential_2033_SC A_MW_Before Competition Groups_Energy Star Room Air Conditioner
Residential | Res ¦ Energy Star A Line, PAR, MR Lamps | 2033 | SC A | MW | Before Competition Groups | 13.9898 | 0 | 0 | 474.9265 | 0.029457 | 10 | Residential_2033_SC A_MW_Before Competition Groups_10 | Energy Star A Line, PAR, MR Lamps | 2.946% | 0 | 13.9898 | Residential_2033_SC A_MW_Before Competition Groups_Energy Star A Line, PAR, MR Lamps
Residential | Res ¦ Energy Star LED Bulbs General Purpose LEDs | 2033 | SC A | MW | Before Competition Groups | 10.8984 | 0 | 0 | 474.9265 | 0.022948 | 11 | Residential_2033_SC A_MW_Before Competition Groups_11 | Energy Star LED Bulbs General Purpose LEDs | 2.295% | 0 | 10.8984 | Residential_2033_SC A_MW_Before Competition Groups_Energy Star LED Bulbs General Purpose LEDs
Residential | Res ¦ High Efficiency Chiller (avg of water and air cooled) | 2033 | SC A | MW | Before Competition Groups | 9.5598 | 0 | 0 | 474.9265 | 0.020129 | 12 | Residential_2033_SC A_MW_Before Competition Groups_12 | High Efficiency Chiller (avg of water and air cooled) | 2.013% | 0 | 9.5598 | Residential_2033_SC A_MW_Before Competition Groups_High Efficiency Chiller (avg of water and air cooled)
Residential | Res ¦ Energy Star Clothes Dryer | 2033 | SC A | MW | Before Competition Groups | 9.0732 | 0 | 0 | 474.9265 | 0.019104 | 13 | Residential_2033_SC A_MW_Before Competition Groups_13 | Energy Star Clothes Dryer | 1.91% | 0 | 9.0732 | Residential_2033_SC A_MW_Before Competition Groups_Energy Star Clothes Dryer
Residential | Res ¦ Home Energy Reports | 2033 | SC A | MW | Before Competition Groups | 9.0529 | 0 | 0 | 474.9265 | 0.019062 | 14 | Residential_2033_SC A_MW_Before Competition Groups_14 | Home Energy Reports | 1.906% | 0 | 9.0529 | Residential_2033_SC A_MW_Before Competition Groups_Home Energy Reports
Residential | Res ¦ Energy Star Torchiere | 2033 | SC A | MW | Before Competition Groups | 7.5453 | 0 | 0 | 474.9265 | 0.015887 | 15 | Residential_2033_SC A_MW_Before Competition Groups_15 | Energy Star Torchiere | 1.589% | 0 | 7.5453 | Residential_2033_SC A_MW_Before Competition Groups_Energy Star Torchiere
Residential | Res ¦ Attic Insulation | 2033 | SC A | MW | Before Competition Groups | 7.2213 | 0 | 0 | 474.9265 | 0.015205 | 16 | Residential_2033_SC A_MW_Before Competition Groups_16 | Attic Insulation | 1.521% | 0 | 7.2213 | Residential_2033_SC A_MW_Before Competition Groups_Attic Insulation
Residential | Res ¦ Occupancy Sensors MF | 2033 | SC A | MW | Before Competition Groups | 6.6248 | 0 | 0 | 474.9265 | 0.013949 | 17 | Residential_2033_SC A_MW_Before Competition Groups_17 | Occupancy Sensors MF | 1.395% | 0 | 6.6248 | Residential_2033_SC A_MW_Before Competition Groups_Occupancy Sensors MF
Residential | Res ¦ Advanced BAS/Controllers | 2033 | SC A | MW | Before Competition Groups | 5.4231 | 0 | 0 | 474.9265 | 0.011419 | 18 | Residential_2033_SC A_MW_Before Competition Groups_18 | Advanced BAS/Controllers | 1.142% | 0 | 5.4231 | Residential_2033_SC A_MW_Before Competition Groups_Advanced BAS/Controllers
Residential | Res ¦ Refrigerator Recycling | 2033 | SC A | MW | Before Competition Groups | 4.6217 | 0 | 0 | 474.9265 | 0.0097314 | 19 | Residential_2033_SC A_MW_Before Competition Groups_19 | Refrigerator Recycling | 0.9731% | 0 | 4.6217 | Residential_2033_SC A_MW_Before Competition Groups_Refrigerator Recycling
Residential | Res ¦ Energy Star Freezer | 2033 | SC A | MW | Before Competition Groups | 3.454 | 0 | 0 | 474.9265 | 0.0072727 | 20 | Residential_2033_SC A_MW_Before Competition Groups_20 | Energy Star Freezer | 0.7273% | 0 | 3.454 | Residential_2033_SC A_MW_Before Competition Groups_Energy Star Freezer
Residential | Res ¦ LED Tube Re-Lamp | 2033 | SC A | MW | Before Competition Groups | 3.4416 | 0 | 0 | 474.9265 | 0.0072467 | 21 | Residential_2033_SC A_MW_Before Competition Groups_21 | LED Tube Re-Lamp | 0.7247% | 0 | 3.4416 | Residential_2033_SC A_MW_Before Competition Groups_LED Tube Re-Lamp
Residential | Res ¦ Minimize Hot and Warm Clothes Wash | 2033 | SC A | MW | Before Competition Groups | 2.9686 | 0 | 0 | 474.9265 | 0.0062507 | 22 | Residential_2033_SC A_MW_Before Competition Groups_22 | Minimize Hot and Warm Clothes Wash | 0.6251% | 0 | 2.9686 | Residential_2033_SC A_MW_Before Competition Groups_Minimize Hot and Warm Clothes Wash
Residential | Res ¦ Smart Burners | 2033 | SC A | MW | Before Competition Groups | 2.7238 | 0 | 0 | 474.9265 | 0.0057352 | 23 | Residential_2033_SC A_MW_Before Competition Groups_23 | Smart Burners | 0.5735% | 0 | 2.7238 | Residential_2033_SC A_MW_Before Competition Groups_Smart Burners
Residential | Res ¦ Energy Star Light Fixture | 2033 | SC A | MW | Before Competition Groups | 2.7089 | 0 | 0 | 474.9265 | 0.0057038 | 24 | Residential_2033_SC A_MW_Before Competition Groups_24 | Energy Star Light Fixture | 0.5704% | 0 | 2.7089 | Residential_2033_SC A_MW_Before Competition Groups_Energy Star Light Fixture
Residential | Res ¦ Air Sealing | 2033 | SC A | MW | Before Competition Groups | 2.6786 | 0 | 0 | 474.9265 | 0.0056401 | 25 | Residential_2033_SC A_MW_Before Competition Groups_25 | Air Sealing | 0.564% | 0 | 2.6786 | Residential_2033_SC A_MW_Before Competition Groups_Air Sealing
Residential | Res ¦ Outside Air Economizer | 2033 | SC A | MW | Before Competition Groups | 2.6752 | 0 | 0 | 474.9265 | 0.0056328 | 26 | Residential_2033_SC A_MW_Before Competition Groups_26 | Outside Air Economizer | 0.5633% | 0 | 2.6752 | Residential_2033_SC A_MW_Before Competition Groups_Outside Air Economizer
Residential | Res ¦ ENERGY STAR LED LAMPS (REFLECTOR LAMPs/MR16/PAR 16) | 2033 | SC A | MW | Before Competition Groups | 2.0177 | 0 | 0 | 474.9265 | 0.0042484 | 27 | Residential_2033_SC A_MW_Before Competition Groups_27 | ENERGY STAR LED LAMPS (REFLECTOR LAMPs/MR16/PAR 16) | 0.4248% | 0 | 2.0177 | Residential_2033_SC A_MW_Before Competition Groups_ENERGY STAR LED LAMPS (REFLECTOR LAMPs/MR16/PAR 16)
Residential | Res ¦ Furnace Whistle | 2033 | SC A | MW | Before Competition Groups | 1.3587 | 0 | 0 | 474.9265 | 0.0028609 | 28 | Residential_2033_SC A_MW_Before Competition Groups_28 | Furnace Whistle | 0.2861% | 0 | 1.3587 | Residential_2033_SC A_MW_Before Competition Groups_Furnace Whistle
Residential | Res ¦ Variable Frequency Drive (VFD) | 2033 | SC A | MW | Before Competition Groups | 1.1199 | 0 | 0 | 474.9265 | 0.002358 | 29 | Residential_2033_SC A_MW_Before Competition Groups_29 | Variable Frequency Drive (VFD) | 0.2358% | 0 | 1.1199 | Residential_2033_SC A_MW_Before Competition Groups_Variable Frequency Drive (VFD)
Residential | Res ¦ Comprehensive Draft Proofing | 2033 | SC A | MW | Before Competition Groups | 1.0982 | 0 | 0 | 474.9265 | 0.0023124 | 30 | Residential_2033_SC A_MW_Before Competition Groups_30 | Comprehensive Draft Proofing | 0.2312% | 0 | 1.0982 | Residential_2033_SC A_MW_Before Competition Groups_Comprehensive Draft Proofing
Residential | Res ¦ CO Sensors for parking garage exhaust fans | 2033 | SC A | MW | Before Competition Groups | 0.95135 | 0 | 0 | 474.9265 | 0.0020031 | 31 | Residential_2033_SC A_MW_Before Competition Groups_31 | CO Sensors for parking garage exhaust fans | 0.2003% | 0 | 0.95135 | Residential_2033_SC A_MW_Before Competition Groups_CO Sensors for parking garage exhaust fans
Residential | Res ¦ Energy Star Dehumidifier | 2033 | SC A | MW | Before Competition Groups | 0.90782 | 0 | 0 | 474.9265 | 0.0019115 | 32 | Residential_2033_SC A_MW_Before Competition Groups_32 | Energy Star Dehumidifier | 0.1911% | 0 | 0.90782 | Residential_2033_SC A_MW_Before Competition Groups_Energy Star Dehumidifier
Residential | Res ¦ LED Parking Lot Fixture | 2033 | SC A | MW | Before Competition Groups | 0.86304 | 0 | 0 | 474.9265 | 0.0018172 | 33 | Residential_2033_SC A_MW_Before Competition Groups_33 | LED Parking Lot Fixture | 0.1817% | 0 | 0.86304 | Residential_2033_SC A_MW_Before Competition Groups_LED Parking Lot Fixture
Residential | Res ¦ Demand Control Ventilation | 2033 | SC A | MW | Before Competition Groups | 0.73364 | 0 | 0 | 474.9265 | 0.0015447 | 34 | Residential_2033_SC A_MW_Before Competition Groups_34 | Demand Control Ventilation | 0.1545% | 0 | 0.73364 | Residential_2033_SC A_MW_Before Competition Groups_Demand Control Ventilation
Residential | Res ¦ Water Heater Temperature Setback | 2033 | SC A | MW | Before Competition Groups | 0.70422 | 0 | 0 | 474.9265 | 0.0014828 | 35 | Residential_2033_SC A_MW_Before Competition Groups_35 | Water Heater Temperature Setback | 0.1483% | 0 | 0.70422 | Residential_2033_SC A_MW_Before Competition Groups_Water Heater Temperature Setback
Residential | Res ¦ Tankless Water Heater | 2033 | SC A | MW | Before Competition Groups | 0.53947 | 0 | 0 | 474.9265 | 0.0011359 | 36 | Residential_2033_SC A_MW_Before Competition Groups_36 | Tankless Water Heater | 0.1136% | 0 | 0.53947 | Residential_2033_SC A_MW_Before Competition Groups_Tankless Water Heater
Residential | Res ¦ Clothes Drying Racks | 2033 | SC A | MW | Before Competition Groups | 0.50693 | 0 | 0 | 474.9265 | 0.0010674 | 37 | Residential_2033_SC A_MW_Before Competition Groups_37 | Clothes Drying Racks | 0.1067% | 0 | 0.50693 | Residential_2033_SC A_MW_Before Competition Groups_Clothes Drying Racks
Residential | Res ¦ Floor Insulation | 2033 | SC A | MW | Before Competition Groups | 0.49971 | 0 | 0 | 474.9265 | 0.0010522 | 38 | Residential_2033_SC A_MW_Before Competition Groups_38 | Floor Insulation | 0.1052% | 0 | 0.49971 | Residential_2033_SC A_MW_Before Competition Groups_Floor Insulation
Residential | Res ¦ ENERGY STAR LED Lamps (General Service Lamps) | 2033 | SC A | MW | Before Competition Groups | 0.44651 | 0 | 0 | 474.9265 | 0.00094017 | 39 | Residential_2033_SC A_MW_Before Competition Groups_39 | ENERGY STAR LED Lamps (General Service Lamps) | 0.09402% | 0 | 0.44651 | Residential_2033_SC A_MW_Before Competition Groups_ENERGY STAR LED Lamps (General Service Lamps)
Residential | Res ¦ LED Exterior Area Lights - LED Fixture (200W) | 2033 | SC A | MW | Before Competition Groups | 0.41895 | 0 | 0 | 474.9265 | 0.00088214 | 40 | Residential_2033_SC A_MW_Before Competition Groups_40 | LED Exterior Area Lights - LED Fixture (200W) | 0.08821% | 0 | 0.41895 | Residential_2033_SC A_MW_Before Competition Groups_LED Exterior Area Lights - LED Fixture (200W)
Residential | Res ¦ Condensing Make Up Air Unit | 2033 | SC A | MW | Before Competition Groups | 0.37787 | 0 | 0 | 474.9265 | 0.00079565 | 41 | Residential_2033_SC A_MW_Before Competition Groups_41 | Condensing Make Up Air Unit | 0.07956% | 0 | 0.37787 | Residential_2033_SC A_MW_Before Competition Groups_Condensing Make Up Air Unit
Residential | Res ¦ VFD on Pumps | 2033 | SC A | MW | Before Competition Groups | 0.32428 | 0 | 0 | 474.9265 | 0.00068281 | 42 | Residential_2033_SC A_MW_Before Competition Groups_42 | VFD on Pumps | 0.06828% | 0 | 0.32428 | Residential_2033_SC A_MW_Before Competition Groups_VFD on Pumps
Residential | Res ¦ Duct Insulation | 2033 | SC A | MW | Before Competition Groups | 0.29449 | 0 | 0 | 474.9265 | 0.00062007 | 43 | Residential_2033_SC A_MW_Before Competition Groups_43 | Duct Insulation | 0.06201% | 0 | 0.29449 | Residential_2033_SC A_MW_Before Competition Groups_Duct Insulation
Residential | Res ¦ Heat Recovery Ventilator | 2033 | SC A | MW | Before Competition Groups | 0.19948 | 0 | 0 | 474.9265 | 0.00042001 | 44 | Residential_2033_SC A_MW_Before Competition Groups_44 | Heat Recovery Ventilator | 0.042% | 0 | 0.19948 | Residential_2033_SC A_MW_Before Competition Groups_Heat Recovery Ventilator
Residential | Res ¦ ECM MOTORS FOR HVAC APPLICATION (FAN-POWERED VAV BOX) | 2033 | SC A | MW | Before Competition Groups | 0.19717 | 0 | 0 | 474.9265 | 0.00041515 | 45 | Residential_2033_SC A_MW_Before Competition Groups_45 | ECM MOTORS FOR HVAC APPLICATION (FAN-POWERED VAV BOX) | 0.04152% | 0 | 0.19717 | Residential_2033_SC A_MW_Before Competition Groups_ECM MOTORS FOR HVAC APPLICATION (FAN-POWERED VAV BOX)
Residential | Res ¦ Duct Insulation MF | 2033 | SC A | MW | Before Competition Groups | 0.17516 | 0 | 0 | 474.9265 | 0.00036881 | 46 | Residential_2033_SC A_MW_Before Competition Groups_46 | Duct Insulation MF | 0.03688% | 0 | 0.17516 | Residential_2033_SC A_MW_Before Competition Groups_Duct Insulation MF
Residential | Res ¦ Chilled Water Optimization | 2033 | SC A | MW | Before Competition Groups | 0.14419 | 0 | 0 | 474.9265 | 0.0003036 | 47 | Residential_2033_SC A_MW_Before Competition Groups_47 | Chilled Water Optimization | 0.03036% | 0 | 0.14419 | Residential_2033_SC A_MW_Before Competition Groups_Chilled Water Optimization
Residential | Res ¦ Beverage Vending Machine Controls | 2033 | SC A | MW | Before Competition Groups | 0.1231 | 0 | 0 | 474.9265 | 0.0002592 | 48 | Residential_2033_SC A_MW_Before Competition Groups_48 | Beverage Vending Machine Controls | 0.02592% | 0 | 0.1231 | Residential_2033_SC A_MW_Before Competition Groups_Beverage Vending Machine Controls
Residential | Res ¦ LED High Bay Fixture | 2033 | SC A | MW | Before Competition Groups | 0.014577 | 0 | 0 | 474.9265 | 3.0693e-05 | 49 | Residential_2033_SC A_MW_Before Competition Groups_49 | LED High Bay Fixture | 0.003069% | 0 | 0.014577 | Residential_2033_SC A_MW_Before Competition Groups_LED High Bay Fixture
Residential | Res ¦ Wall Insulation | 2033 | SC A | MW | Before Competition Groups | 0.0071276 | 0 | 0 | 474.9265 | 1.5008e-05 | 50 | Residential_2033_SC A_MW_Before Competition Groups_50 | Wall Insulation | 0.001501% | 0 | 0.0071276 | Residential_2033_SC A_MW_Before Competition Groups_Wall Insulation
Residential | Res ¦ Wall Insulation MF | 2033 | SC A | MW | Before Competition Groups | 0.0036509 | 0 | 0 | 474.9265 | 7.6873e-06 | 51 | Residential_2033_SC A_MW_Before Competition Groups_51 | Wall Insulation MF | 0.0007687% | 0 | 0.0036509 | Residential_2033_SC A_MW_Before Competition Groups_Wall Insulation MF
Residential | Res ¦ Freezer Recycling | 2033 | SC A | MW | Before Competition Groups | 0.00045713 | 0 | 0 | 474.9265 | 9.6252e-07 | 52 | Residential_2033_SC A_MW_Before Competition Groups_52 | Freezer Recycling | 9.625e-05% | 0 | 0.00045713 | Residential_2033_SC A_MW_Before Competition Groups_Freezer Recycling
Residential | Res ¦ LED Downlight | 2033 | SC A | MW | Before Competition Groups | 0 | 0 | 0 | 474.9265 | 0 | 53 | Residential_2033_SC A_MW_Before Competition Groups_53 | LED Downlight | 0% | 0 | 0 | Residential_2033_SC A_MW_Before Competition Groups_LED Downlight
Residential | Res ¦ Smart Power Bar | 2033 | SC A | MW | Before Competition Groups | 0 | 0 | 0 | 474.9265 | 0 | 54 | Residential_2033_SC A_MW_Before Competition Groups_54 | Smart Power Bar | 0% | 0 | 0 | Residential_2033_SC A_MW_Before Competition Groups_Smart Power Bar
Residential | Res ¦ Ductless Mini-Split Heat Pump | 2033 | SC B | MW | Before Competition Groups | 121.2525 | 0 | 0 | 764.6502 | 0.15857 | 1 | Residential_2033_SC B_MW_Before Competition Groups_1 | Ductless Mini-Split Heat Pump | 15.86% | 0 | 121.2525 | Residential_2033_SC B_MW_Before Competition Groups_Ductless Mini-Split Heat Pump
Residential | Res ¦ Building Recommissioning, Operations and Maintenance (O&M) Improvements | 2033 | SC B | MW | Before Competition Groups | 83.7239 | 0 | 0 | 764.6502 | 0.10949 | 2 | Residential_2033_SC B_MW_Before Competition Groups_2 | Building Recommissioning, Operations and Maintenance (O&M) Improvements | 10.95% | 0 | 83.7239 | Residential_2033_SC B_MW_Before Competition Groups_Building Recommissioning, Operations and Maintenance (O&M) Improvements
Residential | Res ¦ Adaptive Thermostat | 2033 | SC B | MW | Before Competition Groups | 82.2368 | 0 | 0 | 764.6502 | 0.10755 | 3 | Residential_2033_SC B_MW_Before Competition Groups_3 | Adaptive Thermostat | 10.75% | 0 | 82.2368 | Residential_2033_SC B_MW_Before Competition Groups_Adaptive Thermostat
Residential | Res ¦ Energy Star Clothes Washer | 2033 | SC B | MW | Before Competition Groups | 73.5598 | 0 | 0 | 764.6502 | 0.096201 | 4 | Residential_2033_SC B_MW_Before Competition Groups_4 | Energy Star Clothes Washer | 9.62% | 0 | 73.5598 | Residential_2033_SC B_MW_Before Competition Groups_Energy Star Clothes Washer
Residential | Res ¦ Variable Speed Pool Pump Motor | 2033 | SC B | MW | Before Competition Groups | 59.8019 | 0 | 0 | 764.6502 | 0.078208 | 5 | Residential_2033_SC B_MW_Before Competition Groups_5 | Variable Speed Pool Pump Motor | 7.821% | 0 | 59.8019 | Residential_2033_SC B_MW_Before Competition Groups_Variable Speed Pool Pump Motor
Residential | Res ¦ Energy Star Air Source Heat Pump | 2033 | SC B | MW | Before Competition Groups | 38.128 | 0 | 0 | 764.6502 | 0.049863 | 6 | Residential_2033_SC B_MW_Before Competition Groups_6 | Energy Star Air Source Heat Pump | 4.986% | 0 | 38.128 | Residential_2033_SC B_MW_Before Competition Groups_Energy Star Air Source Heat Pump
Residential | Res ¦ Energy Star Room Air Conditioner | 2033 | SC B | MW | Before Competition Groups | 30.8188 | 0 | 0 | 764.6502 | 0.040305 | 7 | Residential_2033_SC B_MW_Before Competition Groups_7 | Energy Star Room Air Conditioner | 4.03% | 0 | 30.8188 | Residential_2033_SC B_MW_Before Competition Groups_Energy Star Room Air Conditioner
Residential | Res ¦ Basement Wall Insulation | 2033 | SC B | MW | Before Competition Groups | 23.9555 | 0 | 0 | 764.6502 | 0.031329 | 8 | Residential_2033_SC B_MW_Before Competition Groups_8 | Basement Wall Insulation | 3.133% | 0 | 23.9555 | Residential_2033_SC B_MW_Before Competition Groups_Basement Wall Insulation
Residential | Res ¦ Energy Star LED Bulbs General Purpose LEDs | 2033 | SC B | MW | Before Competition Groups | 20.0281 | 0 | 0 | 764.6502 | 0.026193 | 9 | Residential_2033_SC B_MW_Before Competition Groups_9 | Energy Star LED Bulbs General Purpose LEDs | 2.619% | 0 | 20.0281 | Residential_2033_SC B_MW_Before Competition Groups_Energy Star LED Bulbs General Purpose LEDs
Residential | Res ¦ Energy Star A Line, PAR, MR Lamps | 2033 | SC B | MW | Before Competition Groups | 19.5358 | 0 | 0 | 764.6502 | 0.025549 | 10 | Residential_2033_SC B_MW_Before Competition Groups_10 | Energy Star A Line, PAR, MR Lamps | 2.555% | 0 | 19.5358 | Residential_2033_SC B_MW_Before Competition Groups_Energy Star A Line, PAR, MR Lamps
Residential | Res ¦ Attic Insulation | 2033 | SC B | MW | Before Competition Groups | 18.4766 | 0 | 0 | 764.6502 | 0.024163 | 11 | Residential_2033_SC B_MW_Before Competition Groups_11 | Attic Insulation | 2.416% | 0 | 18.4766 | Residential_2033_SC B_MW_Before Competition Groups_Attic Insulation
Residential | Res ¦ Energy Star LED Specialty Bulbs | 2033 | SC B | MW | Before Competition Groups | 18.1467 | 0 | 0 | 764.6502 | 0.023732 | 12 | Residential_2033_SC B_MW_Before Competition Groups_12 | Energy Star LED Specialty Bulbs | 2.373% | 0 | 18.1467 | Residential_2033_SC B_MW_Before Competition Groups_Energy Star LED Specialty Bulbs
Residential | Res ¦ Energy Star Clothes Dryer | 2033 | SC B | MW | Before Competition Groups | 16.23 | 0 | 0 | 764.6502 | 0.021225 | 13 | Residential_2033_SC B_MW_Before Competition Groups_13 | Energy Star Clothes Dryer | 2.123% | 0 | 16.23 | Residential_2033_SC B_MW_Before Competition Groups_Energy Star Clothes Dryer
Residential | Res ¦ Advanced BAS/Controllers | 2033 | SC B | MW | Before Competition Groups | 12.2536 | 0 | 0 | 764.6502 | 0.016025 | 14 | Residential_2033_SC B_MW_Before Competition Groups_14 | Advanced BAS/Controllers | 1.603% | 0 | 12.2536 | Residential_2033_SC B_MW_Before Competition Groups_Advanced BAS/Controllers
Residential | Res ¦ Clothes Drying Racks | 2033 | SC B | MW | Before Competition Groups | 11.3383 | 0 | 0 | 764.6502 | 0.014828 | 15 | Residential_2033_SC B_MW_Before Competition Groups_15 | Clothes Drying Racks | 1.483% | 0 | 11.3383 | Residential_2033_SC B_MW_Before Competition Groups_Clothes Drying Racks
Residential | Res ¦ Smart Burners | 2033 | SC B | MW | Before Competition Groups | 11.2972 | 0 | 0 | 764.6502 | 0.014774 | 16 | Residential_2033_SC B_MW_Before Competition Groups_16 | Smart Burners | 1.477% | 0 | 11.2972 | Residential_2033_SC B_MW_Before Competition Groups_Smart Burners
Residential | Res ¦ Occupancy Sensors MF | 2033 | SC B | MW | Before Competition Groups | 10.7511 | 0 | 0 | 764.6502 | 0.01406 | 17 | Residential_2033_SC B_MW_Before Competition Groups_17 | Occupancy Sensors MF | 1.406% | 0 | 10.7511 | Residential_2033_SC B_MW_Before Competition Groups_Occupancy Sensors MF
Residential | Res ¦ Energy Star Torchiere | 2033 | SC B | MW | Before Competition Groups | 10.3345 | 0 | 0 | 764.6502 | 0.013515 | 18 | Residential_2033_SC B_MW_Before Competition Groups_18 | Energy Star Torchiere | 1.352% | 0 | 10.3345 | Residential_2033_SC B_MW_Before Competition Groups_Energy Star Torchiere
Residential | Res ¦ High Efficiency Chiller (avg of water and air cooled) | 2033 | SC B | MW | Before Competition Groups | 9.7849 | 0 | 0 | 764.6502 | 0.012797 | 19 | Residential_2033_SC B_MW_Before Competition Groups_19 | High Efficiency Chiller (avg of water and air cooled) | 1.28% | 0 | 9.7849 | Residential_2033_SC B_MW_Before Competition Groups_High Efficiency Chiller (avg of water and air cooled)
Residential | Res ¦ Refrigerator Recycling | 2033 | SC B | MW | Before Competition Groups | 9.6094 | 0 | 0 | 764.6502 | 0.012567 | 20 | Residential_2033_SC B_MW_Before Competition Groups_20 | Refrigerator Recycling | 1.257% | 0 | 9.6094 | Residential_2033_SC B_MW_Before Competition Groups_Refrigerator Recycling
Residential | Res ¦ Home Energy Reports | 2033 | SC B | MW | Before Competition Groups | 9.0529 | 0 | 0 | 764.6502 | 0.011839 | 21 | Residential_2033_SC B_MW_Before Competition Groups_21 | Home Energy Reports | 1.184% | 0 | 9.0529 | Residential_2033_SC B_MW_Before Competition Groups_Home Energy Reports
Residential | Res ¦ Freezer Recycling | 2033 | SC B | MW | Before Competition Groups | 8.9458 | 0 | 0 | 764.6502 | 0.011699 | 22 | Residential_2033_SC B_MW_Before Competition Groups_22 | Freezer Recycling | 1.17% | 0 | 8.9458 | Residential_2033_SC B_MW_Before Competition Groups_Freezer Recycling
Residential | Res ¦ Energy Star Dehumidifier | 2033 | SC B | MW | Before Competition Groups | 7.4739 | 0 | 0 | 764.6502 | 0.0097743 | 23 | Residential_2033_SC B_MW_Before Competition Groups_23 | Energy Star Dehumidifier | 0.9774% | 0 | 7.4739 | Residential_2033_SC B_MW_Before Competition Groups_Energy Star Dehumidifier
Residential | Res ¦ Energy Star Freezer | 2033 | SC B | MW | Before Competition Groups | 7.0427 | 0 | 0 | 764.6502 | 0.0092103 | 24 | Residential_2033_SC B_MW_Before Competition Groups_24 | Energy Star Freezer | 0.921% | 0 | 7.0427 | Residential_2033_SC B_MW_Before Competition Groups_Energy Star Freezer
Residential | Res ¦ Air Sealing | 2033 | SC B | MW | Before Competition Groups | 5.0952 | 0 | 0 | 764.6502 | 0.0066635 | 25 | Residential_2033_SC B_MW_Before Competition Groups_25 | Air Sealing | 0.6663% | 0 | 5.0952 | Residential_2033_SC B_MW_Before Competition Groups_Air Sealing
Residential | Res ¦ Floor Insulation | 2033 | SC B | MW | Before Competition Groups | 4.8404 | 0 | 0 | 764.6502 | 0.0063302 | 26 | Residential_2033_SC B_MW_Before Competition Groups_26 | Floor Insulation | 0.633% | 0 | 4.8404 | Residential_2033_SC B_MW_Before Competition Groups_Floor Insulation
Residential | Res ¦ Duct Insulation | 2033 | SC B | MW | Before Competition Groups | 4.5194 | 0 | 0 | 764.6502 | 0.0059104 | 27 | Residential_2033_SC B_MW_Before Competition Groups_27 | Duct Insulation | 0.591% | 0 | 4.5194 | Residential_2033_SC B_MW_Before Competition Groups_Duct Insulation
Residential | Res ¦ Energy Star Light Fixture | 2033 | SC B | MW | Before Competition Groups | 3.8479 | 0 | 0 | 764.6502 | 0.0050322 | 28 | Residential_2033_SC B_MW_Before Competition Groups_28 | Energy Star Light Fixture | 0.5032% | 0 | 3.8479 | Residential_2033_SC B_MW_Before Competition Groups_Energy Star Light Fixture
Residential | Res ¦ Outside Air Economizer | 2033 | SC B | MW | Before Competition Groups | 3.4696 | 0 | 0 | 764.6502 | 0.0045375 | 29 | Residential_2033_SC B_MW_Before Competition Groups_29 | Outside Air Economizer | 0.4537% | 0 | 3.4696 | Residential_2033_SC B_MW_Before Competition Groups_Outside Air Economizer
Residential | Res ¦ LED Tube Re-Lamp | 2033 | SC B | MW | Before Competition Groups | 3.4416 | 0 | 0 | 764.6502 | 0.0045009 | 30 | Residential_2033_SC B_MW_Before Competition Groups_30 | LED Tube Re-Lamp | 0.4501% | 0 | 3.4416 | Residential_2033_SC B_MW_Before Competition Groups_LED Tube Re-Lamp
Residential | Res ¦ Minimize Hot and Warm Clothes Wash | 2033 | SC B | MW | Before Competition Groups | 2.9686 | 0 | 0 | 764.6502 | 0.0038823 | 31 | Residential_2033_SC B_MW_Before Competition Groups_31 | Minimize Hot and Warm Clothes Wash | 0.3882% | 0 | 2.9686 | Residential_2033_SC B_MW_Before Competition Groups_Minimize Hot and Warm Clothes Wash
Residential | Res ¦ Heat Recovery Ventilator | 2033 | SC B | MW | Before Competition Groups | 2.3067 | 0 | 0 | 764.6502 | 0.0030166 | 32 | Residential_2033_SC B_MW_Before Competition Groups_32 | Heat Recovery Ventilator | 0.3017% | 0 | 2.3067 | Residential_2033_SC B_MW_Before Competition Groups_Heat Recovery Ventilator
Residential | Res ¦ Demand Control Ventilation | 2033 | SC B | MW | Before Competition Groups | 2.1535 | 0 | 0 | 764.6502 | 0.0028163 | 33 | Residential_2033_SC B_MW_Before Competition Groups_33 | Demand Control Ventilation | 0.2816% | 0 | 2.1535 | Residential_2033_SC B_MW_Before Competition Groups_Demand Control Ventilation
Residential | Res ¦ Furnace Whistle | 2033 | SC B | MW | Before Competition Groups | 2.0695 | 0 | 0 | 764.6502 | 0.0027065 | 34 | Residential_2033_SC B_MW_Before Competition Groups_34 | Furnace Whistle | 0.2706% | 0 | 2.0695 | Residential_2033_SC B_MW_Before Competition Groups_Furnace Whistle
Residential | Res ¦ ENERGY STAR LED LAMPS (REFLECTOR LAMPs/MR16/PAR 16) | 2033 | SC B | MW | Before Competition Groups | 2.0177 | 0 | 0 | 764.6502 | 0.0026387 | 35 | Residential_2033_SC B_MW_Before Competition Groups_35 | ENERGY STAR LED LAMPS (REFLECTOR LAMPs/MR16/PAR 16) | 0.2639% | 0 | 2.0177 | Residential_2033_SC B_MW_Before Competition Groups_ENERGY STAR LED LAMPS (REFLECTOR LAMPs/MR16/PAR 16)
Residential | Res ¦ Duct Insulation MF | 2033 | SC B | MW | Before Competition Groups | 1.883 | 0 | 0 | 764.6502 | 0.0024625 | 36 | Residential_2033_SC B_MW_Before Competition Groups_36 | Duct Insulation MF | 0.2463% | 0 | 1.883 | Residential_2033_SC B_MW_Before Competition Groups_Duct Insulation MF
Residential | Res ¦ CO Sensors for parking garage exhaust fans | 2033 | SC B | MW | Before Competition Groups | 1.8719 | 0 | 0 | 764.6502 | 0.002448 | 37 | Residential_2033_SC B_MW_Before Competition Groups_37 | CO Sensors for parking garage exhaust fans | 0.2448% | 0 | 1.8719 | Residential_2033_SC B_MW_Before Competition Groups_CO Sensors for parking garage exhaust fans
Residential | Res ¦ Comprehensive Draft Proofing | 2033 | SC B | MW | Before Competition Groups | 1.7586 | 0 | 0 | 764.6502 | 0.0022998 | 38 | Residential_2033_SC B_MW_Before Competition Groups_38 | Comprehensive Draft Proofing | 0.23% | 0 | 1.7586 | Residential_2033_SC B_MW_Before Competition Groups_Comprehensive Draft Proofing
Residential | Res ¦ Variable Frequency Drive (VFD) | 2033 | SC B | MW | Before Competition Groups | 1.7057 | 0 | 0 | 764.6502 | 0.0022306 | 39 | Residential_2033_SC B_MW_Before Competition Groups_39 | Variable Frequency Drive (VFD) | 0.2231% | 0 | 1.7057 | Residential_2033_SC B_MW_Before Competition Groups_Variable Frequency Drive (VFD)
Residential | Res ¦ Tankless Water Heater | 2033 | SC B | MW | Before Competition Groups | 1.3831 | 0 | 0 | 764.6502 | 0.0018089 | 40 | Residential_2033_SC B_MW_Before Competition Groups_40 | Tankless Water Heater | 0.1809% | 0 | 1.3831 | Residential_2033_SC B_MW_Before Competition Groups_Tankless Water Heater
Residential | Res ¦ Condensing Make Up Air Unit | 2033 | SC B | MW | Before Competition Groups | 1.3075 | 0 | 0 | 764.6502 | 0.0017099 | 41 | Residential_2033_SC B_MW_Before Competition Groups_41 | Condensing Make Up Air Unit | 0.171% | 0 | 1.3075 | Residential_2033_SC B_MW_Before Competition Groups_Condensing Make Up Air Unit
Residential | Res ¦ Water Heater Temperature Setback | 2033 | SC B | MW | Before Competition Groups | 1.0788 | 0 | 0 | 764.6502 | 0.0014108 | 42 | Residential_2033_SC B_MW_Before Competition Groups_42 | Water Heater Temperature Setback | 0.1411% | 0 | 1.0788 | Residential_2033_SC B_MW_Before Competition Groups_Water Heater Temperature Setback
Residential | Res ¦ LED Parking Lot Fixture | 2033 | SC B | MW | Before Competition Groups | 0.9187 | 0 | 0 | 764.6502 | 0.0012015 | 43 | Residential_2033_SC B_MW_Before Competition Groups_43 | LED Parking Lot Fixture | 0.1201% | 0 | 0.9187 | Residential_2033_SC B_MW_Before Competition Groups_LED Parking Lot Fixture
Residential | Res ¦ VFD on Pumps | 2033 | SC B | MW | Before Competition Groups | 0.52451 | 0 | 0 | 764.6502 | 0.00068594 | 44 | Residential_2033_SC B_MW_Before Competition Groups_44 | VFD on Pumps | 0.06859% | 0 | 0.52451 | Residential_2033_SC B_MW_Before Competition Groups_VFD on Pumps
Residential | Res ¦ ENERGY STAR LED Lamps (General Service Lamps) | 2033 | SC B | MW | Before Competition Groups | 0.44651 | 0 | 0 | 764.6502 | 0.00058394 | 45 | Residential_2033_SC B_MW_Before Competition Groups_45 | ENERGY STAR LED Lamps (General Service Lamps) | 0.05839% | 0 | 0.44651 | Residential_2033_SC B_MW_Before Competition Groups_ENERGY STAR LED Lamps (General Service Lamps)
Residential | Res ¦ LED Exterior Area Lights - LED Fixture (200W) | 2033 | SC B | MW | Before Competition Groups | 0.41895 | 0 | 0 | 764.6502 | 0.0005479 | 46 | Residential_2033_SC B_MW_Before Competition Groups_46 | LED Exterior Area Lights - LED Fixture (200W) | 0.05479% | 0 | 0.41895 | Residential_2033_SC B_MW_Before Competition Groups_LED Exterior Area Lights - LED Fixture (200W)
Residential | Res ¦ ECM MOTORS FOR HVAC APPLICATION (FAN-POWERED VAV BOX) | 2033 | SC B | MW | Before Competition Groups | 0.3044 | 0 | 0 | 764.6502 | 0.00039809 | 47 | Residential_2033_SC B_MW_Before Competition Groups_47 | ECM MOTORS FOR HVAC APPLICATION (FAN-POWERED VAV BOX) | 0.03981% | 0 | 0.3044 | Residential_2033_SC B_MW_Before Competition Groups_ECM MOTORS FOR HVAC APPLICATION (FAN-POWERED VAV BOX)
Residential | Res ¦ Beverage Vending Machine Controls | 2033 | SC B | MW | Before Competition Groups | 0.21522 | 0 | 0 | 764.6502 | 0.00028146 | 48 | Residential_2033_SC B_MW_Before Competition Groups_48 | Beverage Vending Machine Controls | 0.02815% | 0 | 0.21522 | Residential_2033_SC B_MW_Before Competition Groups_Beverage Vending Machine Controls
Residential | Res ¦ Chilled Water Optimization | 2033 | SC B | MW | Before Competition Groups | 0.18714 | 0 | 0 | 764.6502 | 0.00024474 | 49 | Residential_2033_SC B_MW_Before Competition Groups_49 | Chilled Water Optimization | 0.02447% | 0 | 0.18714 | Residential_2033_SC B_MW_Before Competition Groups_Chilled Water Optimization
Residential | Res ¦ Wall Insulation | 2033 | SC B | MW | Before Competition Groups | 0.10758 | 0 | 0 | 764.6502 | 0.0001407 | 50 | Residential_2033_SC B_MW_Before Competition Groups_50 | Wall Insulation | 0.01407% | 0 | 0.10758 | Residential_2033_SC B_MW_Before Competition Groups_Wall Insulation
Residential | Res ¦ LED High Bay Fixture | 2033 | SC B | MW | Before Competition Groups | 0.025509 | 0 | 0 | 764.6502 | 3.336e-05 | 51 | Residential_2033_SC B_MW_Before Competition Groups_51 | LED High Bay Fixture | 0.003336% | 0 | 0.025509 | Residential_2033_SC B_MW_Before Competition Groups_LED High Bay Fixture
Residential | Res ¦ Wall Insulation MF | 2033 | SC B | MW | Before Competition Groups | 0.0042198 | 0 | 0 | 764.6502 | 5.5186e-06 | 52 | Residential_2033_SC B_MW_Before Competition Groups_52 | Wall Insulation MF | 0.0005519% | 0 | 0.0042198 | Residential_2033_SC B_MW_Before Competition Groups_Wall Insulation MF
Residential | Res ¦ LED Downlight | 2033 | SC B | MW | Before Competition Groups | 0 | 0 | 0 | 764.6502 | 0 | 53 | Residential_2033_SC B_MW_Before Competition Groups_53 | LED Downlight | 0% | 0 | 0 | Residential_2033_SC B_MW_Before Competition Groups_LED Downlight
Residential | Res ¦ Smart Power Bar | 2033 | SC B | MW | Before Competition Groups | 0 | 0 | 0 | 764.6502 | 0 | 54 | Residential_2033_SC B_MW_Before Competition Groups_54 | Smart Power Bar | 0% | 0 | 0 | Residential_2033_SC B_MW_Before Competition Groups_Smart Power Bar
Residential | Res ¦ Ductless Mini-Split Heat Pump | 2033 | SC C | MW | Before Competition Groups | 96.7782 | 0 | 0 | 581.5884 | 0.1664 | 1 | Residential_2033_SC C_MW_Before Competition Groups_1 | Ductless Mini-Split Heat Pump | 16.64% | 0 | 96.7782 | Residential_2033_SC C_MW_Before Competition Groups_Ductless Mini-Split Heat Pump
Residential | Res ¦ Energy Star Clothes Washer | 2033 | SC C | MW | Before Competition Groups | 67.0452 | 0 | 0 | 581.5884 | 0.11528 | 2 | Residential_2033_SC C_MW_Before Competition Groups_2 | Energy Star Clothes Washer | 11.53% | 0 | 67.0452 | Residential_2033_SC C_MW_Before Competition Groups_Energy Star Clothes Washer
Residential | Res ¦ Adaptive Thermostat | 2033 | SC C | MW | Before Competition Groups | 55.9868 | 0 | 0 | 581.5884 | 0.096265 | 3 | Residential_2033_SC C_MW_Before Competition Groups_3 | Adaptive Thermostat | 9.627% | 0 | 55.9868 | Residential_2033_SC C_MW_Before Competition Groups_Adaptive Thermostat
Residential | Res ¦ Building Recommissioning, Operations and Maintenance (O&M) Improvements | 2033 | SC C | MW | Before Competition Groups | 54.9685 | 0 | 0 | 581.5884 | 0.094514 | 4 | Residential_2033_SC C_MW_Before Competition Groups_4 | Building Recommissioning, Operations and Maintenance (O&M) Improvements | 9.451% | 0 | 54.9685 | Residential_2033_SC C_MW_Before Competition Groups_Building Recommissioning, Operations and Maintenance (O&M) Improvements
Residential | Res ¦ Variable Speed Pool Pump Motor | 2033 | SC C | MW | Before Competition Groups | 39.2634 | 0 | 0 | 581.5884 | 0.067511 | 5 | Residential_2033_SC C_MW_Before Competition Groups_5 | Variable Speed Pool Pump Motor | 6.751% | 0 | 39.2634 | Residential_2033_SC C_MW_Before Competition Groups_Variable Speed Pool Pump Motor
Residential | Res ¦ Energy Star LED Specialty Bulbs | 2033 | SC C | MW | Before Competition Groups | 30.008 | 0 | 0 | 581.5884 | 0.051597 | 6 | Residential_2033_SC C_MW_Before Competition Groups_6 | Energy Star LED Specialty Bulbs | 5.16% | 0 | 30.008 | Residential_2033_SC C_MW_Before Competition Groups_Energy Star LED Specialty Bulbs
Residential | Res ¦ Energy Star Room Air Conditioner | 2033 | SC C | MW | Before Competition Groups | 25.4671 | 0 | 0 | 581.5884 | 0.043789 | 7 | Residential_2033_SC C_MW_Before Competition Groups_7 | Energy Star Room Air Conditioner | 4.379% | 0 | 25.4671 | Residential_2033_SC C_MW_Before Competition Groups_Energy Star Room Air Conditioner
Residential | Res ¦ Energy Star Air Source Heat Pump | 2033 | SC C | MW | Before Competition Groups | 25.3933 | 0 | 0 | 581.5884 | 0.043662 | 8 | Residential_2033_SC C_MW_Before Competition Groups_8 | Energy Star Air Source Heat Pump | 4.366% | 0 | 25.3933 | Residential_2033_SC C_MW_Before Competition Groups_Energy Star Air Source Heat Pump
Residential | Res ¦ Basement Wall Insulation | 2033 | SC C | MW | Before Competition Groups | 23.959 | 0 | 0 | 581.5884 | 0.041196 | 9 | Residential_2033_SC C_MW_Before Competition Groups_9 | Basement Wall Insulation | 4.12% | 0 | 23.959 | Residential_2033_SC C_MW_Before Competition Groups_Basement Wall Insulation
Residential | Res ¦ Attic Insulation | 2033 | SC C | MW | Before Competition Groups | 18.0293 | 0 | 0 | 581.5884 | 0.031 | 10 | Residential_2033_SC C_MW_Before Competition Groups_10 | Attic Insulation | 3.1% | 0 | 18.0293 | Residential_2033_SC C_MW_Before Competition Groups_Attic Insulation
Residential | Res ¦ Energy Star Clothes Dryer | 2033 | SC C | MW | Before Competition Groups | 16.2354 | 0 | 0 | 581.5884 | 0.027916 | 11 | Residential_2033_SC C_MW_Before Competition Groups_11 | Energy Star Clothes Dryer | 2.792% | 0 | 16.2354 | Residential_2033_SC C_MW_Before Competition Groups_Energy Star Clothes Dryer
Residential | Res ¦ Energy Star A Line, PAR, MR Lamps | 2033 | SC C | MW | Before Competition Groups | 13.9898 | 0 | 0 | 581.5884 | 0.024055 | 12 | Residential_2033_SC C_MW_Before Competition Groups_12 | Energy Star A Line, PAR, MR Lamps | 2.405% | 0 | 13.9898 | Residential_2033_SC C_MW_Before Competition Groups_Energy Star A Line, PAR, MR Lamps
Residential | Res ¦ Energy Star LED Bulbs General Purpose LEDs | 2033 | SC C | MW | Before Competition Groups | 10.8984 | 0 | 0 | 581.5884 | 0.018739 | 13 | Residential_2033_SC C_MW_Before Competition Groups_13 | Energy Star LED Bulbs General Purpose LEDs | 1.874% | 0 | 10.8984 | Residential_2033_SC C_MW_Before Competition Groups_Energy Star LED Bulbs General Purpose LEDs
Residential | Res ¦ High Efficiency Chiller (avg of water and air cooled) | 2033 | SC C | MW | Before Competition Groups | 9.5598 | 0 | 0 | 581.5884 | 0.016437 | 14 | Residential_2033_SC C_MW_Before Competition Groups_14 | High Efficiency Chiller (avg of water and air cooled) | 1.644% | 0 | 9.5598 | Residential_2033_SC C_MW_Before Competition Groups_High Efficiency Chiller (avg of water and air cooled)
Residential | Res ¦ Home Energy Reports | 2033 | SC C | MW | Before Competition Groups | 9.0529 | 0 | 0 | 581.5884 | 0.015566 | 15 | Residential_2033_SC C_MW_Before Competition Groups_15 | Home Energy Reports | 1.557% | 0 | 9.0529 | Residential_2033_SC C_MW_Before Competition Groups_Home Energy Reports
Residential | Res ¦ Advanced BAS/Controllers | 2033 | SC C | MW | Before Competition Groups | 8.0453 | 0 | 0 | 581.5884 | 0.013833 | 16 | Residential_2033_SC C_MW_Before Competition Groups_16 | Advanced BAS/Controllers | 1.383% | 0 | 8.0453 | Residential_2033_SC C_MW_Before Competition Groups_Advanced BAS/Controllers
Residential | Res ¦ Energy Star Torchiere | 2033 | SC C | MW | Before Competition Groups | 7.5453 | 0 | 0 | 581.5884 | 0.012974 | 17 | Residential_2033_SC C_MW_Before Competition Groups_17 | Energy Star Torchiere | 1.297% | 0 | 7.5453 | Residential_2033_SC C_MW_Before Competition Groups_Energy Star Torchiere
Residential | Res ¦ Smart Burners | 2033 | SC C | MW | Before Competition Groups | 7.5359 | 0 | 0 | 581.5884 | 0.012957 | 18 | Residential_2033_SC C_MW_Before Competition Groups_18 | Smart Burners | 1.296% | 0 | 7.5359 | Residential_2033_SC C_MW_Before Competition Groups_Smart Burners
Residential | Res ¦ Occupancy Sensors MF | 2033 | SC C | MW | Before Competition Groups | 6.6248 | 0 | 0 | 581.5884 | 0.011391 | 19 | Residential_2033_SC C_MW_Before Competition Groups_19 | Occupancy Sensors MF | 1.139% | 0 | 6.6248 | Residential_2033_SC C_MW_Before Competition Groups_Occupancy Sensors MF
Residential | Res ¦ Refrigerator Recycling | 2033 | SC C | MW | Before Competition Groups | 6.3092 | 0 | 0 | 581.5884 | 0.010848 | 20 | Residential_2033_SC C_MW_Before Competition Groups_20 | Refrigerator Recycling | 1.085% | 0 | 6.3092 | Residential_2033_SC C_MW_Before Competition Groups_Refrigerator Recycling
Residential | Res ¦ Energy Star Freezer | 2033 | SC C | MW | Before Competition Groups | 5.9308 | 0 | 0 | 581.5884 | 0.010198 | 21 | Residential_2033_SC C_MW_Before Competition Groups_21 | Energy Star Freezer | 1.02% | 0 | 5.9308 | Residential_2033_SC C_MW_Before Competition Groups_Energy Star Freezer
Residential | Res ¦ Air Sealing | 2033 | SC C | MW | Before Competition Groups | 4.6354 | 0 | 0 | 581.5884 | 0.0079702 | 22 | Residential_2033_SC C_MW_Before Competition Groups_22 | Air Sealing | 0.797% | 0 | 4.6354 | Residential_2033_SC C_MW_Before Competition Groups_Air Sealing
Residential | Res ¦ Energy Star Dehumidifier | 2033 | SC C | MW | Before Competition Groups | 4.2372 | 0 | 0 | 581.5884 | 0.0072855 | 23 | Residential_2033_SC C_MW_Before Competition Groups_23 | Energy Star Dehumidifier | 0.7285% | 0 | 4.2372 | Residential_2033_SC C_MW_Before Competition Groups_Energy Star Dehumidifier
Residential | Res ¦ Floor Insulation | 2033 | SC C | MW | Before Competition Groups | 3.7816 | 0 | 0 | 581.5884 | 0.0065022 | 24 | Residential_2033_SC C_MW_Before Competition Groups_24 | Floor Insulation | 0.6502% | 0 | 3.7816 | Residential_2033_SC C_MW_Before Competition Groups_Floor Insulation
Residential | Res ¦ Energy Star Light Fixture | 2033 | SC C | MW | Before Competition Groups | 3.5868 | 0 | 0 | 581.5884 | 0.0061672 | 25 | Residential_2033_SC C_MW_Before Competition Groups_25 | Energy Star Light Fixture | 0.6167% | 0 | 3.5868 | Residential_2033_SC C_MW_Before Competition Groups_Energy Star Light Fixture
Residential | Res ¦ LED Tube Re-Lamp | 2033 | SC C | MW | Before Competition Groups | 3.4416 | 0 | 0 | 581.5884 | 0.0059177 | 26 | Residential_2033_SC C_MW_Before Competition Groups_26 | LED Tube Re-Lamp | 0.5918% | 0 | 3.4416 | Residential_2033_SC C_MW_Before Competition Groups_LED Tube Re-Lamp
Residential | Res ¦ Minimize Hot and Warm Clothes Wash | 2033 | SC C | MW | Before Competition Groups | 2.9686 | 0 | 0 | 581.5884 | 0.0051044 | 27 | Residential_2033_SC C_MW_Before Competition Groups_27 | Minimize Hot and Warm Clothes Wash | 0.5104% | 0 | 2.9686 | Residential_2033_SC C_MW_Before Competition Groups_Minimize Hot and Warm Clothes Wash
Residential | Res ¦ Outside Air Economizer | 2033 | SC C | MW | Before Competition Groups | 2.6752 | 0 | 0 | 581.5884 | 0.0045998 | 28 | Residential_2033_SC C_MW_Before Competition Groups_28 | Outside Air Economizer | 0.46% | 0 | 2.6752 | Residential_2033_SC C_MW_Before Competition Groups_Outside Air Economizer
Residential | Res ¦ ENERGY STAR LED LAMPS (REFLECTOR LAMPs/MR16/PAR 16) | 2033 | SC C | MW | Before Competition Groups | 2.0177 | 0 | 0 | 581.5884 | 0.0034693 | 29 | Residential_2033_SC C_MW_Before Competition Groups_29 | ENERGY STAR LED LAMPS (REFLECTOR LAMPs/MR16/PAR 16) | 0.3469% | 0 | 2.0177 | Residential_2033_SC C_MW_Before Competition Groups_ENERGY STAR LED LAMPS (REFLECTOR LAMPs/MR16/PAR 16)
Residential | Res ¦ Duct Insulation MF | 2033 | SC C | MW | Before Competition Groups | 1.7201 | 0 | 0 | 581.5884 | 0.0029576 | 30 | Residential_2033_SC C_MW_Before Competition Groups_30 | Duct Insulation MF | 0.2958% | 0 | 1.7201 | Residential_2033_SC C_MW_Before Competition Groups_Duct Insulation MF
Residential | Res ¦ Demand Control Ventilation | 2033 | SC C | MW | Before Competition Groups | 1.4139 | 0 | 0 | 581.5884 | 0.0024312 | 31 | Residential_2033_SC C_MW_Before Competition Groups_31 | Demand Control Ventilation | 0.2431% | 0 | 1.4139 | Residential_2033_SC C_MW_Before Competition Groups_Demand Control Ventilation
Residential | Res ¦ Furnace Whistle | 2033 | SC C | MW | Before Competition Groups | 1.3587 | 0 | 0 | 581.5884 | 0.0023362 | 32 | Residential_2033_SC C_MW_Before Competition Groups_32 | Furnace Whistle | 0.2336% | 0 | 1.3587 | Residential_2033_SC C_MW_Before Competition Groups_Furnace Whistle
Residential | Res ¦ Duct Insulation | 2033 | SC C | MW | Before Competition Groups | 1.3208 | 0 | 0 | 581.5884 | 0.002271 | 33 | Residential_2033_SC C_MW_Before Competition Groups_33 | Duct Insulation | 0.2271% | 0 | 1.3208 | Residential_2033_SC C_MW_Before Competition Groups_Duct Insulation
Residential | Res ¦ CO Sensors for parking garage exhaust fans | 2033 | SC C | MW | Before Competition Groups | 1.2496 | 0 | 0 | 581.5884 | 0.0021486 | 34 | Residential_2033_SC C_MW_Before Competition Groups_34 | CO Sensors for parking garage exhaust fans | 0.2149% | 0 | 1.2496 | Residential_2033_SC C_MW_Before Competition Groups_CO Sensors for parking garage exhaust fans
Residential | Res ¦ Comprehensive Draft Proofing | 2033 | SC C | MW | Before Competition Groups | 1.1546 | 0 | 0 | 581.5884 | 0.0019852 | 35 | Residential_2033_SC C_MW_Before Competition Groups_35 | Comprehensive Draft Proofing | 0.1985% | 0 | 1.1546 | Residential_2033_SC C_MW_Before Competition Groups_Comprehensive Draft Proofing
Residential | Res ¦ Variable Frequency Drive (VFD) | 2033 | SC C | MW | Before Competition Groups | 1.1199 | 0 | 0 | 581.5884 | 0.0019255 | 36 | Residential_2033_SC C_MW_Before Competition Groups_36 | Variable Frequency Drive (VFD) | 0.1926% | 0 | 1.1199 | Residential_2033_SC C_MW_Before Competition Groups_Variable Frequency Drive (VFD)
Residential | Res ¦ Condensing Make Up Air Unit | 2033 | SC C | MW | Before Competition Groups | 0.99136 | 0 | 0 | 581.5884 | 0.0017046 | 37 | Residential_2033_SC C_MW_Before Competition Groups_37 | Condensing Make Up Air Unit | 0.1705% | 0 | 0.99136 | Residential_2033_SC C_MW_Before Competition Groups_Condensing Make Up Air Unit
Residential | Res ¦ Tankless Water Heater | 2033 | SC C | MW | Before Competition Groups | 0.91501 | 0 | 0 | 581.5884 | 0.0015733 | 38 | Residential_2033_SC C_MW_Before Competition Groups_38 | Tankless Water Heater | 0.1573% | 0 | 0.91501 | Residential_2033_SC C_MW_Before Competition Groups_Tankless Water Heater
Residential | Res ¦ LED Parking Lot Fixture | 2033 | SC C | MW | Before Competition Groups | 0.86304 | 0 | 0 | 581.5884 | 0.0014839 | 39 | Residential_2033_SC C_MW_Before Competition Groups_39 | LED Parking Lot Fixture | 0.1484% | 0 | 0.86304 | Residential_2033_SC C_MW_Before Competition Groups_LED Parking Lot Fixture
Residential | Res ¦ Water Heater Temperature Setback | 2033 | SC C | MW | Before Competition Groups | 0.70825 | 0 | 0 | 581.5884 | 0.0012178 | 40 | Residential_2033_SC C_MW_Before Competition Groups_40 | Water Heater Temperature Setback | 0.1218% | 0 | 0.70825 | Residential_2033_SC C_MW_Before Competition Groups_Water Heater Temperature Setback
Residential | Res ¦ Heat Recovery Ventilator | 2033 | SC C | MW | Before Competition Groups | 0.539 | 0 | 0 | 581.5884 | 0.00092678 | 41 | Residential_2033_SC C_MW_Before Competition Groups_41 | Heat Recovery Ventilator | 0.09268% | 0 | 0.539 | Residential_2033_SC C_MW_Before Competition Groups_Heat Recovery Ventilator
Residential | Res ¦ Clothes Drying Racks | 2033 | SC C | MW | Before Competition Groups | 0.50693 | 0 | 0 | 581.5884 | 0.00087162 | 42 | Residential_2033_SC C_MW_Before Competition Groups_42 | Clothes Drying Racks | 0.08716% | 0 | 0.50693 | Residential_2033_SC C_MW_Before Competition Groups_Clothes Drying Racks
Residential | Res ¦ ENERGY STAR LED Lamps (General Service Lamps) | 2033 | SC C | MW | Before Competition Groups | 0.44651 | 0 | 0 | 581.5884 | 0.00076775 | 43 | Residential_2033_SC C_MW_Before Competition Groups_43 | ENERGY STAR LED Lamps (General Service Lamps) | 0.07677% | 0 | 0.44651 | Residential_2033_SC C_MW_Before Competition Groups_ENERGY STAR LED Lamps (General Service Lamps)
Residential | Res ¦ LED Exterior Area Lights - LED Fixture (200W) | 2033 | SC C | MW | Before Competition Groups | 0.41895 | 0 | 0 | 581.5884 | 0.00072036 | 44 | Residential_2033_SC C_MW_Before Competition Groups_44 | LED Exterior Area Lights - LED Fixture (200W) | 0.07204% | 0 | 0.41895 | Residential_2033_SC C_MW_Before Competition Groups_LED Exterior Area Lights - LED Fixture (200W)
Residential | Res ¦ VFD on Pumps | 2033 | SC C | MW | Before Competition Groups | 0.34437 | 0 | 0 | 581.5884 | 0.00059212 | 45 | Residential_2033_SC C_MW_Before Competition Groups_45 | VFD on Pumps | 0.05921% | 0 | 0.34437 | Residential_2033_SC C_MW_Before Competition Groups_VFD on Pumps
Residential | Res ¦ ECM MOTORS FOR HVAC APPLICATION (FAN-POWERED VAV BOX) | 2033 | SC C | MW | Before Competition Groups | 0.19757 | 0 | 0 | 581.5884 | 0.00033971 | 46 | Residential_2033_SC C_MW_Before Competition Groups_46 | ECM MOTORS FOR HVAC APPLICATION (FAN-POWERED VAV BOX) | 0.03397% | 0 | 0.19757 | Residential_2033_SC C_MW_Before Competition Groups_ECM MOTORS FOR HVAC APPLICATION (FAN-POWERED VAV BOX)
Residential | Res ¦ Chilled Water Optimization | 2033 | SC C | MW | Before Competition Groups | 0.14419 | 0 | 0 | 581.5884 | 0.00024792 | 47 | Residential_2033_SC C_MW_Before Competition Groups_47 | Chilled Water Optimization | 0.02479% | 0 | 0.14419 | Residential_2033_SC C_MW_Before Competition Groups_Chilled Water Optimization
Residential | Res ¦ Beverage Vending Machine Controls | 2033 | SC C | MW | Before Competition Groups | 0.13303 | 0 | 0 | 581.5884 | 0.00022873 | 48 | Residential_2033_SC C_MW_Before Competition Groups_48 | Beverage Vending Machine Controls | 0.02287% | 0 | 0.13303 | Residential_2033_SC C_MW_Before Competition Groups_Beverage Vending Machine Controls
Residential | Res ¦ Wall Insulation | 2033 | SC C | MW | Before Competition Groups | 0.04197 | 0 | 0 | 581.5884 | 7.2164e-05 | 49 | Residential_2033_SC C_MW_Before Competition Groups_49 | Wall Insulation | 0.007216% | 0 | 0.04197 | Residential_2033_SC C_MW_Before Competition Groups_Wall Insulation
Residential | Res ¦ LED High Bay Fixture | 2033 | SC C | MW | Before Competition Groups | 0.025509 | 0 | 0 | 581.5884 | 4.386e-05 | 50 | Residential_2033_SC C_MW_Before Competition Groups_50 | LED High Bay Fixture | 0.004386% | 0 | 0.025509 | Residential_2033_SC C_MW_Before Competition Groups_LED High Bay Fixture
Residential | Res ¦ Wall Insulation MF | 2033 | SC C | MW | Before Competition Groups | 0.0042201 | 0 | 0 | 581.5884 | 7.2561e-06 | 51 | Residential_2033_SC C_MW_Before Competition Groups_51 | Wall Insulation MF | 0.0007256% | 0 | 0.0042201 | Residential_2033_SC C_MW_Before Competition Groups_Wall Insulation MF
Residential | Res ¦ Freezer Recycling | 2033 | SC C | MW | Before Competition Groups | 0.00045713 | 0 | 0 | 581.5884 | 7.86e-07 | 52 | Residential_2033_SC C_MW_Before Competition Groups_52 | Freezer Recycling | 7.86e-05% | 0 | 0.00045713 | Residential_2033_SC C_MW_Before Competition Groups_Freezer Recycling
Residential | Res ¦ LED Downlight | 2033 | SC C | MW | Before Competition Groups | 0 | 0 | 0 | 581.5884 | 0 | 53 | Residential_2033_SC C_MW_Before Competition Groups_53 | LED Downlight | 0% | 0 | 0 | Residential_2033_SC C_MW_Before Competition Groups_LED Downlight
Residential | Res ¦ Smart Power Bar | 2033 | SC C | MW | Before Competition Groups | 0 | 0 | 0 | 581.5884 | 0 | 54 | Residential_2033_SC C_MW_Before Competition Groups_54 | Smart Power Bar | 0% | 0 | 0 | Residential_2033_SC C_MW_Before Competition Groups_Smart Power Bar
Residential | Res ¦ Ductless Mini-Split Heat Pump | 2033 | SC D | MW | Before Competition Groups | 96.7823 | 0 | 0 | 478.7169 | 0.20217 | 1 | Residential_2033_SC D_MW_Before Competition Groups_1 | Ductless Mini-Split Heat Pump | 20.22% | 0 | 96.7823 | Residential_2033_SC D_MW_Before Competition Groups_Ductless Mini-Split Heat Pump
Residential | Res ¦ Building Recommissioning, Operations and Maintenance (O&M) Improvements | 2033 | SC D | MW | Before Competition Groups | 54.9685 | 0 | 0 | 478.7169 | 0.11482 | 2 | Residential_2033_SC D_MW_Before Competition Groups_2 | Building Recommissioning, Operations and Maintenance (O&M) Improvements | 11.48% | 0 | 54.9685 | Residential_2033_SC D_MW_Before Competition Groups_Building Recommissioning, Operations and Maintenance (O&M) Improvements
Residential | Res ¦ Energy Star Clothes Washer | 2033 | SC D | MW | Before Competition Groups | 44.4334 | 0 | 0 | 478.7169 | 0.092818 | 3 | Residential_2033_SC D_MW_Before Competition Groups_3 | Energy Star Clothes Washer | 9.282% | 0 | 44.4334 | Residential_2033_SC D_MW_Before Competition Groups_Energy Star Clothes Washer
Residential | Res ¦ Adaptive Thermostat | 2033 | SC D | MW | Before Competition Groups | 32.9835 | 0 | 0 | 478.7169 | 0.0689 | 4 | Residential_2033_SC D_MW_Before Competition Groups_4 | Adaptive Thermostat | 6.89% | 0 | 32.9835 | Residential_2033_SC D_MW_Before Competition Groups_Adaptive Thermostat
Residential | Res ¦ Variable Speed Pool Pump Motor | 2033 | SC D | MW | Before Competition Groups | 25.9135 | 0 | 0 | 478.7169 | 0.054131 | 5 | Residential_2033_SC D_MW_Before Competition Groups_5 | Variable Speed Pool Pump Motor | 5.413% | 0 | 25.9135 | Residential_2033_SC D_MW_Before Competition Groups_Variable Speed Pool Pump Motor
Residential | Res ¦ Energy Star Air Source Heat Pump | 2033 | SC D | MW | Before Competition Groups | 25.3933 | 0 | 0 | 478.7169 | 0.053045 | 6 | Residential_2033_SC D_MW_Before Competition Groups_6 | Energy Star Air Source Heat Pump | 5.304% | 0 | 25.3933 | Residential_2033_SC D_MW_Before Competition Groups_Energy Star Air Source Heat Pump
Residential | Res ¦ Energy Star Room Air Conditioner | 2033 | SC D | MW | Before Competition Groups | 25.3482 | 0 | 0 | 478.7169 | 0.05295 | 7 | Residential_2033_SC D_MW_Before Competition Groups_7 | Energy Star Room Air Conditioner | 5.295% | 0 | 25.3482 | Residential_2033_SC D_MW_Before Competition Groups_Energy Star Room Air Conditioner
Residential | Res ¦ Basement Wall Insulation | 2033 | SC D | MW | Before Competition Groups | 23.0054 | 0 | 0 | 478.7169 | 0.048056 | 8 | Residential_2033_SC D_MW_Before Competition Groups_8 | Basement Wall Insulation | 4.806% | 0 | 23.0054 | Residential_2033_SC D_MW_Before Competition Groups_Basement Wall Insulation
Residential | Res ¦ Energy Star LED Bulbs General Purpose LEDs | 2033 | SC D | MW | Before Competition Groups | 21.2349 | 0 | 0 | 478.7169 | 0.044358 | 9 | Residential_2033_SC D_MW_Before Competition Groups_9 | Energy Star LED Bulbs General Purpose LEDs | 4.436% | 0 | 21.2349 | Residential_2033_SC D_MW_Before Competition Groups_Energy Star LED Bulbs General Purpose LEDs
Residential | Res ¦ Energy Star LED Specialty Bulbs | 2033 | SC D | MW | Before Competition Groups | 20.3874 | 0 | 0 | 478.7169 | 0.042588 | 10 | Residential_2033_SC D_MW_Before Competition Groups_10 | Energy Star LED Specialty Bulbs | 4.259% | 0 | 20.3874 | Residential_2033_SC D_MW_Before Competition Groups_Energy Star LED Specialty Bulbs
Residential | Res ¦ Energy Star A Line, PAR, MR Lamps | 2033 | SC D | MW | Before Competition Groups | 14.0138 | 0 | 0 | 478.7169 | 0.029274 | 11 | Residential_2033_SC D_MW_Before Competition Groups_11 | Energy Star A Line, PAR, MR Lamps | 2.927% | 0 | 14.0138 | Residential_2033_SC D_MW_Before Competition Groups_Energy Star A Line, PAR, MR Lamps
Residential | Res ¦ High Efficiency Chiller (avg of water and air cooled) | 2033 | SC D | MW | Before Competition Groups | 9.5598 | 0 | 0 | 478.7169 | 0.01997 | 12 | Residential_2033_SC D_MW_Before Competition Groups_12 | High Efficiency Chiller (avg of water and air cooled) | 1.997% | 0 | 9.5598 | Residential_2033_SC D_MW_Before Competition Groups_High Efficiency Chiller (avg of water and air cooled)
Residential | Res ¦ Attic Insulation | 2033 | SC D | MW | Before Competition Groups | 9.536 | 0 | 0 | 478.7169 | 0.01992 | 13 | Residential_2033_SC D_MW_Before Competition Groups_13 | Attic Insulation | 1.992% | 0 | 9.536 | Residential_2033_SC D_MW_Before Competition Groups_Attic Insulation
Residential | Res ¦ Home Energy Reports | 2033 | SC D | MW | Before Competition Groups | 9.0529 | 0 | 0 | 478.7169 | 0.018911 | 14 | Residential_2033_SC D_MW_Before Competition Groups_14 | Home Energy Reports | 1.891% | 0 | 9.0529 | Residential_2033_SC D_MW_Before Competition Groups_Home Energy Reports
Residential | Res ¦ Energy Star Clothes Dryer | 2033 | SC D | MW | Before Competition Groups | 8.6182 | 0 | 0 | 478.7169 | 0.018003 | 15 | Residential_2033_SC D_MW_Before Competition Groups_15 | Energy Star Clothes Dryer | 1.8% | 0 | 8.6182 | Residential_2033_SC D_MW_Before Competition Groups_Energy Star Clothes Dryer
Residential | Res ¦ Advanced BAS/Controllers | 2033 | SC D | MW | Before Competition Groups | 8.0453 | 0 | 0 | 478.7169 | 0.016806 | 16 | Residential_2033_SC D_MW_Before Competition Groups_16 | Advanced BAS/Controllers | 1.681% | 0 | 8.0453 | Residential_2033_SC D_MW_Before Competition Groups_Advanced BAS/Controllers
Residential | Res ¦ Energy Star Torchiere | 2033 | SC D | MW | Before Competition Groups | 6.6792 | 0 | 0 | 478.7169 | 0.013952 | 17 | Residential_2033_SC D_MW_Before Competition Groups_17 | Energy Star Torchiere | 1.395% | 0 | 6.6792 | Residential_2033_SC D_MW_Before Competition Groups_Energy Star Torchiere
Residential | Res ¦ Occupancy Sensors MF | 2033 | SC D | MW | Before Competition Groups | 6.6248 | 0 | 0 | 478.7169 | 0.013839 | 18 | Residential_2033_SC D_MW_Before Competition Groups_18 | Occupancy Sensors MF | 1.384% | 0 | 6.6248 | Residential_2033_SC D_MW_Before Competition Groups_Occupancy Sensors MF
Residential | Res ¦ Refrigerator Recycling | 2033 | SC D | MW | Before Competition Groups | 3.8899 | 0 | 0 | 478.7169 | 0.0081256 | 19 | Residential_2033_SC D_MW_Before Competition Groups_19 | Refrigerator Recycling | 0.8126% | 0 | 3.8899 | Residential_2033_SC D_MW_Before Competition Groups_Refrigerator Recycling
Residential | Res ¦ LED Tube Re-Lamp | 2033 | SC D | MW | Before Competition Groups | 3.4344 | 0 | 0 | 478.7169 | 0.0071743 | 20 | Residential_2033_SC D_MW_Before Competition Groups_20 | LED Tube Re-Lamp | 0.7174% | 0 | 3.4344 | Residential_2033_SC D_MW_Before Competition Groups_LED Tube Re-Lamp
Residential | Res ¦ Energy Star Freezer | 2033 | SC D | MW | Before Competition Groups | 3.1647 | 0 | 0 | 478.7169 | 0.0066108 | 21 | Residential_2033_SC D_MW_Before Competition Groups_21 | Energy Star Freezer | 0.6611% | 0 | 3.1647 | Residential_2033_SC D_MW_Before Competition Groups_Energy Star Freezer
Residential | Res ¦ Minimize Hot and Warm Clothes Wash | 2033 | SC D | MW | Before Competition Groups | 2.9686 | 0 | 0 | 478.7169 | 0.0062012 | 22 | Residential_2033_SC D_MW_Before Competition Groups_22 | Minimize Hot and Warm Clothes Wash | 0.6201% | 0 | 2.9686 | Residential_2033_SC D_MW_Before Competition Groups_Minimize Hot and Warm Clothes Wash
Residential | Res ¦ Outside Air Economizer | 2033 | SC D | MW | Before Competition Groups | 2.6752 | 0 | 0 | 478.7169 | 0.0055882 | 23 | Residential_2033_SC D_MW_Before Competition Groups_23 | Outside Air Economizer | 0.5588% | 0 | 2.6752 | Residential_2033_SC D_MW_Before Competition Groups_Outside Air Economizer
Residential | Res ¦ Smart Burners | 2033 | SC D | MW | Before Competition Groups | 2.5828 | 0 | 0 | 478.7169 | 0.0053952 | 24 | Residential_2033_SC D_MW_Before Competition Groups_24 | Smart Burners | 0.5395% | 0 | 2.5828 | Residential_2033_SC D_MW_Before Competition Groups_Smart Burners
Residential | Res ¦ Energy Star Light Fixture | 2033 | SC D | MW | Before Competition Groups | 2.1695 | 0 | 0 | 478.7169 | 0.004532 | 25 | Residential_2033_SC D_MW_Before Competition Groups_25 | Energy Star Light Fixture | 0.4532% | 0 | 2.1695 | Residential_2033_SC D_MW_Before Competition Groups_Energy Star Light Fixture
Residential | Res ¦ ENERGY STAR LED LAMPS (REFLECTOR LAMPs/MR16/PAR 16) | 2033 | SC D | MW | Before Competition Groups | 2.0177 | 0 | 0 | 478.7169 | 0.0042148 | 26 | Residential_2033_SC D_MW_Before Competition Groups_26 | ENERGY STAR LED LAMPS (REFLECTOR LAMPs/MR16/PAR 16) | 0.4215% | 0 | 2.0177 | Residential_2033_SC D_MW_Before Competition Groups_ENERGY STAR LED LAMPS (REFLECTOR LAMPs/MR16/PAR 16)
Residential | Res ¦ Air Sealing | 2033 | SC D | MW | Before Competition Groups | 1.7188 | 0 | 0 | 478.7169 | 0.0035905 | 27 | Residential_2033_SC D_MW_Before Competition Groups_27 | Air Sealing | 0.359% | 0 | 1.7188 | Residential_2033_SC D_MW_Before Competition Groups_Air Sealing
Residential | Res ¦ Furnace Whistle | 2033 | SC D | MW | Before Competition Groups | 1.3587 | 0 | 0 | 478.7169 | 0.0028383 | 28 | Residential_2033_SC D_MW_Before Competition Groups_28 | Furnace Whistle | 0.2838% | 0 | 1.3587 | Residential_2033_SC D_MW_Before Competition Groups_Furnace Whistle
Residential | Res ¦ Energy Star Dehumidifier | 2033 | SC D | MW | Before Competition Groups | 1.2073 | 0 | 0 | 478.7169 | 0.002522 | 29 | Residential_2033_SC D_MW_Before Competition Groups_29 | Energy Star Dehumidifier | 0.2522% | 0 | 1.2073 | Residential_2033_SC D_MW_Before Competition Groups_Energy Star Dehumidifier
Residential | Res ¦ Comprehensive Draft Proofing | 2033 | SC D | MW | Before Competition Groups | 1.0482 | 0 | 0 | 478.7169 | 0.0021896 | 30 | Residential_2033_SC D_MW_Before Competition Groups_30 | Comprehensive Draft Proofing | 0.219% | 0 | 1.0482 | Residential_2033_SC D_MW_Before Competition Groups_Comprehensive Draft Proofing
Residential | Res ¦ LED Parking Lot Fixture | 2033 | SC D | MW | Before Competition Groups | 0.86304 | 0 | 0 | 478.7169 | 0.0018028 | 31 | Residential_2033_SC D_MW_Before Competition Groups_31 | LED Parking Lot Fixture | 0.1803% | 0 | 0.86304 | Residential_2033_SC D_MW_Before Competition Groups_LED Parking Lot Fixture
Residential | Res ¦ Variable Frequency Drive (VFD) | 2033 | SC D | MW | Before Competition Groups | 0.85412 | 0 | 0 | 478.7169 | 0.0017842 | 32 | Residential_2033_SC D_MW_Before Competition Groups_32 | Variable Frequency Drive (VFD) | 0.1784% | 0 | 0.85412 | Residential_2033_SC D_MW_Before Competition Groups_Variable Frequency Drive (VFD)
Residential | Res ¦ CO Sensors for parking garage exhaust fans | 2033 | SC D | MW | Before Competition Groups | 0.79991 | 0 | 0 | 478.7169 | 0.001671 | 33 | Residential_2033_SC D_MW_Before Competition Groups_33 | CO Sensors for parking garage exhaust fans | 0.1671% | 0 | 0.79991 | Residential_2033_SC D_MW_Before Competition Groups_CO Sensors for parking garage exhaust fans
Residential | Res ¦ Water Heater Temperature Setback | 2033 | SC D | MW | Before Competition Groups | 0.64607 | 0 | 0 | 478.7169 | 0.0013496 | 34 | Residential_2033_SC D_MW_Before Competition Groups_34 | Water Heater Temperature Setback | 0.135% | 0 | 0.64607 | Residential_2033_SC D_MW_Before Competition Groups_Water Heater Temperature Setback
Residential | Res ¦ Floor Insulation | 2033 | SC D | MW | Before Competition Groups | 0.62187 | 0 | 0 | 478.7169 | 0.001299 | 35 | Residential_2033_SC D_MW_Before Competition Groups_35 | Floor Insulation | 0.1299% | 0 | 0.62187 | Residential_2033_SC D_MW_Before Competition Groups_Floor Insulation
Residential | Res ¦ Demand Control Ventilation | 2033 | SC D | MW | Before Competition Groups | 0.56374 | 0 | 0 | 478.7169 | 0.0011776 | 36 | Residential_2033_SC D_MW_Before Competition Groups_36 | Demand Control Ventilation | 0.1178% | 0 | 0.56374 | Residential_2033_SC D_MW_Before Competition Groups_Demand Control Ventilation
Residential | Res ¦ Clothes Drying Racks | 2033 | SC D | MW | Before Competition Groups | 0.50693 | 0 | 0 | 478.7169 | 0.0010589 | 37 | Residential_2033_SC D_MW_Before Competition Groups_37 | Clothes Drying Racks | 0.1059% | 0 | 0.50693 | Residential_2033_SC D_MW_Before Competition Groups_Clothes Drying Racks
Residential | Res ¦ Tankless Water Heater | 2033 | SC D | MW | Before Competition Groups | 0.47513 | 0 | 0 | 478.7169 | 0.00099251 | 38 | Residential_2033_SC D_MW_Before Competition Groups_38 | Tankless Water Heater | 0.09925% | 0 | 0.47513 | Residential_2033_SC D_MW_Before Competition Groups_Tankless Water Heater